## Cover
Victoria to NSW Interconnector West (VNI West) PACR market modelling outcomes
Progressive Change scenario
Transgrid | 16 May 2023

## Release notice
Notice
Ernst & Young (“EY”) was engaged on the instructions of NSW Electricity Networks Operations Pty Limited, as trustee for NSW Electricity Networks Operations Trust (“Transgrid”), to undertake market modelling of system costs and benefits to assess two options for the Victoria to NSW Interconnector West (VNI West) Regulatory Investment Test for Transmission (“VNI West RIT-T”). The results of EY’s work, including the assumptions and qualifications made in preparing the workbook (“Workbook”), are set out in the Project Assessment Conclusions Report dated May 2023 and in EY's report accompanying the Additional Consultation Report dated 22 February 2023 ("Reports"). The Workbook and the Reports should be read in conjunction with each other and in their entirety including any disclaimers and attachments, this notice and the notice included in the Reports. A reference to the Workbook includes any part of the Workbook. No further work has been undertaken by EY since the date of the Workbook to update it. EY has prepared the Workbook for the benefit of Transgrid and has considered only the interest of Transgrid. EY has not been engaged to act, and has not acted, as advisor to any other party. Accordingly, EY makes no representations as to the appropriateness, accuracy or completeness of the Workbook for any other party's purposes. Our work commenced on 22 September 2021 and was completed on 28 April 2023. Therefore, our Workbook does not take account of events or circumstances arising after 28 April 2023 and we have no responsibility to update the Workbook for such events or circumstances. No reliance may be placed upon the Workbook or any of its contents by any party other than Transgrid (“Third Parties”). Any Third Parties receiving a copy of the Workbook must make and rely on their own enquiries in relation to the issues to which the Workbook relates, the contents of the Workbook and all matters arising from or relating to or in any way connected with the Workbook or its contents. EY disclaims all responsibility to any Third Parties for any loss or liability that the Third Parties may suffer or incur arising from or relating to or in any way connected with the contents of the Workbook, the provision of the Workbook to the Third Parties or the reliance upon the Workbook by the Third Parties. No claim or demand or any actions or proceedings may be brought against EY arising from or connected with the contents of the Workbook or the provision of the Workbook to the Third Parties. EY will be released and forever discharged from any such claims, demands, actions or proceedings. Our Workbook is based, in part, on the information provided to us by Transgrid and other stakeholders engaged in this process. We have relied on the accuracy of the information gathered through these sources. We do not imply, and it should not be construed that we have performed an audit, verification or due diligence procedures on any of the information provided to us. We have not independently verified, nor accept any responsibility or liability for independently verifying, any such information nor do we make any representation as to the accuracy or completeness of the information. We accept no liability for any loss or damage, which may result from your reliance on any research, analyses or information so supplied. Modelling work performed as part of our scope inherently requires assumptions about future behaviours and market interactions, which may result in forecasts that deviate from future conditions. There will usually be differences between estimated and actual outcomes, because events and circumstances frequently do not occur as expected, and those differences may be material. We take no responsibility that the projected outcomes will be achieved. We highlight that our analysis and Workbook do not constitute investment advice or a recommendation to you on a future course of action. We provide no assurance that the scenarios we have modelled will be accepted by any relevant authority or third party. EY has consented to the Workbook being published electronically on Transgrid’s website for informational purposes only. EY has not consented to distribution or disclosure beyond this. The material contained in the Workbook, including the EY logo, is copyright. The copyright in the material contained in the Workbook itself, excluding EY logo, vests in Transgrid. The Workbook, including the EY logo, cannot be altered without prior written permission from EY. Readers are advised that the outcomes provided are based on many detailed assumptions underpinning the scenario, and the key assumptions are described in the Workbook. These assumptions were selected by Transgrid after public consultation. The modelled scenario represents one possible future option for the development and operation of the National Electricity Market, and it must be acknowledged that many alternative futures exist. Alternative futures beyond those presented have not been evaluated as part of this Workbook. EY’s liability is limited by a scheme approved under Professional Standards Legislation.

## Version notes
Change log
2023-05-16 | 1 | Victoria to NSW Interconnector West (VNI West) PACR market modelling outcomes - Progressive Change scenario

## Abbreviations and notes
Acronyms
AEMO | Australian Energy Market Operator
CCGT | Closed cycle gas turbine
Diesel | Diesel generator
Distributed PV | PV non-scheduled generators (PVNSG) and Rooftop PV
DSP | Demand-side participation
ESOO | Electricity Statement Of Opportunities
FOM | Fixed operations and maintenance
Gas - Steam | Gas-powered steam turbine
GWh | Gigawatt-hours
Grid Battery | Explicitly modelled existing and new entrant (8 hour or less) battery storage
MW | Megawatts
NEM | National Electricity Market
OCGT | Open cycle gas turbine
PACR | Project Assessment Conclusions Report
PV | Photovoltaic
PVNSG | PV non-scheduled generators
Rehab | Rehabilitation (after closing an existing generator)
REZ | Renewable energy zone
USE | Unserved energy
VOM | Variable operations and maintenance
VPP | Virtual power plants
Notes
1. Tumut 3 generation is included in Hydro, whereas Tumut 3 pump is included in Pumped Hydro Pump.
2. REZ expansion costs only capture intra-regional network augmentations. These costs do not include the cost of interconnectors.
3. Entry of new capacity and retirement of generator capacity where allowed occurs at the beginning of each financial year, on 1 July.
4. Other non-scheduled generation is handled on the demand side as per AEMO's 2021 ESOO.

## ---Compare options---
Compare |  | Option 5A | to | BaseCase |  | 0 | 1 | 2 | 3 | 4 | 5 | 6 | 7 | 8 | 9 | 10 | 11 | 12 | 13 | 14 | 15 | 16 | 17 | 18 | 19 | 20 | 21 | 22 | 23 | 24 | 25 | 26
NEM discounted market benefits by year
Select region | NEM
[5 empty] | Real June 2021 dollars ($m) discounted to 1 July 2021 | 2023-24 | 2024-25 | 2025-26 | 2026-27 | 2027-28 | 2028-29 | 2029-30 | 2030-31 | 2031-32 | 2032-33 | 2033-34 | 2034-35 | 2035-36 | 2036-37 | 2037-38 | 2038-39 | 2039-40 | 2040-41 | 2041-42 | 2042-43 | 2043-44 | 2044-45 | 2045-46 | 2046-47 | 2047-48 | 2048-49 | 2049-50
|  |  |  | Build | CAPEX | 0 | -0.00030569 | -0.00024245 | 0.082746 | -0.11078 | 0.18938 | 0.80432 | 1.3781 | 1.9235 | 2.1667 | 7.9986 | 17.3613 | 32.121 | 38.9866 | 54.6902 | 47.9895 | 72.7736 | 144.5799 | 188.7787 | 247.5112 | 323.013 | 392.3277 | 463.8888 | 539.5944 | 604.0693 | 644.5042 | 739.0448
|  |  |  | FOM | FOM | 0 | -4.4074e-05 | -8.3906e-05 | 0.014604 | 0.0052743 | 0.014861 | 0.063469 | 0.10857 | 0.15143 | 0.14262 | 1.7035 | 3.7887 | 7.5931 | 10.5427 | 15.1107 | 14.8043 | 21.0636 | 36.5542 | 41.2867 | 48.3277 | 57.8913 | 68.1253 | 78.6143 | 89.1914 | 96.1221 | 94.501 | 122.3255
|  |  |  | Fuel | Fuel | 0.26234 | 0.51404 | 0.73785 | 0.73223 | 2.6613 | 4.5066 | 6.6777 | 8.7684 | 12.4031 | 15.343 | 10.3424 | 1.2815 | 0.45135 | 6.9287 | 0.24273 | 65.1178 | 116.5871 | 131.1742 | 190.5049 | 239.0651 | 254.3377 | 281.4092 | 309.4663 | 347.2695 | 425.1975 | 538.5932 | 581.6012
|  |  |  | VOM | VOM | -0.10816 | -0.19982 | -0.27797 | -0.36088 | 0.62095 | 1.2099 | 1.5868 | 2.0306 | 2.7702 | 3.1952 | 2.8139 | 2.1099 | 0.54784 | -0.20962 | -1.3763 | 1.2683 | 2.9946 | 3.0377 | 4.5024 | 5.7325 | 4.0112 | 3.7866 | 2.4988 | 2.7388 | 1.599 | 2.9911 | 3.1081
|  |  |  | Rehab | Rehab | 0 | 0 | 0 | 0 | 0 | 0 | 0 | 0 | 0 | 0 | 0 | 0 | 0 | 0 | 0 | 0 | 0 | 0 | 0 | 0 | 0 | 0 | 0 | 0 | 0 | 0 | 0
|  |  |  | REZ Tx | REZ | -9.7837e-08 | -5.1259e-06 | -1.0083e-05 | -1.5255e-05 | -2.0426e-05 | -2.5972e-05 | -3.1259e-05 | -3.6871e-05 | -4.2572e-05 | -4.9442e-05 | 0.81871 | 1.8241 | 3.9376 | 13.2906 | 25.6545 | 38.0943 | 50.691 | 59.584 | 70.4346 | 80.7592 | 99.445 | 117.5079 | 134.4474 | 147.3778 | 158.9135 | 171.118 | 192.442
|  |  |  | USE+DSP | USE+DSP | -0.00014112 | -0.0002769 | -0.00042362 | -0.00056442 | -0.00078133 | 0.61033 | 0.61019 | 0.55975 | 0.50215 | 0.72933 | 3.0844 | 5.5512 | 0.99675 | -1.2246 | -0.58052 | -0.14754 | 1.3332 | 1.1886 | -3.4701 | -2.7488 | -3.5604 | -2.8811 | -2.8187 | -2.3488 | -2.2726 | -2.3957 | -2.1874
[5 empty] | Total cumulative market benefits | 0.15405 | 0.31359 | 0.45912 | 0.46812 | 3.1759 | 6.5311 | 9.7425 | 12.8454 | 17.7504 | 21.5768 | 26.7615 | 31.9167 | 45.6477 | 68.3144 | 93.7413 | 167.1267 | 265.443 | 376.1186 | 492.0371 | 618.6468 | 735.1378 | 860.2757 | 986.0969 | 1123.823 | 1283.6288 | 1449.3117 | 1636.3341
NEM capacity difference by year
Select region | NEM
[5 empty] | Capacity difference (MW) | 2023-24 | 2024-25 | 2025-26 | 2026-27 | 2027-28 | 2028-29 | 2029-30 | 2030-31 | 2031-32 | 2032-33 | 2033-34 | 2034-35 | 2035-36 | 2036-37 | 2037-38 | 2038-39 | 2039-40 | 2040-41 | 2041-42 | 2042-43 | 2043-44 | 2044-45 | 2045-46 | 2046-47 | 2047-48 | 2048-49 | 2049-50
[5 empty] | Black Coal | 0 | 0 | 0 | 0 | 0 | 0 | 0 | 0 | 0 | 0 | 0 | 0 | 0 | 0 | 0 | 0 | 0 | 0 | 0 | 0 | 0 | 0 | 0 | 0 | 0 | 0 | 0
[5 empty] | Brown Coal | 0 | 0 | 0 | 0 | 0 | 0 | 0 | 0 | 0 | 0 | 0 | 0 | 0 | 0 | 0 | 0 | 0 | 0 | 0 | 0 | 0 | 0 | 0 | 0 | 0 | 0 | 0
[5 empty] | CCGT | 0 | 0 | 0 | 0 | 0 | 0 | 0 | 0 | 0 | 0 | 0 | 0 | 0 | 0 | 0 | 0 | 0 | 0 | 0 | 0 | 0 | 0 | 0 | 0 | 0 | 0 | 0
[5 empty] | Gas - Steam | 0 | 0 | 0 | 0 | 0 | 0 | 0 | 0 | 0 | 0 | 0 | 0 | 0 | 0 | 0 | 0 | 0 | 0 | 0 | 0 | 0 | 0 | 0 | 0 | 0 | 0 | 0
[5 empty] | OCGT / Diesel | 0 | -0.00039807 | -0.00035776 | -0.00035774 | 0.99606 | 0.99606 | 0.99606 | 1.2474 | 1.2474 | 1.6103 | 137.0635 | 114.8739 | 231.9924 | 231.9924 | 231.9924 | 231.9924 | 231.9924 | 231.9924 | -500.4999 | -500.4999 | -130.4734 | 4.426 | 4.426 | -35.6116 | -166.5985 | -543.5988 | 586.7433
[5 empty] | Hydro | 0 | 0 | 0 | 0 | 0 | 0 | 0 | 0 | 0 | 0 | 0 | 0 | 0 | 0 | 0 | 0 | 0 | 0 | 0 | 0 | 0 | 0 | 0 | 0 | 0 | 0 | 0
[5 empty] | Hydrogen Turbine | 0 | 0 | 0 | 0 | 0 | 0 | 0 | 0 | 0 | 0 | 0 | 0 | 0 | 0 | 0 | 0 | 0 | 0 | 0 | 0 | 0 | 0 | 0 | 0 | 0 | 0 | 0
[5 empty] | Wind | 0 | 0.00042818 | -8.0372e-05 | -0.47958 | 2.783 | -13.3236 | -20.1967 | -20.2349 | -20.2348 | -20.2343 | -48.0723 | -34.3554 | 8.2723 | 212.8131 | 296.1537 | 344.8554 | 237.0321 | -235.9792 | -810.4589 | -965.9093 | -1069.017 | -542.026 | -701.6851 | 116.7421 | 1146.8016 | 1355.6477 | 341.1057
[5 empty] | Solar PV | 0 | 0 | 0.00079045 | 0.0015142 | -4.5836 | 19.4347 | 27.0617 | 27.0617 | 27.0617 | 27.062 | -45.167 | -115.4491 | -349.7245 | -556.2179 | -722.799 | -110.0766 | -366.3629 | -857.9911 | 144.297 | 87.4661 | -317.1806 | -1002.2759 | -929.5862 | -1719.8239 | -1795.1431 | -980.4772 | -1289.4009
[5 empty] | Grid Battery | 0 | 0.0012905 | 0.0014208 | 0.0015529 | 0.012247 | 0.012276 | 0.012413 | 0.012518 | 0.012559 | 5.2171 | -120.2465 | -108.1919 | -309.9165 | -309.9164 | -350.2651 | -350.265 | -717.4799 | -950.4987 | 96.2767 | 96.2767 | 6.0316 | -312.2983 | -312.2988 | -531.856 | -966.9058 | 52.348 | 237.7873
[5 empty] | Pumped Hydro | 0 | 0 | 0.00039224 | 0.00046396 | 1.5243 | -0.010301 | -0.010316 | -0.010077 | -0.010031 | -0.0088109 | 51.148 | 24.7836 | 124.0436 | 124.0436 | 15.6318 | 15.6318 | 15.6318 | 15.6318 | 80.0655 | -21.2599 | -103.8285 | -45.7061 | -45.7061 | -282.5471 | -459.8242 | -780.516 | -780.5141
[5 empty] | VPP | 0 | 0 | 0 | 0 | 0 | 0 | 0 | 0 | 0 | 0 | 0 | 0 | 0 | 0 | 0 | 0 | 0 | 0 | 0 | 0 | 0 | 0 | 0 | 0 | 0 | 0 | 0
[5 empty] | Grid Battery pump | 0 | 0.0012905 | 0.0014208 | 0.0015529 | 0.012247 | 0.012276 | 0.012413 | 0.012518 | 0.012559 | 5.2171 | -120.2465 | -108.1919 | -309.9165 | -309.9164 | -350.2651 | -350.265 | -717.4799 | -950.4987 | 96.2767 | 96.2767 | 6.0316 | -312.2983 | -312.2988 | -531.856 | -966.9058 | 52.348 | 237.7873
[5 empty] | Pumped Hydro Pump | 0 | 0 | 0.00039224 | 0.00046396 | 1.5243 | -0.010301 | -0.010316 | -0.010077 | -0.010031 | -0.0088109 | 51.148 | 24.7836 | 124.0436 | 124.0436 | 15.6318 | 15.6318 | 15.6318 | 15.6318 | 80.0655 | -21.2599 | -103.8285 | -45.7061 | -45.7061 | -282.5471 | -459.8242 | -780.516 | -780.5141
[5 empty] | VPP pump | 0 | 0 | 0 | 0 | 0 | 0 | 0 | 0 | 0 | 0 | 0 | 0 | 0 | 0 | 0 | 0 | 0 | 0 | 0 | 0 | 0 | 0 | 0 | 0 | 0 | 0 | 0
NEM generation difference by year
Select region | NEM
[5 empty] | Sent-out generation difference (GWh)* | 2023-24 | 2024-25 | 2025-26 | 2026-27 | 2027-28 | 2028-29 | 2029-30 | 2030-31 | 2031-32 | 2032-33 | 2033-34 | 2034-35 | 2035-36 | 2036-37 | 2037-38 | 2038-39 | 2039-40 | 2040-41 | 2041-42 | 2042-43 | 2043-44 | 2044-45 | 2045-46 | 2046-47 | 2047-48 | 2048-49 | 2049-50
[5 empty] | Black Coal | -1.133 | -0.40491 | -0.13231 | 5.2274 | -25.959 | -79.1973 | -101.3136 | -98.4832 | -181.0868 | -132.6637 | -1.9844 | 28.9398 | -15.415 | -26.7099 | -141.9307 | -8.4001 | 397.961 | 673.6119 | 710.3271 | 400.9147 | 375.9189 | 550.4241 | 336.3624 | 374.9956 | 194.6854 | 288.9488 | 260.5583
[5 empty] | Brown Coal | -32.1314 | -34.5867 | -31.8807 | -17.7291 | -237.5136 | -90.8937 | -92.9276 | -67.6757 | -157.7393 | -58.4052 | -65.5892 | -15.7428 | 7.3679 | -0.3909 | -20.5364 | 55.5457 | 49.8045 | 180.1294 | 243.6625 | 104.6416 | 105.0306 | 216.6989 | 237.8788 | 42.4929 | 0 | 0 | 0
[5 empty] | CCGT | 4.576e-05 | 1.3793e-06 | 8.907e-05 | -0.0092037 | -0.090666 | 0.85753 | 0.61169 | -3.6584 | -0.34414 | -14.2072 | 41.5696 | 47.6572 | 30.5912 | -69.7769 | -125.926 | 66.0901 | 233.5257 | 17.1181 | 179.2737 | 35.7216 | 119.2946 | 191.9943 | 70.2695 | 15.5727 | 11.9654 | 5.019 | 8.7043
[5 empty] | Gas - Steam | 5.1e-05 | 1.4e-05 | 0.0004695 | 0.01024 | 0.20875 | -0.0964 | -0.13707 | 0.25411 | 0.023098 | -0.13149 | -3.2399 | 8.2593 | -27.9512 | -13.2249 | 59.3563 | -468.0048 | 0 | 0 | 0 | 0 | 0 | 0 | 0 | 0 | 0 | 0 | 0
[5 empty] | OCGT / Diesel | 0.00057687 | 0.00061358 | 0.00072024 | 0.44974 | -0.17648 | 1.4573 | 0.087836 | 0.5916 | 0.60737 | 0.86839 | 52.91 | 91.925 | 40.4097 | -32.4727 | 148.5329 | -701.1016 | -1019.1911 | -278.3124 | -1326.6504 | -994.4479 | -268.9832 | -669.3785 | -596.7276 | -719.8565 | -1713.4041 | -2814.7549 | -1021.2367
[5 empty] | Hydro | 33.4436 | 33.87 | 31.0312 | 20.013 | -70.127 | -50.7509 | 1.3717 | -11.6667 | 10.0975 | -30.7688 | 6.7748 | 65.1091 | 342.5781 | 341.1038 | 281.5664 | -369.4433 | -369.2442 | 33.8375 | -139.964 | -104.0035 | 386.2832 | 96.8406 | -53.2935 | 214.3252 | 237.4667 | -421.547 | 781.4188
[5 empty] | Hydrogen Turbine | 0 | 0 | 0 | 0 | 0 | 0 | 0 | 0 | 0 | 0 | 0 | 0 | 0 | 0 | 0 | 0 | 0 | 0 | 0 | 0 | 0 | 0 | 0 | 0 | 0 | 0 | 0
[5 empty] | Wind | -9.7156 | -1.6856 | -2.7139 | -12.028 | 417.3903 | 203.5857 | 198.306 | 156.0584 | 342.3395 | 241.1 | 127.9156 | 46.5989 | 402.0818 | 1050.8059 | 1184.0928 | 1589.6076 | 1329.1074 | 624.1683 | -756.3021 | -578.7626 | -982.2202 | 488.8066 | 614.8896 | 1581.4551 | 3671.9495 | 3831.2832 | 374.0244
[5 empty] | Solar PV | 10.0424 | 2.1026 | 2.9291 | 5.8515 | -24.6672 | 24.267 | 30.2307 | 41.1914 | 21.3791 | 41.4218 | -108.8722 | -267.3055 | -759.343 | -1241.7506 | -1343.4541 | 9.355 | -483.922 | -1303.8261 | 1364.6126 | 1289.9228 | 699.2049 | -534.3656 | 45.881 | -1717.8503 | -2451.8278 | -960.741 | -287.676
[5 empty] | Grid Battery | 0.050029 | -0.0017223 | 0.041566 | 0.3468 | 4.4711 | 0.12666 | 3.3605 | -0.24683 | 0.030239 | 7.3753 | -250.1577 | -217.3377 | -602.9996 | -585.0658 | -565.1953 | -408.1484 | -992.9679 | -1241.176 | 998.0378 | 896.5137 | 609.7689 | 283.1337 | 398.9698 | -317.2539 | -702.9731 | 1038.6687 | 1156.4379
[5 empty] | Pumped Hydro | 0.042034 | 0.01293 | 0.030452 | 2.4654 | 9.9697 | 9.4654 | 28.7563 | 0.58795 | 12.91 | 14.226 | 192.7462 | 103.7985 | 245.9976 | 225.6879 | 176.4747 | 116.4938 | 466.1258 | 190.1462 | 279.0566 | -12.5149 | 61.4185 | -20.2613 | 503.9424 | -526.7795 | -458.2036 | -1105.1863 | -1366.9342
[5 empty] | VPP | 0.027687 | 0.049695 | -0.06702 | 0.0017596 | 2.718 | 1.0117 | 2.319 | 2.5635 | 1.2836 | 6.1477 | 0.41522 | -1.9935 | 4.5039 | 1.6942 | -12.1704 | 12.0292 | -26.1224 | 29.066 | 60.9082 | 77.599 | 49.7193 | 67.828 | 74.8972 | 29.5846 | 72.5169 | 161.4675 | 90.8907
[5 empty] | Grid Battery pump | 0.059624 | -0.0021443 | 0.049723 | 0.41254 | 5.3132 | 0.15095 | 3.8449 | -0.12154 | 0.029025 | 8.694 | -301.2647 | -262.278 | -721.4465 | -700.0847 | -680.8174 | -482.0467 | -1192.8772 | -1497.194 | 1212.7958 | 1080.8143 | 736.0597 | 346.9648 | 485.5689 | -378.9193 | -849.636 | 1259.0777 | 1397.6382
[5 empty] | Pumped Hydro Pump | 1.4341 | 0.31718 | 0.080014 | -0.62472 | 22.8046 | 19.1148 | 47.4979 | 0.68433 | 16.0915 | 39.9761 | 267.3632 | 131.9493 | 344.4546 | 284.3325 | 273.6444 | 226.6246 | 569.6117 | 387.5448 | 293.2475 | -69.1897 | 137.9895 | -23.5012 | 807.6869 | -713.4948 | -441.532 | -1479.7481 | -1777.7111
[5 empty] | VPP pump | 0.032752 | 0.0586 | -0.079186 | 0.0020796 | 3.1976 | 1.1902 | 2.7282 | 3.0159 | 1.5085 | 7.2459 | 0.61708 | -3.4149 | 6.2074 | 2.0004 | -14.7568 | 15.4542 | -31.5827 | 34.7682 | 70.7584 | 91.5683 | 58.1823 | 79.2643 | 89.7863 | 33.7344 | 87.0574 | 188.1717 | 107.2709
*Generation shown is sent-out, as is demand.

## BaseCase_CF
Annual capacity factor by technology - BaseCase, Progressive Change Scenario
Explicitly modelled generation
Region | Technology | 2023-24 | 2024-25 | 2025-26 | 2026-27 | 2027-28 | 2028-29 | 2029-30 | 2030-31 | 2031-32 | 2032-33 | 2033-34 | 2034-35 | 2035-36 | 2036-37 | 2037-38 | 2038-39 | 2039-40 | 2040-41 | 2041-42 | 2042-43 | 2043-44 | 2044-45 | 2045-46 | 2046-47 | 2047-48 | 2048-49 | 2049-50
NEM | Black Coal | 51.15% | 49.42% | 47.97% | 52.77% | 51.78% | 55.51% | 49.54% | 58.51% | 57.54% | 66.16% | 69.75% | 70.38% | 71.74% | 72.1% | 73.02% | 71.78% | 69.3% | 61.43% | 62.67% | 64.17% | 64.77% | 59.14% | 57.85% | 60.18% | 58.53% | 60.4% | 61.05%
NEM | Brown Coal | 69.49% | 67.12% | 68.83% | 67.5% | 68.77% | 70.39% | 72.66% | 70.13% | 68.19% | 71.07% | 73.24% | 74.01% | 69% | 70.43% | 77.41% | 75.16% | 75.92% | 63.88% | 66.01% | 68.11% | 67.58% | 40.43% | 45.87% | 67.99% | - | - | -
NEM | CCGT | 5.631% | 5.877% | 6.473% | 4.258% | 4.033% | 4.736% | 3.878% | 6.768% | 5.307% | 11.41% | 28.18% | 33.05% | 36.13% | 37.79% | 44.84% | 38.79% | 35.46% | 33.1% | 29% | 36.4% | 34.91% | 31.38% | 30.45% | 30.63% | 30.88% | 30.81% | 31.27%
NEM | Gas - Steam | 0.4457% | 0.5467% | 0.7012% | 0.5141% | 0.3039% | 2.275% | 0.3644% | 1.095% | 0.5412% | 1.514% | 1.736% | 4.396% | 20.09% | 21.73% | 27.23% | 23.21% | - | - | - | - | - | - | - | - | - | - | -
NEM | OCGT / Diesel | 0.1313% | 0.1549% | 0.1898% | 0.09317% | 0.1128% | 0.2342% | 0.03627% | 0.2653% | 0.1404% | 0.5198% | 2.169% | 4.004% | 4.071% | 6.051% | 8.493% | 6.548% | 10.9% | 11.44% | 7.814% | 10.58% | 14.34% | 10.46% | 12.09% | 14.31% | 19.52% | 18.9% | 20.04%
NEM | Hydro | 23.75% | 23.53% | 21.9% | 20.92% | 18.12% | 24.83% | 24.37% | 23.63% | 23.46% | 23.35% | 28.23% | 28.75% | 27.56% | 24.29% | 28.65% | 25.73% | 24.29% | 23.66% | 22.52% | 24.81% | 24.7% | 23.35% | 20.4% | 26.05% | 26.66% | 27.91% | 27.64%
NEM | Hydrogen Turbine | bar: 2023-24 to 2049-50
NEM | Wind | 31.8% | 31.14% | 32.41% | 33.91% | 36.44% | 35.38% | 34.78% | 35.15% | 36.83% | 35.38% | 35.24% | 35.45% | 37.32% | 37.84% | 36.26% | 36.24% | 36.08% | 36.15% | 35.02% | 33.89% | 33.25% | 34.32% | 34.97% | 34.22% | 33.89% | 33.19% | 33.33%
NEM | Solar PV | 23.91% | 21.06% | 21.9% | 21.87% | 22.77% | 21.1% | 21.17% | 22.59% | 23.62% | 23.7% | 24.43% | 24.2% | 25.99% | 25.94% | 22.24% | 23.73% | 25.21% | 24.63% | 24.4% | 23.81% | 22.68% | 23.49% | 23.18% | 19.84% | 21.18% | 22.23% | 22.38%
NEM | Grid Battery | 5.324% | 5.418% | 5.448% | 5.486% | 5.327% | 7.697% | 7.88% | 8.258% | 7.969% | 10.12% | 12.51% | 12.48% | 16.29% | 16.32% | 16.63% | 16.55% | 17.29% | 16.52% | 18.29% | 17.8% | 18.18% | 18.75% | 18.93% | 17.44% | 17.49% | 18.18% | 18.28%
NEM | Pumped Hydro | 11.37% | 13.81% | 16.78% | 20.88% | 12.47% | 12.62% | 12.18% | 16.21% | 14.25% | 16.35% | 16.89% | 16.74% | 21.23% | 20.68% | 17.86% | 19.18% | 20.06% | 20.49% | 20.19% | 20.39% | 19.84% | 21.37% | 20.84% | 19.57% | 19.59% | 20.13% | 20.05%
NEM | VPP | 8.748% | 8.799% | 8.765% | 8.86% | 8.608% | 8.374% | 8.248% | 8.494% | 8.127% | 8.26% | 7.989% | 7.538% | 7.377% | 7.289% | 6.901% | 6.795% | 6.87% | 6.517% | 6.673% | 6.551% | 6.372% | 6.539% | 6.522% | 6.2% | 6.226% | 6.323% | 6.217%
Region | Technology | 2023-24 | 2024-25 | 2025-26 | 2026-27 | 2027-28 | 2028-29 | 2029-30 | 2030-31 | 2031-32 | 2032-33 | 2033-34 | 2034-35 | 2035-36 | 2036-37 | 2037-38 | 2038-39 | 2039-40 | 2040-41 | 2041-42 | 2042-43 | 2043-44 | 2044-45 | 2045-46 | 2046-47 | 2047-48 | 2048-49 | 2049-50
NSW1 | Black Coal | 45.2% | 41.99% | 37.94% | 51.28% | 48.05% | 54.54% | 45.12% | 55.25% | 55.36% | 66.78% | 69.98% | 69.98% | 70.17% | 66.3% | 69.98% | 69.98% | 64.47% | - | - | - | - | - | - | - | - | - | -
NSW1 | Brown Coal | bar: 2023-24 to 2049-50
NSW1 | CCGT | 0.1021% | 0.1067% | 0.9305% | 0.8033% | 0.8943% | 0.7143% | 0.2263% | 4.591% | 2.722% | 9.137% | 41.33% | 43.73% | 40.26% | 42.4% | 51.47% | 43.35% | 38.16% | 39.35% | 33.56% | 43.79% | - | - | - | - | - | - | -
NSW1 | Gas - Steam | bar: 2023-24 to 2049-50
NSW1 | OCGT / Diesel | 0.01329% | 0.02006% | 0.1306% | 0.05435% | 0.1457% | 0.07396% | 0.01097% | 0.2387% | 0.1365% | 0.3329% | 2.257% | 4.328% | 1.691% | 3.217% | 4.949% | 3.799% | 6.546% | 10.96% | 6.605% | 9.735% | 14.68% | 11.81% | 13.69% | 16.1% | 19.56% | 15.98% | 18.73%
NSW1 | Hydro | 10.63% | 13.02% | 12.96% | 12.67% | 10.17% | 16.35% | 12.82% | 12.93% | 11.95% | 12.2% | 14.1% | 14.75% | 14.17% | 11.88% | 16.78% | 14.33% | 12.54% | 13.55% | 12.04% | 13.96% | 14.6% | 14.07% | 11.97% | 16.54% | 16.64% | 16.71% | 17.29%
NSW1 | Hydrogen Turbine | bar: 2023-24 to 2049-50
NSW1 | Wind | 35.96% | 33.54% | 34.03% | 34.32% | 36.81% | 36.69% | 34.28% | 34.81% | 35.02% | 35.18% | 34.27% | 33.98% | 35.75% | 35.56% | 35.61% | 34.63% | 34.94% | 33.13% | 33.68% | 32.33% | 31.58% | 32.95% | 32.53% | 33.82% | 32.2% | 31.56% | 29.75%
NSW1 | Solar PV | 26.07% | 20.95% | 21.06% | 22.54% | 23.68% | 21.56% | 22.05% | 23.65% | 23.93% | 24.2% | 24.21% | 23.94% | 25.9% | 25.9% | 22.27% | 23.36% | 25.52% | 24.59% | 24.46% | 23.79% | 22.72% | 24.13% | 23.6% | 20.61% | 21.27% | 22.58% | 22.27%
NSW1 | Grid Battery | 7.356% | 7.045% | 7.057% | 7.35% | 6.96% | 20.88% | 21.22% | 21.82% | 21.25% | 16.07% | 15.56% | 14.93% | 15.5% | 15.7% | 14.83% | 14.6% | 15.44% | 14.52% | 16.46% | 16.02% | 15.35% | 17.06% | 16.62% | 16.27% | 16.39% | 17.67% | 17.96%
NSW1 | Pumped Hydro | 10.01% | 11.51% | 21.02% | 26.4% | 12.03% | 12.69% | 11.76% | 16.22% | 14% | 16.08% | 14.88% | 14.75% | 22.32% | 21.94% | 19.3% | 20.68% | 21.67% | 22.33% | 22.21% | 21.46% | 20.71% | 22.61% | 22.11% | 20.14% | 18.39% | 19.14% | 19%
NSW1 | VPP | 9.049% | 8.862% | 8.977% | 9.192% | 8.749% | 8.37% | 8.285% | 8.637% | 8.183% | 7.969% | 7.591% | 7.216% | 7.39% | 7.275% | 6.916% | 6.733% | 6.94% | 6.526% | 6.697% | 6.563% | 6.297% | 6.7% | 6.565% | 6.332% | 6.418% | 6.709% | 6.568%
Region | Technology | 2023-24 | 2024-25 | 2025-26 | 2026-27 | 2027-28 | 2028-29 | 2029-30 | 2030-31 | 2031-32 | 2032-33 | 2033-34 | 2034-35 | 2035-36 | 2036-37 | 2037-38 | 2038-39 | 2039-40 | 2040-41 | 2041-42 | 2042-43 | 2043-44 | 2044-45 | 2045-46 | 2046-47 | 2047-48 | 2048-49 | 2049-50
QLD1 | Black Coal | 57.26% | 57.04% | 59.22% | 53.86% | 53.86% | 56.05% | 51.99% | 60.37% | 58.79% | 65.8% | 69.7% | 70.47% | 72.25% | 73.96% | 74.1% | 72.42% | 71.03% | 61.43% | 62.67% | 64.17% | 64.77% | 59.14% | 57.85% | 60.18% | 58.53% | 60.4% | 61.05%
QLD1 | Brown Coal | bar: 2023-24 to 2049-50
QLD1 | CCGT | 5.684% | 6.048% | 6.609% | 6.604% | 6.397% | 6.37% | 6.064% | 9.369% | 7.863% | 13.84% | 29.26% | 33.87% | 40.91% | 44.53% | 50.13% | 43.79% | 41.25% | 36.96% | 32.77% | 40.45% | 41.71% | 37.49% | 45.39% | 66.02% | 66.55% | 66.41% | 67.41%
QLD1 | Gas - Steam | bar: 2023-24 to 2049-50
QLD1 | OCGT / Diesel | 0.000653% | 1.029e-06% | 0.008059% | 0.01243% | 0.007679% | 0.01266% | 1.333e-06% | 0.2115% | 0.04382% | 0.4977% | 2.092% | 2.841% | 7.012% | 12.07% | 14.92% | 11.23% | 13.77% | 13.05% | 7.533% | 14.3% | 15.28% | 15.91% | 18.56% | 16.99% | 21.61% | 18.15% | 20.5%
QLD1 | Hydro | 53.02% | 53.72% | 55.13% | 52.32% | 53.8% | 54.3% | 52.96% | 53.76% | 54.14% | 54.05% | 55.29% | 55.19% | 56.08% | 55.87% | 46.86% | 47.83% | 47.61% | 42.43% | 40.65% | - | - | - | - | - | - | - | -
QLD1 | Hydrogen Turbine | bar: 2023-24 to 2049-50
QLD1 | Wind | 39.19% | 31.51% | 35.29% | 38.3% | 39.85% | 37.79% | 36.52% | 38.01% | 38.12% | 37.56% | 37.45% | 37.15% | 37.08% | 38.8% | 36.59% | 36.21% | 37.08% | 35.24% | 34.91% | 32.65% | 32.46% | 32.18% | 33.55% | 32.9% | 32.63% | 32.91% | 31.71%
QLD1 | Solar PV | 22.9% | 21.93% | 24.21% | 22.49% | 23.36% | 21.2% | 20.9% | 22.62% | 24.92% | 24.59% | 26.84% | 26.54% | 28.18% | 27.7% | 22.69% | 25.41% | 26.29% | 26.42% | 26.09% | 25.29% | 24.44% | 24.75% | 24.15% | 20.13% | 22.73% | 23.75% | 24.51%
QLD1 | Grid Battery | 6.581% | 6.684% | 6.483% | 6.627% | 6.56% | 6.701% | 6.653% | 6.827% | 6.621% | 6.665% | 12.15% | 14.81% | 21.19% | 21.13% | 20.36% | 20.66% | 21.58% | 21.57% | 21.82% | 21.94% | 21.71% | 22.15% | 22.13% | 19.81% | 21.67% | 21.28% | 22.33%
QLD1 | Pumped Hydro | 11.95% | 14.78% | 12.44% | 15.22% | 14.52% | 12.29% | 14.26% | 16.15% | 15.5% | 17.73% | 22.82% | 21.97% | 19.14% | 17.37% | 13.21% | 14.7% | 15.26% | 16.43% | 15.48% | 19.48% | 18.82% | 19.57% | 18.99% | 19.09% | 21.48% | 21.6% | 21.78%
QLD1 | VPP | 7.945% | 7.992% | 7.852% | 8.172% | 8.078% | 8.298% | 8.264% | 8.518% | 8.36% | 8.532% | 8.08% | 7.706% | 7.515% | 7.408% | 7.065% | 7.095% | 7.083% | 6.927% | 7.048% | 7.058% | 6.929% | 6.844% | 6.844% | 6.511% | 6.651% | 6.498% | 6.638%
Region | Technology | 2023-24 | 2024-25 | 2025-26 | 2026-27 | 2027-28 | 2028-29 | 2029-30 | 2030-31 | 2031-32 | 2032-33 | 2033-34 | 2034-35 | 2035-36 | 2036-37 | 2037-38 | 2038-39 | 2039-40 | 2040-41 | 2041-42 | 2042-43 | 2043-44 | 2044-45 | 2045-46 | 2046-47 | 2047-48 | 2048-49 | 2049-50
VIC1 | Black Coal | bar: 2023-24 to 2049-50
VIC1 | Brown Coal | 69.49% | 67.12% | 68.83% | 67.5% | 68.77% | 70.39% | 72.66% | 70.13% | 68.19% | 71.07% | 73.24% | 74.01% | 69% | 70.43% | 77.41% | 75.16% | 75.92% | 63.88% | 66.01% | 68.11% | 67.58% | 40.43% | 45.87% | 67.99% | - | - | -
VIC1 | CCGT | bar: 2023-24 to 2049-50
VIC1 | Gas - Steam | 0.1969% | 0.258% | 0.2748% | 0.5141% | 0.3039% | 2.275% | 0.3644% | 1.095% | 0.5412% | 1.514% | 1.736% | 4.396% | 20.09% | 21.73% | 27.23% | 23.21% | - | - | - | - | - | - | - | - | - | - | -
VIC1 | OCGT / Diesel | 0.06004% | 0.08588% | 0.04158% | 0.119% | 0.09012% | 0.3698% | 0.03992% | 0.1923% | 0.1506% | 0.3007% | 0.2626% | 1.051% | 2.697% | 2.564% | 4.758% | 3.564% | 13.59% | 8.787% | 8.099% | 6.725% | 11.35% | 6.865% | 7.993% | 11.76% | 20.13% | 24.62% | 23.12%
VIC1 | Hydro | 13.79% | 16.72% | 17.22% | 16.36% | 13.68% | 20.5% | 17.11% | 14.8% | 14.78% | 13.5% | 16.49% | 17% | 16.23% | 13.58% | 20.4% | 17.04% | 14.75% | 14.74% | 13.44% | 16.4% | 17% | 16.16% | 13.51% | 20.33% | 20.36% | 20.36% | 20.39%
VIC1 | Hydrogen Turbine | bar: 2023-24 to 2049-50
VIC1 | Wind | 27.27% | 26.89% | 28.38% | 28.55% | 32.05% | 30.74% | 31.63% | 30.73% | 34.96% | 30.66% | 31.72% | 33.45% | 35.38% | 35.69% | 32.58% | 35.07% | 33.68% | 36.97% | 33.17% | 33.59% | 33.03% | 34.14% | 35.54% | 32.55% | 34.72% | 33.05% | 37.83%
VIC1 | Solar PV | 20.44% | 18.61% | 17.78% | 18.07% | 18.14% | 19.03% | 18.41% | 18.69% | 19.04% | 19.64% | 19.58% | 19.47% | 21.85% | 21.85% | 20.12% | 20.71% | 21.72% | 20.2% | 21.38% | 20.95% | 19.96% | 20.85% | 20.74% | 17.77% | 18.48% | 19.6% | 18.4%
VIC1 | Grid Battery | 5.582% | 5.705% | 5.937% | 5.963% | 5.773% | 5.757% | 5.426% | 5.601% | 5.217% | 5.633% | 5.251% | 4.866% | 15.22% | 14.96% | 14.5% | 14.32% | 15.38% | 14.22% | 16.33% | 15.65% | 15.65% | 16.32% | 16.75% | 15.66% | 14.8% | 15.25% | 13.74%
VIC1 | Pumped Hydro | - | - | - | - | - | - | - | - | - | - | - | - | - | - | - | - | - | - | - | - | - | 24.85% | 25.46% | 24.12% | 22.7% | 23.52% | 22.83%
VIC1 | VPP | 8.955% | 9.128% | 9.401% | 9.536% | 9.417% | 9.139% | 8.693% | 8.944% | 8.203% | 8.928% | 8.796% | 8.077% | 7.493% | 7.351% | 6.725% | 6.722% | 6.776% | 6.347% | 6.444% | 6.187% | 5.985% | 6.256% | 6.289% | 5.796% | 5.726% | 5.797% | 5.497%
Region | Technology | 2023-24 | 2024-25 | 2025-26 | 2026-27 | 2027-28 | 2028-29 | 2029-30 | 2030-31 | 2031-32 | 2032-33 | 2033-34 | 2034-35 | 2035-36 | 2036-37 | 2037-38 | 2038-39 | 2039-40 | 2040-41 | 2041-42 | 2042-43 | 2043-44 | 2044-45 | 2045-46 | 2046-47 | 2047-48 | 2048-49 | 2049-50
SA1 | Black Coal | bar: 2023-24 to 2049-50
SA1 | Brown Coal | bar: 2023-24 to 2049-50
SA1 | CCGT | 10.59% | 12.47% | 13.22% | 1.72% | 1.087% | 5.01% | 1.839% | 3.382% | 1.824% | 10.47% | 25.08% | 34.67% | 32.46% | 33.34% | - | - | - | - | - | - | - | - | - | - | - | - | -
SA1 | Gas - Steam | 0.6012% | 0.7271% | 0.9678% | - | - | - | - | - | - | - | - | - | - | - | - | - | - | - | - | - | - | - | - | - | - | - | -
SA1 | OCGT / Diesel | 0.5673% | 0.7393% | 0.7836% | 0.2674% | 0.22% | 0.7556% | 0.1433% | 0.6274% | 0.3341% | 2.121% | 6.429% | 13.12% | 12.9% | 13.62% | 20.16% | 17.07% | 21.58% | 16.33% | 15.79% | 16.37% | 18.29% | 8.426% | 9.098% | 10.4% | 10.49% | 12.89% | 11.67%
SA1 | Hydro | bar: 2023-24 to 2049-50
SA1 | Hydrogen Turbine | bar: 2023-24 to 2049-50
SA1 | Wind | 31.39% | 31.53% | 30.29% | 33.63% | 34.17% | 32.37% | 32.28% | 32.79% | 35.32% | 31.63% | 33.47% | 31.71% | 36.53% | 36.6% | 34.91% | 35.15% | 34.25% | 35.69% | 33.29% | 33.75% | 30.59% | 34.21% | 34.21% | 32.24% | 32.32% | 30.82% | 32.43%
SA1 | Solar PV | 22.71% | 20.73% | 20.81% | 19.74% | 20.44% | 20.55% | 19.85% | 19.82% | 20.75% | 20.8% | 20.6% | 21.52% | 22.94% | 24.75% | 23.13% | 22.93% | 23.74% | 22.28% | 22.55% | 21% | 19.89% | 20.46% | 21.82% | 18.38% | 18.72% | 19.18% | 19.34%
SA1 | Grid Battery | 4.648% | 4.759% | 4.681% | 4.681% | 4.55% | 4.474% | 4.371% | 4.627% | 4.529% | 4.543% | 4.546% | 4.075% | 11.82% | 12.14% | 14.48% | 13.96% | 14.25% | 13.49% | 16.68% | 15.08% | 18.55% | 17.73% | 18.86% | 16.97% | 15.51% | 17.36% | 15.86%
SA1 | Pumped Hydro | bar: 2023-24 to 2049-50
SA1 | VPP | 8.997% | 9.151% | 8.975% | 8.793% | 8.485% | 8.169% | 7.895% | 7.941% | 7.763% | 7.719% | 7.706% | 7.327% | 7.215% | 7.294% | 7.046% | 6.783% | 6.717% | 6.276% | 6.607% | 6.47% | 6.366% | 6.391% | 6.497% | 6.244% | 6.076% | 6.384% | 6.204%
Region | Technology | 2023-24 | 2024-25 | 2025-26 | 2026-27 | 2027-28 | 2028-29 | 2029-30 | 2030-31 | 2031-32 | 2032-33 | 2033-34 | 2034-35 | 2035-36 | 2036-37 | 2037-38 | 2038-39 | 2039-40 | 2040-41 | 2041-42 | 2042-43 | 2043-44 | 2044-45 | 2045-46 | 2046-47 | 2047-48 | 2048-49 | 2049-50
TAS1 | Black Coal | bar: 2023-24 to 2049-50
TAS1 | Brown Coal | bar: 2023-24 to 2049-50
TAS1 | CCGT | bar: 2023-24 to 2049-50
TAS1 | Gas - Steam | bar: 2023-24 to 2049-50
TAS1 | OCGT / Diesel | 2.234e-06% | 4.712e-06% | 4.924e-06% | 5.17e-06% | 5.429e-06% | 5.746e-06% | 6.233e-06% | 0.03115% | 0.003712% | 0.1513% | 1.012e-05% | 0.3008% | 0.7204% | 0.2237% | 0.8035% | 0.4775% | 1.973% | 0.3892% | 0.8798% | 0.2948% | 0.6371% | 0.8729% | 0.3855% | 5.876e-05% | 0.9778% | 2.712% | 1.303%
TAS1 | Hydro | 43.82% | 38.17% | 32.92% | 31.24% | 27.8% | 35.3% | 40.55% | 40.26% | 40.74% | 41.29% | 51.01% | 51.44% | 49.16% | 44.19% | 47.25% | 44.15% | 43.77% | 41.09% | 40.5% | 43.02% | 41.53% | 38.92% | 34.85% | 40.56% | 42.17% | 45.71% | 44.32%
TAS1 | Hydrogen Turbine | bar: 2023-24 to 2049-50
TAS1 | Wind | 37.85% | 41.94% | 46.6% | 48.1% | 48.32% | 42.68% | 46.85% | 45.64% | 50.25% | 47.39% | 46.11% | 48.65% | 49.71% | 51.15% | 49.21% | 47.76% | 46.91% | 50.87% | 49.18% | 47.15% | 48.29% | 49.3% | 51.18% | 49.79% | 48.15% | 47.61% | 51.33%
TAS1 | Solar PV | - | - | - | - | - | - | - | - | - | - | - | - | - | - | - | - | - | - | - | - | - | 20.93% | 20.42% | 17.82% | 18.8% | 19.62% | 17.85%
TAS1 | Grid Battery | bar: 2023-24 to 2049-50
TAS1 | Pumped Hydro | - | - | - | - | - | - | - | - | - | - | 27.4% | 25.07% | 18.51% | 19.49% | 18.32% | 18.97% | 19.83% | 17.63% | 17.49% | 16.5% | 17.57% | 18.34% | 17.69% | 18.52% | 17.02% | 16.32% | 15.54%
TAS1 | VPP | 0.8083% | 2.128% | 3.267% | 4.165% | 4.911% | 4.404% | 7.226% | 7.378% | 7.655% | 8.454% | 7.832% | 7.122% | 5.624% | 5.383% | 5.489% | 4.971% | 5.189% | 4.694% | 4.507% | 4.402% | 4.609% | 4.231% | 4.431% | 4.524% | 4.404% | 4.096% | 3.931%
Explicitly modelled pumping
Region | Technology | 2023-24 | 2024-25 | 2025-26 | 2026-27 | 2027-28 | 2028-29 | 2029-30 | 2030-31 | 2031-32 | 2032-33 | 2033-34 | 2034-35 | 2035-36 | 2036-37 | 2037-38 | 2038-39 | 2039-40 | 2040-41 | 2041-42 | 2042-43 | 2043-44 | 2044-45 | 2045-46 | 2046-47 | 2047-48 | 2048-49 | 2049-50
NEM | Grid Battery pump | 6.638% | 6.767% | 6.809% | 6.851% | 6.669% | 9.603% | 9.863% | 10.3% | 9.99% | 12.37% | 15.06% | 15.04% | 19.63% | 19.68% | 20.09% | 19.96% | 20.82% | 19.99% | 22.03% | 21.5% | 21.9% | 22.62% | 22.88% | 21.01% | 21.13% | 21.89% | 22.03%
NEM | Pumped Hydro Pump | 18.07% | 20.66% | 21.41% | 27.58% | 17.6% | 16.31% | 17.78% | 21.61% | 20.5% | 22.49% | 23.22% | 22.57% | 28.07% | 28.17% | 23.48% | 25.89% | 27.06% | 27.49% | 26.86% | 27.79% | 25.96% | 28.58% | 28.05% | 25.86% | 25.58% | 26.65% | 26.36%
NEM | VPP pump | 10.27% | 10.35% | 10.32% | 10.42% | 10.14% | 9.842% | 9.715% | 9.983% | 9.582% | 9.706% | 9.397% | 8.874% | 8.672% | 8.576% | 8.13% | 8.002% | 8.067% | 7.687% | 7.837% | 7.716% | 7.486% | 7.693% | 7.687% | 7.285% | 7.332% | 7.431% | 7.31%
Region | Technology | 2023-24 | 2024-25 | 2025-26 | 2026-27 | 2027-28 | 2028-29 | 2029-30 | 2030-31 | 2031-32 | 2032-33 | 2033-34 | 2034-35 | 2035-36 | 2036-37 | 2037-38 | 2038-39 | 2039-40 | 2040-41 | 2041-42 | 2042-43 | 2043-44 | 2044-45 | 2045-46 | 2046-47 | 2047-48 | 2048-49 | 2049-50
NSW1 | Grid Battery pump | 8.736% | 8.387% | 8.401% | 8.75% | 8.286% | 25.13% | 25.6% | 26.21% | 25.65% | 19.05% | 18.45% | 17.71% | 18.36% | 18.61% | 17.62% | 17.32% | 18.26% | 17.26% | 19.58% | 19.05% | 18.27% | 20.33% | 19.86% | 19.4% | 19.64% | 21.05% | 21.48%
NSW1 | Pumped Hydro Pump | 16.55% | 17.98% | 22.28% | 29.34% | 16.71% | 15.83% | 17.05% | 21% | 19.88% | 21.66% | 20.49% | 19.74% | 28.68% | 29.24% | 24.56% | 27.3% | 28.55% | 29.06% | 28.65% | 28.79% | 26.32% | 29.55% | 29.04% | 26.06% | 23.43% | 24.89% | 24.73%
NSW1 | VPP pump | 10.62% | 10.43% | 10.56% | 10.81% | 10.3% | 9.843% | 9.749% | 10.16% | 9.652% | 9.356% | 8.932% | 8.499% | 8.684% | 8.559% | 8.152% | 7.929% | 8.145% | 7.701% | 7.858% | 7.723% | 7.407% | 7.881% | 7.742% | 7.433% | 7.561% | 7.883% | 7.727%
Region | Technology | 2023-24 | 2024-25 | 2025-26 | 2026-27 | 2027-28 | 2028-29 | 2029-30 | 2030-31 | 2031-32 | 2032-33 | 2033-34 | 2034-35 | 2035-36 | 2036-37 | 2037-38 | 2038-39 | 2039-40 | 2040-41 | 2041-42 | 2042-43 | 2043-44 | 2044-45 | 2045-46 | 2046-47 | 2047-48 | 2048-49 | 2049-50
QLD1 | Grid Battery pump | 7.815% | 7.957% | 7.733% | 7.874% | 7.81% | 7.978% | 7.921% | 8.127% | 7.902% | 7.914% | 14.32% | 17.6% | 25.44% | 25.36% | 24.56% | 24.77% | 25.93% | 26% | 26.25% | 26.4% | 26.1% | 26.65% | 26.61% | 23.9% | 26.01% | 25.67% | 26.83%
QLD1 | Pumped Hydro Pump | 20.79% | 25.45% | 19.69% | 24.06% | 22.98% | 19.44% | 22.55% | 25.58% | 24.56% | 27.94% | 33.27% | 32.09% | 27.67% | 25.23% | 19.16% | 21.08% | 22.01% | 23.94% | 22.37% | 27.68% | 26.49% | 27.78% | 27.14% | 25.95% | 29.09% | 29.52% | 29.21%
QLD1 | VPP pump | 9.323% | 9.402% | 9.261% | 9.6% | 9.503% | 9.762% | 9.722% | 10.02% | 9.859% | 10.02% | 9.507% | 9.071% | 8.837% | 8.715% | 8.335% | 8.332% | 8.329% | 8.161% | 8.296% | 8.305% | 8.142% | 8.053% | 8.048% | 7.677% | 7.808% | 7.658% | 7.796%
Region | Technology | 2023-24 | 2024-25 | 2025-26 | 2026-27 | 2027-28 | 2028-29 | 2029-30 | 2030-31 | 2031-32 | 2032-33 | 2033-34 | 2034-35 | 2035-36 | 2036-37 | 2037-38 | 2038-39 | 2039-40 | 2040-41 | 2041-42 | 2042-43 | 2043-44 | 2044-45 | 2045-46 | 2046-47 | 2047-48 | 2048-49 | 2049-50
VIC1 | Grid Battery pump | 6.631% | 6.791% | 7.073% | 7.094% | 6.89% | 6.836% | 6.477% | 6.65% | 6.228% | 6.702% | 6.236% | 5.8% | 18.22% | 17.92% | 17.39% | 17.22% | 18.4% | 17.13% | 19.55% | 18.89% | 18.72% | 19.6% | 20.21% | 18.73% | 17.87% | 18.25% | 16.52%
VIC1 | Pumped Hydro Pump | - | - | - | - | - | - | - | - | - | - | - | - | - | - | - | - | - | - | - | - | - | 32.7% | 33.86% | 31.37% | 30.15% | 30.82% | 30.04%
VIC1 | VPP pump | 10.51% | 10.74% | 11.08% | 11.21% | 11.1% | 10.73% | 10.25% | 10.5% | 9.674% | 10.51% | 10.34% | 9.503% | 8.806% | 8.649% | 7.912% | 7.932% | 7.951% | 7.49% | 7.561% | 7.302% | 7.02% | 7.36% | 7.422% | 6.797% | 6.759% | 6.798% | 6.467%
Region | Technology | 2023-24 | 2024-25 | 2025-26 | 2026-27 | 2027-28 | 2028-29 | 2029-30 | 2030-31 | 2031-32 | 2032-33 | 2033-34 | 2034-35 | 2035-36 | 2036-37 | 2037-38 | 2038-39 | 2039-40 | 2040-41 | 2041-42 | 2042-43 | 2043-44 | 2044-45 | 2045-46 | 2046-47 | 2047-48 | 2048-49 | 2049-50
SA1 | Grid Battery pump | 6.126% | 6.28% | 6.179% | 6.18% | 6.022% | 5.893% | 5.787% | 6.141% | 6.035% | 6.038% | 6.049% | 5.456% | 15.27% | 15.68% | 18.37% | 17.77% | 18.03% | 17.05% | 20.76% | 18.85% | 23.25% | 21.98% | 23.5% | 20.98% | 19.32% | 21.32% | 19.54%
SA1 | Pumped Hydro Pump | bar: 2023-24 to 2049-50
SA1 | VPP pump | 10.57% | 10.77% | 10.56% | 10.35% | 10.01% | 9.59% | 9.311% | 9.321% | 9.143% | 9.074% | 9.066% | 8.62% | 8.488% | 8.581% | 8.289% | 8.002% | 7.882% | 7.405% | 7.751% | 7.63% | 7.473% | 7.519% | 7.666% | 7.325% | 7.17% | 7.49% | 7.299%
Region | Technology | 2023-24 | 2024-25 | 2025-26 | 2026-27 | 2027-28 | 2028-29 | 2029-30 | 2030-31 | 2031-32 | 2032-33 | 2033-34 | 2034-35 | 2035-36 | 2036-37 | 2037-38 | 2038-39 | 2039-40 | 2040-41 | 2041-42 | 2042-43 | 2043-44 | 2044-45 | 2045-46 | 2046-47 | 2047-48 | 2048-49 | 2049-50
TAS1 | Grid Battery pump | bar: 2023-24 to 2049-50
TAS1 | Pumped Hydro Pump | - | - | - | - | - | - | - | - | - | - | 36.18% | 33.26% | 24.29% | 25.94% | 23.86% | 24.99% | 26.06% | 23.5% | 23.01% | 21.7% | 22.9% | 24.1% | 23.59% | 24.06% | 22.69% | 21.17% | 20.45%
TAS1 | VPP pump | 0.9423% | 2.499% | 3.841% | 4.9% | 5.802% | 5.187% | 8.508% | 8.66% | 9.031% | 9.951% | 9.195% | 8.402% | 6.596% | 6.357% | 6.438% | 5.85% | 6.103% | 5.545% | 5.305% | 5.176% | 5.406% | 4.977% | 5.236% | 5.301% | 5.203% | 4.798% | 4.624%
Non-controllable capacity
Region | Technology | 2023-24 | 2024-25 | 2025-26 | 2026-27 | 2027-28 | 2028-29 | 2029-30 | 2030-31 | 2031-32 | 2032-33 | 2033-34 | 2034-35 | 2035-36 | 2036-37 | 2037-38 | 2038-39 | 2039-40 | 2040-41 | 2041-42 | 2042-43 | 2043-44 | 2044-45 | 2045-46 | 2046-47 | 2047-48 | 2048-49 | 2049-50
NEM | Distributed PV | 14.3% | 14.01% | 13.6% | 14.58% | 14.64% | 13.2% | 13.92% | 14.5% | 14.75% | 14.82% | 14.47% | 14.1% | 15.17% | 15.23% | 13.66% | 14.38% | 15.01% | 15.3% | 15.33% | 14.93% | 14.5% | 15.48% | 15.45% | 13.84% | 14.55% | 15.14% | 15.39%
NEM | Behind the meter battery | 4.438% | 4.449% | 4.457% | 4.469% | 4.49% | 4.441% | 4.435% | 4.405% | 4.427% | 4.406% | 4.384% | 4.367% | 4.355% | 4.321% | 4.296% | 4.254% | 4.225% | 4.163% | 4.155% | 4.146% | 4.142% | 4.124% | 4.114% | 4.101% | 4.109% | 4.084% | 4.066%
NEM | Behind the meter battery pump | 5.225% | 5.237% | 5.245% | 5.26% | 5.285% | 5.228% | 5.22% | 5.184% | 5.211% | 5.187% | 5.16% | 5.141% | 5.126% | 5.086% | 5.055% | 5.008% | 4.974% | 4.9% | 4.892% | 4.881% | 4.876% | 4.854% | 4.842% | 4.827% | 4.837% | 4.808% | 4.786%
Region | Technology | 2023-24 | 2024-25 | 2025-26 | 2026-27 | 2027-28 | 2028-29 | 2029-30 | 2030-31 | 2031-32 | 2032-33 | 2033-34 | 2034-35 | 2035-36 | 2036-37 | 2037-38 | 2038-39 | 2039-40 | 2040-41 | 2041-42 | 2042-43 | 2043-44 | 2044-45 | 2045-46 | 2046-47 | 2047-48 | 2048-49 | 2049-50
NSW1 | Distributed PV | 14.08% | 14.02% | 13.55% | 14.96% | 14.75% | 13.13% | 13.56% | 14.4% | 15.03% | 14.63% | 14.5% | 14.06% | 15.53% | 15.31% | 13.63% | 14.04% | 14.92% | 15.57% | 15.13% | 14.94% | 14.43% | 15.8% | 15.52% | 13.8% | 14.19% | 15.04% | 15.65%
NSW1 | Behind the meter battery | 4.454% | 4.516% | 4.536% | 4.524% | 4.516% | 4.454% | 4.445% | 4.407% | 4.407% | 4.371% | 4.345% | 4.352% | 4.356% | 4.321% | 4.289% | 4.244% | 4.218% | 4.157% | 4.137% | 4.112% | 4.094% | 4.094% | 4.104% | 4.101% | 4.115% | 4.099% | 4.087%
NSW1 | Behind the meter battery pump | 5.245% | 5.317% | 5.337% | 5.326% | 5.316% | 5.244% | 5.23% | 5.185% | 5.189% | 5.145% | 5.114% | 5.122% | 5.129% | 5.088% | 5.046% | 4.998% | 4.967% | 4.895% | 4.872% | 4.841% | 4.821% | 4.82% | 4.831% | 4.829% | 4.844% | 4.825% | 4.81%
Region | Technology | 2023-24 | 2024-25 | 2025-26 | 2026-27 | 2027-28 | 2028-29 | 2029-30 | 2030-31 | 2031-32 | 2032-33 | 2033-34 | 2034-35 | 2035-36 | 2036-37 | 2037-38 | 2038-39 | 2039-40 | 2040-41 | 2041-42 | 2042-43 | 2043-44 | 2044-45 | 2045-46 | 2046-47 | 2047-48 | 2048-49 | 2049-50
QLD1 | Distributed PV | 15.12% | 14.61% | 14.75% | 15.69% | 15.78% | 13.32% | 14.51% | 15.01% | 15.7% | 15.54% | 14.96% | 15.14% | 16.15% | 16.18% | 13.65% | 14.85% | 15.41% | 16.18% | 16% | 15.39% | 15.55% | 16.43% | 16.42% | 13.83% | 15.05% | 15.55% | 16.32%
QLD1 | Behind the meter battery | 4.41% | 4.384% | 4.417% | 4.441% | 4.475% | 4.454% | 4.471% | 4.453% | 4.517% | 4.51% | 4.487% | 4.442% | 4.412% | 4.354% | 4.308% | 4.258% | 4.231% | 4.179% | 4.193% | 4.211% | 4.224% | 4.196% | 4.171% | 4.142% | 4.12% | 4.078% | 4.058%
QLD1 | Behind the meter battery pump | 5.192% | 5.158% | 5.198% | 5.228% | 5.267% | 5.243% | 5.261% | 5.24% | 5.316% | 5.308% | 5.28% | 5.23% | 5.194% | 5.124% | 5.07% | 5.013% | 4.98% | 4.917% | 4.935% | 4.955% | 4.97% | 4.938% | 4.91% | 4.874% | 4.85% | 4.803% | 4.775%
Region | Technology | 2023-24 | 2024-25 | 2025-26 | 2026-27 | 2027-28 | 2028-29 | 2029-30 | 2030-31 | 2031-32 | 2032-33 | 2033-34 | 2034-35 | 2035-36 | 2036-37 | 2037-38 | 2038-39 | 2039-40 | 2040-41 | 2041-42 | 2042-43 | 2043-44 | 2044-45 | 2045-46 | 2046-47 | 2047-48 | 2048-49 | 2049-50
VIC1 | Distributed PV | 13.26% | 13.01% | 12.29% | 13.07% | 13.28% | 12.71% | 13.35% | 13.86% | 13.34% | 14.06% | 13.73% | 13% | 13.87% | 14.09% | 13.3% | 13.89% | 14.49% | 13.96% | 14.63% | 14.25% | 13.44% | 14.23% | 14.34% | 13.5% | 14.1% | 14.64% | 14.05%
VIC1 | Behind the meter battery | 4.413% | 4.385% | 4.374% | 4.458% | 4.547% | 4.486% | 4.459% | 4.424% | 4.429% | 4.407% | 4.384% | 4.353% | 4.331% | 4.329% | 4.34% | 4.303% | 4.269% | 4.192% | 4.174% | 4.157% | 4.147% | 4.115% | 4.093% | 4.089% | 4.122% | 4.102% | 4.08%
VIC1 | Behind the meter battery pump | 5.194% | 5.163% | 5.149% | 5.248% | 5.35% | 5.281% | 5.251% | 5.206% | 5.214% | 5.188% | 5.159% | 5.124% | 5.097% | 5.094% | 5.109% | 5.064% | 5.028% | 4.935% | 4.913% | 4.893% | 4.883% | 4.844% | 4.818% | 4.814% | 4.854% | 4.83% | 4.804%
Region | Technology | 2023-24 | 2024-25 | 2025-26 | 2026-27 | 2027-28 | 2028-29 | 2029-30 | 2030-31 | 2031-32 | 2032-33 | 2033-34 | 2034-35 | 2035-36 | 2036-37 | 2037-38 | 2038-39 | 2039-40 | 2040-41 | 2041-42 | 2042-43 | 2043-44 | 2044-45 | 2045-46 | 2046-47 | 2047-48 | 2048-49 | 2049-50
SA1 | Distributed PV | 15.24% | 14.83% | 14.07% | 14.62% | 15.11% | 14.42% | 15.11% | 15.33% | 15.3% | 15.72% | 15.23% | 14.51% | 15.13% | 15.65% | 14.9% | 15.61% | 15.86% | 15.87% | 16.24% | 15.71% | 14.92% | 15.47% | 15.9% | 15.13% | 15.83% | 16.05% | 16%
SA1 | Behind the meter battery | 4.465% | 4.442% | 4.408% | 4.38% | 4.365% | 4.318% | 4.312% | 4.284% | 4.308% | 4.291% | 4.271% | 4.266% | 4.26% | 4.221% | 4.182% | 4.158% | 4.116% | 4.056% | 4.048% | 4.029% | 4.027% | 4.015% | 4.012% | 3.994% | 4.01% | 3.993% | 3.972%
SA1 | Behind the meter battery pump | 5.255% | 5.226% | 5.19% | 5.155% | 5.137% | 5.085% | 5.076% | 5.042% | 5.069% | 5.05% | 5.026% | 5.022% | 5.012% | 4.968% | 4.92% | 4.894% | 4.845% | 4.775% | 4.767% | 4.744% | 4.74% | 4.724% | 4.722% | 4.703% | 4.722% | 4.699% | 4.676%
Region | Technology | 2023-24 | 2024-25 | 2025-26 | 2026-27 | 2027-28 | 2028-29 | 2029-30 | 2030-31 | 2031-32 | 2032-33 | 2033-34 | 2034-35 | 2035-36 | 2036-37 | 2037-38 | 2038-39 | 2039-40 | 2040-41 | 2041-42 | 2042-43 | 2043-44 | 2044-45 | 2045-46 | 2046-47 | 2047-48 | 2048-49 | 2049-50
TAS1 | Distributed PV | 11.99% | 12.06% | 11.49% | 12.27% | 12.19% | 11.94% | 12.08% | 12.36% | 12.15% | 12.53% | 12.49% | 11.94% | 12.73% | 12.7% | 12.35% | 12.43% | 12.71% | 12.58% | 12.86% | 12.83% | 12.19% | 12.91% | 12.77% | 12.44% | 12.5% | 12.79% | 12.58%
TAS1 | Behind the meter battery | 4.421% | 4.4% | 4.411% | 4.416% | 4.431% | 4.405% | 4.413% | 4.394% | 4.429% | 4.407% | 4.378% | 4.349% | 4.329% | 4.285% | 4.249% | 4.212% | 4.192% | 4.15% | 4.156% | 4.147% | 4.147% | 4.104% | 4.098% | 4.074% | 4.082% | 4.053% | 4.041%
TAS1 | Behind the meter battery pump | 5.204% | 5.177% | 5.194% | 5.196% | 5.213% | 5.183% | 5.194% | 5.172% | 5.215% | 5.188% | 5.155% | 5.118% | 5.095% | 5.045% | 5% | 4.96% | 4.935% | 4.886% | 4.89% | 4.883% | 4.878% | 4.831% | 4.825% | 4.796% | 4.803% | 4.772% | 4.759%

## BaseCase_Generation
Annual sent-out generation by technology (GWh) - BaseCase, Progressive Change Scenario
Explicitly modelled generation
Region | Technology | 2023-24 | 2024-25 | 2025-26 | 2026-27 | 2027-28 | 2028-29 | 2029-30 | 2030-31 | 2031-32 | 2032-33 | 2033-34 | 2034-35 | 2035-36 | 2036-37 | 2037-38 | 2038-39 | 2039-40 | 2040-41 | 2041-42 | 2042-43 | 2043-44 | 2044-45 | 2045-46 | 2046-47 | 2047-48 | 2048-49 | 2049-50
NEM | Black Coal | 73738.2482 | 71238.3998 | 66211.837 | 59519.7571 | 52418.7147 | 56195.2794 | 50147.7568 | 48540.6066 | 47739.3547 | 54888.3581 | 45313.7219 | 45721.3644 | 36048.5343 | 36229.8984 | 33810.0149 | 33236.6345 | 32091.5419 | 20966.4918 | 21389.6732 | 13615.3962 | 13742.4357 | 12546.8571 | 10424.467 | 8919.7951 | 8674.9236 | 8952.2712 | 9049.5227
NEM | Brown Coal | 29339.6798 | 28339.8443 | 29060.3027 | 28501.1712 | 29037.7281 | 20781.4203 | 21449.0681 | 20704.3805 | 20130.1825 | 20981.751 | 21622.163 | 21848.6732 | 7011.0921 | 7156.8826 | 7866.1638 | 7637.3164 | 7714.6455 | 6491.3533 | 6707.2223 | 6921.0825 | 6866.8862 | 4108.1688 | 4660.7412 | 6908.9702 | 0 | 0 | 0
NEM | CCGT | 1457.5158 | 1428.5895 | 1573.376 | 1035.0628 | 980.2387 | 1151.3331 | 942.7618 | 1645.0821 | 1290.0351 | 2774.4334 | 6850.9509 | 8032.9488 | 8781.8629 | 7910.7392 | 7309.9088 | 6323.5716 | 5332.1118 | 4976.5545 | 4360.9527 | 5473.7874 | 3904.1364 | 3508.7444 | 1685.7561 | 1041.0414 | 1049.4178 | 1047.1305 | 1062.8616
NEM | Gas - Steam | 50.7562 | 62.2539 | 79.8575 | 22.517 | 13.3123 | 99.6428 | 15.9622 | 47.978 | 23.7062 | 66.3161 | 76.0324 | 192.5323 | 879.8869 | 951.6807 | 1192.6685 | 1016.8136 | 0 | 0 | 0 | 0 | 0 | 0 | 0 | 0 | 0 | 0 | 0
NEM | OCGT / Diesel | 84.8874 | 114.0052 | 146.6064 | 71.9715 | 87.8681 | 182.4284 | 28.2531 | 209.9826 | 111.0808 | 404.7601 | 1646.9552 | 3399.9985 | 3741.0265 | 5560.2333 | 7803.649 | 6016.6096 | 9599.1018 | 9947.2016 | 7297.9608 | 9793.4677 | 13792.7927 | 11243.3405 | 13002.5568 | 16770.6012 | 22101.4914 | 29451.4831 | 31452.7435
NEM | Hydro | 15587.3199 | 15440.3787 | 14373.7455 | 13727.4678 | 11893.3649 | 16296.1683 | 15998.0513 | 15508.746 | 15399.5 | 15323.661 | 18527.6486 | 18866.7293 | 18086.468 | 15941.5764 | 18588.4204 | 16691.2762 | 15756.3608 | 15348.6006 | 14612.7198 | 15955.1002 | 15881.6477 | 15013.3785 | 13115.0536 | 16752.8331 | 17140.9618 | 17947.4862 | 17770.7229
NEM | Hydrogen Turbine | 0 | 0 | 0 | 0 | 0 | 0 | 0 | 0 | 0 | 0 | 0 | 0 | 0 | 0 | 0 | 0 | 0 | 0 | 0 | 0 | 0 | 0 | 0 | 0 | 0 | 0 | 0
NEM | Wind | 28012.5391 | 31667.8519 | 37665.7687 | 45385.3931 | 55608.8205 | 61153.8625 | 66124.9489 | 66908.3121 | 70584.2449 | 68244.7302 | 74321.2502 | 78922.8723 | 103019.1826 | 111311.0549 | 118476.979 | 124504.8515 | 124020.7828 | 131749.7595 | 136212.6958 | 139028.4094 | 136804.2328 | 140694.9348 | 148234.0077 | 165947.0372 | 172865.4288 | 184696.019 | 194099.1489
NEM | Solar PV | 18959.2136 | 18283.5851 | 19013.2474 | 18993.775 | 19855.5691 | 18919.6213 | 20098.8714 | 21447.4483 | 22413.6198 | 22490.7118 | 28307.9624 | 28977.2878 | 35758.5965 | 36832.5695 | 38329.3263 | 40588.5403 | 43950.307 | 52200.4528 | 57053.5842 | 64506.8198 | 70766.4414 | 74370.3746 | 76216.6207 | 82133.3419 | 93835.572 | 111750.7842 | 125890.2974
NEM | Grid Battery | 468.6598 | 476.9152 | 479.583 | 482.9815 | 468.9312 | 765.1879 | 800.2248 | 816.927 | 788.3443 | 1496.7113 | 3441.9921 | 3517.3536 | 7793.2054 | 7737.9976 | 10075.795 | 10028.9939 | 11037.1291 | 10953.3208 | 14845.1733 | 14447.9918 | 14910.0459 | 16347.0346 | 16485.8012 | 16966.9127 | 18313.9757 | 20156.0173 | 22230.6908
NEM | Pumped Hydro | 807.0378 | 980.0656 | 2440.4938 | 3035.7514 | 5053.4043 | 5411.8059 | 5276.0833 | 7022.124 | 6172.0517 | 7083.3246 | 8133.9612 | 8233.7968 | 11334.6979 | 11038.7657 | 9736.3413 | 10453.3532 | 10933.2701 | 11167.4477 | 11002.2483 | 11681.4311 | 11512.0303 | 12981.4036 | 12658.5075 | 15174.4944 | 15490.8354 | 17263.0414 | 17188.7644
NEM | VPP | 113.0431 | 180.1396 | 261.9541 | 387.4918 | 523.4795 | 670.9497 | 872.4524 | 1088.8011 | 1317.6107 | 1658.8009 | 1954.8765 | 2216.2627 | 2562.7789 | 2944.3476 | 3208.6199 | 3596.6898 | 4058.1527 | 4240.3942 | 4751.8467 | 5069.2714 | 5314.8212 | 5833.609 | 6192.7509 | 6237.0879 | 6623.0345 | 7087.2981 | 7336.1866
Total excluding storage |  | 168618.9008 | 168212.0287 | 171306.7722 | 171163.3401 | 175941.4314 | 181627.6996 | 181754.434 | 183940.3884 | 185969.7307 | 195413.5583 | 210197.5144 | 219929.8197 | 235017.3318 | 243615.7459 | 256397.8868 | 260094.6506 | 264493.4033 | 268041.5768 | 278234.0773 | 286492.7575 | 293495.4703 | 296647.8458 | 302676.2626 | 336852.115 | 356095.6408 | 398351.531 | 426080.9389
Region | Technology | 2023-24 | 2024-25 | 2025-26 | 2026-27 | 2027-28 | 2028-29 | 2029-30 | 2030-31 | 2031-32 | 2032-33 | 2033-34 | 2034-35 | 2035-36 | 2036-37 | 2037-38 | 2038-39 | 2039-40 | 2040-41 | 2041-42 | 2042-43 | 2043-44 | 2044-45 | 2045-46 | 2046-47 | 2047-48 | 2048-49 | 2049-50
NSW1 | Black Coal | 32980.364 | 30637.0621 | 27684.9478 | 24483.0525 | 17384.0971 | 19730.5455 | 16325.6347 | 16672.1194 | 16707.542 | 20153.06 | 8520.436 | 8520.4366 | 8543.7793 | 8072.8133 | 8520.436 | 8520.436 | 7850.4967 | 0 | 0 | 0 | 0 | 0 | 0 | 0 | 0 | 0 | 0
NSW1 | Brown Coal | 0 | 0 | 0 | 0 | 0 | 0 | 0 | 0 | 0 | 0 | 0 | 0 | 0 | 0 | 0 | 0 | 0 | 0 | 0 | 0 | 0 | 0 | 0 | 0 | 0 | 0 | 0
NSW1 | CCGT | 3.9357 | 4.1121 | 35.8655 | 30.9622 | 34.4684 | 27.5337 | 8.7216 | 176.9413 | 104.9209 | 352.1946 | 1592.9585 | 1685.3728 | 1551.6477 | 1634.1271 | 1983.8706 | 1670.9539 | 1470.6794 | 1516.6761 | 1293.3795 | 1687.8748 | 0 | 0 | 0 | 0 | 0 | 0 | 0
NSW1 | Gas - Steam | 0 | 0 | 0 | 0 | 0 | 0 | 0 | 0 | 0 | 0 | 0 | 0 | 0 | 0 | 0 | 0 | 0 | 0 | 0 | 0 | 0 | 0 | 0 | 0 | 0 | 0 | 0
NSW1 | OCGT / Diesel | 2.1984 | 5.1103 | 38.0372 | 15.8303 | 43.4045 | 22.0276 | 3.268 | 82.0201 | 46.8946 | 118.2799 | 875.3903 | 1678.4257 | 655.7886 | 1247.3896 | 1919.2155 | 1473.2361 | 2538.3084 | 4250.3162 | 2561.5317 | 3775.2335 | 5693.3155 | 3701.7601 | 4291.1351 | 5504.3791 | 6686.4938 | 7164.9981 | 8395.1373
NSW1 | Hydro | 2350.4179 | 2879.1282 | 2866.7856 | 2802.9716 | 2249.6782 | 3616.3974 | 2835.3803 | 2859.9451 | 2642.4837 | 2698.8952 | 3119.0688 | 3263.4599 | 3133.6469 | 2627.0171 | 3712.3593 | 3169.1907 | 2774.6442 | 2997.765 | 2662.0895 | 3088.1616 | 3230.3908 | 3112.6714 | 2647.3065 | 3657.8971 | 3680.3595 | 3695.1427 | 3823.3312
NSW1 | Hydrogen Turbine | 0 | 0 | 0 | 0 | 0 | 0 | 0 | 0 | 0 | 0 | 0 | 0 | 0 | 0 | 0 | 0 | 0 | 0 | 0 | 0 | 0 | 0 | 0 | 0 | 0 | 0 | 0
NSW1 | Wind | 5943.4012 | 8860.6263 | 11995.2345 | 16054.9889 | 21356.3422 | 25793.1883 | 27583.1363 | 28011.1637 | 28176.7793 | 28305.3255 | 30993.8734 | 31864.2776 | 34999.2697 | 35510.297 | 36983.9542 | 41736.3656 | 42118.2349 | 41766.8641 | 45563.6043 | 44593.6924 | 44741.8623 | 47206.2938 | 49217.9464 | 54035.7814 | 55630.1582 | 56594.4863 | 57198.3199
NSW1 | Solar PV | 8553.8093 | 8184.0907 | 8228.5959 | 8806.9356 | 9337.1544 | 9032.4631 | 10403.2873 | 11155.1044 | 11290.1199 | 11415.149 | 16501.6553 | 17235.4725 | 21626.3665 | 21909.0449 | 19981.04 | 20659.0929 | 22561.4954 | 26451.0768 | 27239.4073 | 28885.9643 | 29136.6317 | 30936.6855 | 31661.6469 | 32177.9633 | 33097.5193 | 37791.2398 | 42871.5253
NSW1 | Grid Battery | 32.2179 | 30.8559 | 30.9097 | 32.1943 | 30.4865 | 329.2288 | 379.8862 | 390.7197 | 380.4329 | 1074.1705 | 2694.0161 | 2584.138 | 2682.2036 | 2647.8589 | 2502.1362 | 2462.3682 | 2604.6762 | 2448.9433 | 3418.4294 | 3325.4917 | 3186.7511 | 3729.1295 | 3633.9083 | 4789.7801 | 4826.6716 | 5000.4274 | 5382.1888
NSW1 | Pumped Hydro | 210.4008 | 242.0283 | 1546.8861 | 1942.4589 | 4010.2273 | 4528.7698 | 4251.8456 | 5861.9073 | 5058.8725 | 5809.7048 | 5377.4111 | 5330.6879 | 8068.2518 | 7928.0987 | 6974.9978 | 7473.9139 | 7830.6436 | 8071.7461 | 8027.0863 | 7754.1204 | 7483.5235 | 8716.2639 | 8524.74 | 7764.9262 | 7092.4452 | 7379.6625 | 7326.9181
NSW1 | VPP | 27.7668 | 51.5951 | 85.2328 | 132.8116 | 177.7332 | 227.1695 | 304.2934 | 388.7887 | 462.978 | 553.7924 | 638.6369 | 727.7367 | 879.5922 | 1002.6206 | 1090.6252 | 1204.2536 | 1374.6565 | 1413.4844 | 1571.0583 | 1651.7048 | 1688.8748 | 1909.4563 | 1985.0431 | 2028.0458 | 2178.198 | 2404.0661 | 2482.1579
Total excluding storage |  | 50104.5123 | 50894.609 | 52512.495 | 54302.2059 | 54623.5919 | 63307.3237 | 62095.4534 | 65598.7097 | 64871.0239 | 70480.5719 | 70313.4464 | 72890.0077 | 82140.5463 | 82579.2671 | 83668.6348 | 88369.8109 | 91123.8354 | 88916.872 | 92336.5861 | 94762.2435 | 95161.3497 | 99312.2604 | 101961.7262 | 109958.773 | 113191.8455 | 120030.0229 | 127479.5785
Region | Technology | 2023-24 | 2024-25 | 2025-26 | 2026-27 | 2027-28 | 2028-29 | 2029-30 | 2030-31 | 2031-32 | 2032-33 | 2033-34 | 2034-35 | 2035-36 | 2036-37 | 2037-38 | 2038-39 | 2039-40 | 2040-41 | 2041-42 | 2042-43 | 2043-44 | 2044-45 | 2045-46 | 2046-47 | 2047-48 | 2048-49 | 2049-50
QLD1 | Black Coal | 40757.8842 | 40601.3377 | 38526.8892 | 35036.7046 | 35034.6176 | 36464.7339 | 33822.1221 | 31868.4872 | 31031.8127 | 34735.2981 | 36793.2859 | 37200.9278 | 27504.755 | 28157.0851 | 25289.5789 | 24716.1985 | 24241.0452 | 20966.4918 | 21389.6732 | 13615.3962 | 13742.4357 | 12546.8571 | 10424.467 | 8919.7951 | 8674.9236 | 8952.2712 | 9049.5227
QLD1 | Brown Coal | 0 | 0 | 0 | 0 | 0 | 0 | 0 | 0 | 0 | 0 | 0 | 0 | 0 | 0 | 0 | 0 | 0 | 0 | 0 | 0 | 0 | 0 | 0 | 0 | 0 | 0 | 0
QLD1 | CCGT | 795.5713 | 846.6012 | 925.0487 | 924.4004 | 895.4021 | 891.6449 | 848.8229 | 1311.4265 | 1100.5846 | 1936.9012 | 4095.5732 | 4740.9553 | 5726.0923 | 4731.821 | 5326.0382 | 4652.6177 | 3861.4324 | 3459.8784 | 3067.5732 | 3785.9126 | 3904.1364 | 3508.7444 | 1685.7561 | 1041.0414 | 1049.4178 | 1047.1305 | 1062.8616
QLD1 | Gas - Steam | 0 | 0 | 0 | 0 | 0 | 0 | 0 | 0 | 0 | 0 | 0 | 0 | 0 | 0 | 0 | 0 | 0 | 0 | 0 | 0 | 0 | 0 | 0 | 0 | 0 | 0 | 0
QLD1 | OCGT / Diesel | 0.11181 | 0.00017614 | 1.3797 | 2.1274 | 1.3147 | 2.1679 | 0.0002282 | 36.2162 | 7.5032 | 85.2176 | 280.5152 | 636.6252 | 1688.4133 | 2906.4088 | 3592.1093 | 2703.4137 | 3316.3534 | 3143.1238 | 1813.9445 | 3443.0697 | 3679.2453 | 3831.2287 | 4469.0861 | 5481.4268 | 6973.3728 | 10859.8112 | 11330.2755
QLD1 | Hydro | 707.84 | 717.1322 | 736.0045 | 698.5264 | 718.2011 | 724.897 | 706.9983 | 717.7433 | 722.7616 | 721.5613 | 738.1802 | 736.8184 | 748.734 | 745.8141 | 270.913 | 276.5073 | 275.2487 | 245.2923 | 235.0162 | 0 | 0 | 0 | 0 | 0 | 0 | 0 | 0
QLD1 | Hydrogen Turbine | 0 | 0 | 0 | 0 | 0 | 0 | 0 | 0 | 0 | 0 | 0 | 0 | 0 | 0 | 0 | 0 | 0 | 0 | 0 | 0 | 0 | 0 | 0 | 0 | 0 | 0 | 0
QLD1 | Wind | 3890.9264 | 3606.029 | 4038.9289 | 6286.9798 | 9217.0134 | 11338.4952 | 13434.0189 | 13980.6349 | 14022.5473 | 13816.7126 | 13773.7609 | 15153.31 | 21606.5513 | 25495.4374 | 29987.5122 | 29675.3008 | 30388.1759 | 31094.8146 | 35570.8652 | 36879.0663 | 36779.8562 | 35212.0018 | 39774.1501 | 50401.1967 | 50279.548 | 61523.2708 | 60630.9438
QLD1 | Solar PV | 7317.4314 | 7285.7969 | 8044.9539 | 7474.1467 | 7763.1402 | 7042.5491 | 6944.7358 | 7516.9154 | 8279.1046 | 8171.2004 | 8917.5623 | 8817.4154 | 10064.4193 | 10414.4816 | 12493.2174 | 13993.9079 | 14480.0045 | 18656.216 | 18835.6305 | 25016.8168 | 27130.6151 | 27038.687 | 27423.4974 | 33297.704 | 40108.8236 | 48455.4186 | 57854.5301
QLD1 | Grid Battery | 57.6525 | 58.5493 | 56.7925 | 58.0482 | 57.4692 | 58.7021 | 58.2829 | 59.8035 | 57.9987 | 58.3877 | 421.7256 | 645.2499 | 2384.155 | 2377.2615 | 4288.0815 | 4351.053 | 4544.9665 | 4544.3073 | 6031.7343 | 6064.0552 | 6513.571 | 6645.1254 | 6637.7398 | 6465.7158 | 7069.6854 | 7586.1104 | 9984.4484
QLD1 | Pumped Hydro | 596.637 | 738.0373 | 893.6056 | 1093.2903 | 1043.1746 | 883.0336 | 1024.235 | 1160.2135 | 1113.1757 | 1273.6124 | 2691.432 | 2590.7206 | 2257.7096 | 2048.7151 | 1557.5008 | 1733.4031 | 1799.6927 | 1937.5068 | 1826.2952 | 2843.2077 | 2747.0269 | 2856.4097 | 2770.973 | 5990.055 | 6740.0636 | 7747.4587 | 7810.5733
QLD1 | VPP | 13.1124 | 21.6817 | 35.0405 | 57.2366 | 84.1895 | 121.3418 | 168.6373 | 218.7614 | 293.6567 | 395.2264 | 476.0396 | 560.6733 | 659.0884 | 765.5992 | 848.3276 | 979.2244 | 1105.3534 | 1211.1813 | 1373.3818 | 1523.5321 | 1638.1267 | 1747.4615 | 1869.5753 | 1887.5367 | 2037.0626 | 2095.0747 | 2249.935
Total excluding storage |  | 54137.167 | 53875.1653 | 53258.6435 | 51631.4604 | 54814.5223 | 57527.5655 | 57007.8533 | 56870.2019 | 56629.145 | 61194.1178 | 68188.0749 | 71082.696 | 72639.9182 | 77642.6238 | 83653.2788 | 83081.6265 | 84012.2728 | 85258.8123 | 90144.1141 | 93171.0565 | 96135.0133 | 93386.5156 | 95055.2447 | 113484.4716 | 122932.8975 | 148266.546 | 159973.0904
Region | Technology | 2023-24 | 2024-25 | 2025-26 | 2026-27 | 2027-28 | 2028-29 | 2029-30 | 2030-31 | 2031-32 | 2032-33 | 2033-34 | 2034-35 | 2035-36 | 2036-37 | 2037-38 | 2038-39 | 2039-40 | 2040-41 | 2041-42 | 2042-43 | 2043-44 | 2044-45 | 2045-46 | 2046-47 | 2047-48 | 2048-49 | 2049-50
VIC1 | Black Coal | 0 | 0 | 0 | 0 | 0 | 0 | 0 | 0 | 0 | 0 | 0 | 0 | 0 | 0 | 0 | 0 | 0 | 0 | 0 | 0 | 0 | 0 | 0 | 0 | 0 | 0 | 0
VIC1 | Brown Coal | 29339.6798 | 28339.8443 | 29060.3027 | 28501.1712 | 29037.7281 | 20781.4203 | 21449.0681 | 20704.3805 | 20130.1825 | 20981.751 | 21622.163 | 21848.6732 | 7011.0921 | 7156.8826 | 7866.1638 | 7637.3164 | 7714.6455 | 6491.3533 | 6707.2223 | 6921.0825 | 6866.8862 | 4108.1688 | 4660.7412 | 6908.9702 | 0 | 0 | 0
VIC1 | CCGT | 0 | 0 | 0 | 0 | 0 | 0 | 0 | 0 | 0 | 0 | 0 | 0 | 0 | 0 | 0 | 0 | 0 | 0 | 0 | 0 | 0 | 0 | 0 | 0 | 0 | 0 | 0
VIC1 | Gas - Steam | 8.6254 | 11.302 | 12.0373 | 22.517 | 13.3123 | 99.6428 | 15.9622 | 47.978 | 23.7062 | 66.3161 | 76.0324 | 192.5323 | 879.8869 | 951.6807 | 1192.6685 | 1016.8136 | 0 | 0 | 0 | 0 | 0 | 0 | 0 | 0 | 0 | 0 | 0
VIC1 | OCGT / Diesel | 9.9926 | 14.2936 | 6.9204 | 19.8013 | 15 | 61.5567 | 6.6439 | 32.0006 | 25.0677 | 50.047 | 39.7938 | 159.2763 | 570.399 | 542.2812 | 1006.1801 | 753.8521 | 2349.8345 | 1519.6726 | 1920.5037 | 1539.2855 | 2598.8308 | 2822.7796 | 3286.7918 | 4834.6179 | 7478.428 | 10235.5266 | 10382.8545
VIC1 | Hydro | 2735.7132 | 3315.1218 | 3414.5211 | 3244.5275 | 2713.4446 | 4066.0226 | 3393.2163 | 2934.9435 | 2930.9614 | 2677.1407 | 3271.0411 | 3371.2718 | 3218.796 | 2692.7968 | 4045.5904 | 3379.2819 | 2924.8482 | 2922.6321 | 2665.5705 | 3252.7 | 3371.6241 | 3204.0238 | 2680.2665 | 4032.194 | 4037.8057 | 4037.758 | 4043.656
VIC1 | Hydrogen Turbine | 0 | 0 | 0 | 0 | 0 | 0 | 0 | 0 | 0 | 0 | 0 | 0 | 0 | 0 | 0 | 0 | 0 | 0 | 0 | 0 | 0 | 0 | 0 | 0 | 0 | 0 | 0
VIC1 | Wind | 9848.426 | 9709.6674 | 11545.7322 | 11612.7152 | 13037.7911 | 12505.8175 | 12865.7891 | 12500.8957 | 14222.3549 | 12472.4671 | 12757.8428 | 14445.4531 | 21749.0342 | 24594.7287 | 23902.7747 | 25840.95 | 25034.3103 | 29751.2139 | 26820.4192 | 28951.3559 | 27830.1956 | 28456.543 | 27911.8129 | 27515.6825 | 29288.6839 | 27953.681 | 34777.1189
VIC1 | Solar PV | 1936.4998 | 1762.896 | 1684.6317 | 1711.7664 | 1718.8824 | 1802.8144 | 1744.5255 | 1770.4915 | 1803.6216 | 1860.9243 | 1855.417 | 1845.0588 | 2917.0584 | 2918.2835 | 3438.0489 | 3539.2412 | 4419.3847 | 4110.6521 | 6324.4767 | 6269.8417 | 8550.6501 | 10474.7234 | 10836.9814 | 10011.1904 | 13248.8008 | 14968.2266 | 13963.0478
VIC1 | Grid Battery | 183.5154 | 187.5615 | 195.2107 | 196.0722 | 189.8081 | 189.2812 | 178.3996 | 184.1659 | 171.5218 | 185.21 | 147.199 | 136.4056 | 1999.8098 | 1965.9952 | 2088.9001 | 2062.0015 | 2709.6888 | 2646.6508 | 3324.5323 | 3187.2354 | 3186.0955 | 3322.8446 | 3410.8798 | 3188.7581 | 4046.6273 | 4169.389 | 3757.5346
VIC1 | Pumped Hydro | 0 | 0 | 0.00057293 | 0.00060985 | 0.00064503 | 0.0006638 | 0.0006882 | 0.00079921 | 0.00081703 | 0.0010676 | 0.0014001 | 0.001437 | 0.0015557 | 0.001613 | 0.0022592 | 0.0023355 | 0.0023836 | 0.0025329 | 0.0072038 | 0.0073751 | 0.007216 | 65.2285 | 66.8221 | 63.305 | 412.1405 | 940.5864 | 913.0107
VIC1 | VPP | 14.2297 | 24.7548 | 39.8158 | 68.4091 | 107.2964 | 143.234 | 185.1693 | 234.1412 | 273.3862 | 372.0892 | 452.6297 | 506.1989 | 563.5973 | 657.7924 | 709.9251 | 820.4333 | 939.6531 | 978.2401 | 1098.4625 | 1159.6614 | 1223.0478 | 1378.9808 | 1484.5636 | 1455.8992 | 1525.583 | 1632.7708 | 1635.1597
Total excluding storage |  | 44076.682 | 43365.4414 | 45959.1723 | 45376.9804 | 46833.2637 | 39649.7902 | 39838.7749 | 38408.9978 | 39580.8032 | 38665.9464 | 40222.1202 | 42504.8714 | 38909.6752 | 41480.4427 | 44250.2538 | 45049.8923 | 46092.3675 | 48420.4175 | 48861.1944 | 51281.1697 | 53627.3374 | 53833.2925 | 54338.8594 | 58010.6173 | 60038.0692 | 63937.9385 | 69472.3822
Region | Technology | 2023-24 | 2024-25 | 2025-26 | 2026-27 | 2027-28 | 2028-29 | 2029-30 | 2030-31 | 2031-32 | 2032-33 | 2033-34 | 2034-35 | 2035-36 | 2036-37 | 2037-38 | 2038-39 | 2039-40 | 2040-41 | 2041-42 | 2042-43 | 2043-44 | 2044-45 | 2045-46 | 2046-47 | 2047-48 | 2048-49 | 2049-50
SA1 | Black Coal | 0 | 0 | 0 | 0 | 0 | 0 | 0 | 0 | 0 | 0 | 0 | 0 | 0 | 0 | 0 | 0 | 0 | 0 | 0 | 0 | 0 | 0 | 0 | 0 | 0 | 0 | 0
SA1 | Brown Coal | 0 | 0 | 0 | 0 | 0 | 0 | 0 | 0 | 0 | 0 | 0 | 0 | 0 | 0 | 0 | 0 | 0 | 0 | 0 | 0 | 0 | 0 | 0 | 0 | 0 | 0 | 0
SA1 | CCGT | 658.0088 | 577.8762 | 612.4618 | 79.7001 | 50.3682 | 232.1545 | 85.2173 | 156.7143 | 84.5296 | 485.3376 | 1162.4192 | 1606.6207 | 1504.1229 | 1544.7911 | 0 | 0 | 0 | 0 | 0 | 0 | 0 | 0 | 0 | 0 | 0 | 0 | 0
SA1 | Gas - Steam | 42.1308 | 50.9519 | 67.8202 | 0 | 0 | 0 | 0 | 0 | 0 | 0 | 0 | 0 | 0 | 0 | 0 | 0 | 0 | 0 | 0 | 0 | 0 | 0 | 0 | 0 | 0 | 0 | 0
SA1 | OCGT / Diesel | 72.5846 | 94.601 | 100.269 | 34.2125 | 28.1488 | 96.6762 | 18.3409 | 59.26 | 31.5574 | 148.856 | 451.2558 | 920.9813 | 815.1917 | 860.6664 | 1273.6157 | 1078.6624 | 1363.8471 | 1032.1117 | 997.5108 | 1034.3814 | 1818.1641 | 883.1371 | 953.5854 | 950.1771 | 958.2288 | 1177.3692 | 1337.858
SA1 | Hydro | 0 | 0 | 0 | 0 | 0 | 0 | 0 | 0 | 0 | 0 | 0 | 0 | 0 | 0 | 0 | 0 | 0 | 0 | 0 | 0 | 0 | 0 | 0 | 0 | 0 | 0 | 0
SA1 | Hydrogen Turbine | 0 | 0 | 0 | 0 | 0 | 0 | 0 | 0 | 0 | 0 | 0 | 0 | 0 | 0 | 0 | 0 | 0 | 0 | 0 | 0 | 0 | 0 | 0 | 0 | 0 | 0 | 0
SA1 | Wind | 6460.8379 | 6490.6819 | 6234.8862 | 6922.9174 | 6933.7429 | 6570.3942 | 6293.5867 | 6072.7556 | 6539.9005 | 5856.918 | 8603.646 | 8196.0768 | 12141.1687 | 12086.9605 | 13734.2825 | 13791.1307 | 13259.6631 | 14800.3729 | 13812.1892 | 14748.1686 | 12829.6716 | 15054.0455 | 14749.5648 | 17506.953 | 20284.2353 | 21438.1825 | 22962.6051
SA1 | Solar PV | 1151.4731 | 1050.8014 | 1055.0659 | 1000.9262 | 1036.3919 | 1041.7946 | 1006.3226 | 1004.9369 | 1040.7735 | 1043.4379 | 1033.3276 | 1079.3408 | 1150.7517 | 1590.7589 | 2417.0194 | 2396.2977 | 2489.4216 | 2982.5072 | 4654.0688 | 4334.1954 | 5948.5357 | 5862.4441 | 6238.0663 | 6597.2532 | 7090.1374 | 10232.8604 | 10925.5334
SA1 | Grid Battery | 195.2739 | 199.9481 | 196.6696 | 196.6661 | 191.1668 | 187.9751 | 183.6554 | 182.2372 | 178.3901 | 178.9417 | 179.0499 | 151.5586 | 727.0351 | 746.8801 | 1196.6748 | 1153.5688 | 1177.7951 | 1313.4165 | 2070.4743 | 1871.2066 | 2023.6252 | 2649.9316 | 2803.2697 | 2522.655 | 2370.9873 | 3400.0867 | 3106.5128
SA1 | Pumped Hydro | 0 | 0 | 0.00048301 | 0.00049681 | 0.00050877 | 0.00055383 | 0.00056225 | 0.00062821 | 0.00064078 | 0.00083427 | 0.00093777 | 0.0011201 | 0.0016186 | 0.0016842 | 0.0016871 | 0.0017164 | 0.0017381 | 0.0018735 | 0.0020333 | 0.0019785 | 0.0022852 | 0.0025422 | 0.0025887 | 0.002516 | 0.0028213 | 0.002929 | 0.0030214
SA1 | VPP | 57.7792 | 81.4054 | 100.0934 | 125.5829 | 148.3706 | 172.0672 | 198.3302 | 227.061 | 260.993 | 301.248 | 346.5208 | 377.0155 | 418.9177 | 472.2109 | 505.809 | 537.2408 | 573.5632 | 572.2248 | 639.9657 | 660.9102 | 681.5027 | 715.7585 | 762.1249 | 766.3716 | 779.5253 | 854.2972 | 866.4152
Total excluding storage |  | 8638.0883 | 8546.2659 | 8367.2665 | 8360.0057 | 8388.1897 | 8301.0623 | 7785.4536 | 7702.9656 | 8136.1448 | 8014.7401 | 11776.2203 | 12331.5948 | 16757.1894 | 17302.2696 | 19127.4031 | 18956.9021 | 18864.2918 | 20700.635 | 22174.211 | 22648.864 | 23301.5016 | 25165.3194 | 25506.6136 | 28343.4124 | 31483.1168 | 37102.7989 | 39198.9274
Region | Technology | 2023-24 | 2024-25 | 2025-26 | 2026-27 | 2027-28 | 2028-29 | 2029-30 | 2030-31 | 2031-32 | 2032-33 | 2033-34 | 2034-35 | 2035-36 | 2036-37 | 2037-38 | 2038-39 | 2039-40 | 2040-41 | 2041-42 | 2042-43 | 2043-44 | 2044-45 | 2045-46 | 2046-47 | 2047-48 | 2048-49 | 2049-50
TAS1 | Black Coal | 0 | 0 | 0 | 0 | 0 | 0 | 0 | 0 | 0 | 0 | 0 | 0 | 0 | 0 | 0 | 0 | 0 | 0 | 0 | 0 | 0 | 0 | 0 | 0 | 0 | 0 | 0
TAS1 | Brown Coal | 0 | 0 | 0 | 0 | 0 | 0 | 0 | 0 | 0 | 0 | 0 | 0 | 0 | 0 | 0 | 0 | 0 | 0 | 0 | 0 | 0 | 0 | 0 | 0 | 0 | 0 | 0
TAS1 | CCGT | 0 | 0 | 0 | 0 | 0 | 0 | 0 | 0 | 0 | 0 | 0 | 0 | 0 | 0 | 0 | 0 | 0 | 0 | 0 | 0 | 0 | 0 | 0 | 0 | 0 | 0 | 0
TAS1 | Gas - Steam | 0 | 0 | 0 | 0 | 0 | 0 | 0 | 0 | 0 | 0 | 0 | 0 | 0 | 0 | 0 | 0 | 0 | 0 | 0 | 0 | 0 | 0 | 0 | 0 | 0 | 0 | 0
TAS1 | OCGT / Diesel | 3.4834e-05 | 7.347e-05 | 7.6772e-05 | 8.0615e-05 | 8.4646e-05 | 8.9589e-05 | 9.719e-05 | 0.48568 | 0.057876 | 2.3595 | 0.00015786 | 4.69 | 11.2338 | 3.4874 | 12.5284 | 7.4453 | 30.7583 | 1.9772 | 4.4702 | 1.4977 | 3.237 | 4.435 | 1.9584 | 0.00029854 | 4.968 | 13.7781 | 6.6183
TAS1 | Hydro | 9793.3487 | 8528.9965 | 7356.4343 | 6981.4423 | 6212.041 | 7888.8512 | 9062.4564 | 8996.114 | 9103.2933 | 9226.0638 | 11399.3585 | 11495.1792 | 10985.2911 | 9875.9483 | 10559.5577 | 9866.2963 | 9781.6196 | 9182.9111 | 9050.0436 | 9614.2387 | 9279.6328 | 8696.6833 | 7787.4806 | 9062.742 | 9422.7967 | 10214.5855 | 9903.7358
TAS1 | Hydrogen Turbine | 0 | 0 | 0 | 0 | 0 | 0 | 0 | 0 | 0 | 0 | 0 | 0 | 0 | 0 | 0 | 0 | 0 | 0 | 0 | 0 | 0 | 0 | 0 | 0 | 0 | 0 | 0
TAS1 | Wind | 1868.9474 | 3000.8473 | 3850.987 | 4507.7918 | 5063.9308 | 4945.9673 | 5948.4179 | 6342.8622 | 7622.663 | 7793.307 | 8192.127 | 9263.7548 | 12523.1587 | 13623.6313 | 13868.4554 | 13461.1043 | 13220.3986 | 14336.494 | 14445.6179 | 13856.1263 | 14622.6471 | 14766.0507 | 16580.5335 | 16487.4236 | 17382.8034 | 17186.3984 | 18530.1612
TAS1 | Solar PV | 0 | 7.9439e-05 | 7.623e-05 | 8.4191e-05 | 9.9996e-05 | 8.8321e-05 | 0.00010053 | 0.0001299 | 0.00012846 | 0.00016569 | 0.00023395 | 0.00026685 | 0.0006372 | 0.0006239 | 0.00059583 | 0.00060963 | 0.00071061 | 0.00064456 | 0.00096634 | 0.0017085 | 0.0087544 | 57.8346 | 56.4288 | 49.2309 | 290.2909 | 303.0387 | 275.6608
TAS1 | Grid Battery | 0 | 0.00051689 | 0.00060531 | 0.00063256 | 0.00063779 | 0.00063982 | 0.00071249 | 0.00075407 | 0.00081807 | 0.001318 | 0.0014184 | 0.0014731 | 0.0018058 | 0.0018478 | 0.0023567 | 0.0024288 | 0.0025308 | 0.0029263 | 0.0029708 | 0.0029001 | 0.0030607 | 0.0035856 | 0.0036024 | 0.0037277 | 0.0041132 | 0.0038879 | 0.006217
TAS1 | Pumped Hydro | 0 | 0 | 0.0011031 | 0.0011829 | 0.0012706 | 0.0013358 | 0.0015566 | 0.001798 | 0.0020304 | 0.0055009 | 65.1157 | 312.3857 | 1008.7333 | 1061.9486 | 1203.8388 | 1246.0322 | 1302.9296 | 1158.1904 | 1148.8577 | 1084.0937 | 1281.4704 | 1343.4988 | 1295.9698 | 1356.2056 | 1246.1832 | 1195.3309 | 1138.2593
TAS1 | VPP | 0.15507 | 0.70262 | 1.7717 | 3.4517 | 5.8898 | 7.1372 | 16.0221 | 20.0488 | 26.5967 | 36.4449 | 41.0495 | 44.6383 | 41.5832 | 46.1246 | 53.9329 | 55.5377 | 64.9265 | 65.2635 | 68.9785 | 73.4629 | 83.2692 | 81.9519 | 91.4439 | 99.2345 | 102.6655 | 101.0893 | 102.5188
Total excluding storage |  | 11662.4513 | 11530.547 | 11209.1949 | 11492.6878 | 11281.8638 | 12841.9579 | 15026.8988 | 15359.5134 | 16752.6138 | 17058.1822 | 19697.6526 | 21120.6497 | 24570.0026 | 24611.1427 | 25698.3162 | 24636.4188 | 24400.6359 | 24744.8399 | 24717.9718 | 24629.4238 | 25270.2684 | 24950.4579 | 25813.8186 | 27054.8407 | 28449.7118 | 29014.2247 | 29956.9604
Explicitly modelled pumping
Region | Technology | 2023-24 | 2024-25 | 2025-26 | 2026-27 | 2027-28 | 2028-29 | 2029-30 | 2030-31 | 2031-32 | 2032-33 | 2033-34 | 2034-35 | 2035-36 | 2036-37 | 2037-38 | 2038-39 | 2039-40 | 2040-41 | 2041-42 | 2042-43 | 2043-44 | 2044-45 | 2045-46 | 2046-47 | 2047-48 | 2048-49 | 2049-50
NEM | Grid Battery pump | 555.2546 | 566.0782 | 569.6222 | 573.1121 | 557.8925 | 912.6279 | 958.4194 | 974.1094 | 944.4853 | 1774.2956 | 4077.5815 | 4173.3622 | 9307.9504 | 9242.8819 | 12086.8641 | 12011.4771 | 13195.2919 | 13163.2584 | 17786.2702 | 17356.4695 | 17866.8265 | 19619.7435 | 19828.1226 | 20352.5523 | 22029.6225 | 24185.002 | 26692.0209
NEM | Pumped Hydro Pump | 2073.7744 | 2370.5071 | 4051.509 | 5218.7178 | 7899.3588 | 7709.0166 | 8482.4367 | 10307.9947 | 9779.3755 | 10726.9991 | 12202.6567 | 12090.8554 | 16217 | 16272.7497 | 13827.9996 | 15245.1323 | 15933.1714 | 16188.8055 | 15815.1591 | 17139.3844 | 16198.2891 | 18607.9256 | 18263.2994 | 21179.7587 | 21353.0671 | 24014.2388 | 23757.429
NEM | VPP pump | 132.7271 | 211.9223 | 308.3354 | 455.6758 | 616.6773 | 788.5724 | 1027.6164 | 1279.7018 | 1553.5729 | 1949.1848 | 2299.637 | 2608.9571 | 3012.5952 | 3464.1094 | 3779.8791 | 4235.3546 | 4765.1089 | 5001.6811 | 5580.5919 | 5970.6963 | 6243.7762 | 6862.9813 | 7298.5081 | 7328.8019 | 7799.5221 | 8329.8144 | 8626.3315
Region | Technology | 2023-24 | 2024-25 | 2025-26 | 2026-27 | 2027-28 | 2028-29 | 2029-30 | 2030-31 | 2031-32 | 2032-33 | 2033-34 | 2034-35 | 2035-36 | 2036-37 | 2037-38 | 2038-39 | 2039-40 | 2040-41 | 2041-42 | 2042-43 | 2043-44 | 2044-45 | 2045-46 | 2046-47 | 2047-48 | 2048-49 | 2049-50
NSW1 | Grid Battery pump | 38.2654 | 36.7332 | 36.7973 | 38.3265 | 36.2935 | 396.2398 | 458.3028 | 469.2994 | 459.2254 | 1273.227 | 3194.0787 | 3064.7355 | 3178.4285 | 3139.5249 | 2971.7605 | 2922.0559 | 3080.0601 | 2912.1774 | 4065.0626 | 3955.6631 | 3792.2943 | 4443.2632 | 4341.405 | 5712.8246 | 5783.7261 | 5959.3612 | 6435.7269
NSW1 | Pumped Hydro Pump | 1217.7007 | 1322.8823 | 2809.8836 | 3701.5056 | 6449.8683 | 6482.8207 | 7059.925 | 8694.5626 | 8230.3589 | 8964.5734 | 8483.8779 | 8172.5907 | 11872.9083 | 12104.8367 | 10168.2695 | 11302.2987 | 11817.7163 | 12030.7668 | 11861.539 | 11917.4997 | 10894.802 | 12946.1323 | 12723.4878 | 11418.1209 | 10267.3786 | 10903.7097 | 10837.191
NSW1 | VPP pump | 32.592 | 60.7001 | 100.2739 | 156.2489 | 209.1891 | 267.167 | 358.0689 | 457.3218 | 546.0407 | 650.1597 | 751.5049 | 857.2109 | 1033.5969 | 1179.5536 | 1285.4894 | 1418.2935 | 1613.3174 | 1667.8615 | 1843.3651 | 1943.7148 | 1986.6602 | 2246.1376 | 2340.8868 | 2380.3942 | 2565.9083 | 2824.9908 | 2920.1857
Region | Technology | 2023-24 | 2024-25 | 2025-26 | 2026-27 | 2027-28 | 2028-29 | 2029-30 | 2030-31 | 2031-32 | 2032-33 | 2033-34 | 2034-35 | 2035-36 | 2036-37 | 2037-38 | 2038-39 | 2039-40 | 2040-41 | 2041-42 | 2042-43 | 2043-44 | 2044-45 | 2045-46 | 2046-47 | 2047-48 | 2048-49 | 2049-50
QLD1 | Grid Battery pump | 68.4554 | 69.7016 | 67.7404 | 68.9747 | 68.4157 | 69.8834 | 69.3844 | 71.1946 | 69.2246 | 69.3306 | 496.9417 | 766.9957 | 2862.1987 | 2852.4644 | 5173.0292 | 5218.2208 | 5461.8275 | 5477.4616 | 7254.3636 | 7297.8319 | 7829.486 | 7994.6938 | 7982.9191 | 7798.4023 | 8489.0907 | 9152.1556 | 11996.7778
QLD1 | Pumped Hydro Pump | 856.0737 | 1047.6248 | 1241.6225 | 1517.2091 | 1449.4873 | 1226.1925 | 1422.508 | 1613.4279 | 1549.012 | 1762.4159 | 3632.8023 | 3503.7785 | 3020.5505 | 2754.2375 | 2092.0927 | 2301.1504 | 2403.2346 | 2614.3613 | 2441.953 | 3796.358 | 3633.4499 | 3810.893 | 3723.26 | 7917.2582 | 8876.1191 | 10327.6686 | 10221.1947
QLD1 | VPP pump | 15.3866 | 25.5079 | 41.3259 | 67.2352 | 99.0465 | 142.7551 | 198.3968 | 257.3663 | 346.3403 | 464.1104 | 560.0554 | 660.0272 | 775.0077 | 900.6749 | 1000.8611 | 1149.846 | 1299.7698 | 1427.0693 | 1616.4115 | 1792.6654 | 1924.893 | 2056.0308 | 2198.536 | 2225.5664 | 2391.6016 | 2469.27 | 2642.5063
Region | Technology | 2023-24 | 2024-25 | 2025-26 | 2026-27 | 2027-28 | 2028-29 | 2029-30 | 2030-31 | 2031-32 | 2032-33 | 2033-34 | 2034-35 | 2035-36 | 2036-37 | 2037-38 | 2038-39 | 2039-40 | 2040-41 | 2041-42 | 2042-43 | 2043-44 | 2044-45 | 2045-46 | 2046-47 | 2047-48 | 2048-49 | 2049-50
VIC1 | Grid Battery pump | 218.0108 | 223.297 | 232.5651 | 233.2383 | 226.5467 | 224.7501 | 212.9652 | 218.6605 | 204.7773 | 220.3658 | 174.7983 | 162.5897 | 2394.8621 | 2354.5748 | 2503.7364 | 2480.1737 | 3242.2841 | 3188.5306 | 3981.4817 | 3845.7358 | 3811.2865 | 3992.0991 | 4114.7274 | 3814.7548 | 4888.115 | 4990.1511 | 4517.2681
VIC1 | Pumped Hydro Pump | 0 | 0 | 0.00075509 | 0.00080189 | 0.00085127 | 0.000871 | 0.00090817 | 0.0010495 | 0.0010782 | 0.0014047 | 0.0018431 | 0.0018929 | 0.0020412 | 0.002128 | 0.0029665 | 0.003082 | 0.0031264 | 0.0033528 | 0.0094692 | 0.0097401 | 0.0094527 | 85.827 | 88.87 | 82.3499 | 547.3962 | 1232.5076 | 1201.3298
VIC1 | VPP pump | 16.7025 | 29.1234 | 46.937 | 80.3862 | 126.5138 | 168.2278 | 218.366 | 274.9405 | 322.4368 | 437.8838 | 532.2443 | 595.5333 | 662.3739 | 773.8734 | 835.206 | 968.0101 | 1102.6797 | 1154.4201 | 1288.7594 | 1368.5829 | 1434.6043 | 1622.3301 | 1751.8461 | 1707.5218 | 1800.8099 | 1914.9004 | 1923.7172
Region | Technology | 2023-24 | 2024-25 | 2025-26 | 2026-27 | 2027-28 | 2028-29 | 2029-30 | 2030-31 | 2031-32 | 2032-33 | 2033-34 | 2034-35 | 2035-36 | 2036-37 | 2037-38 | 2038-39 | 2039-40 | 2040-41 | 2041-42 | 2042-43 | 2043-44 | 2044-45 | 2045-46 | 2046-47 | 2047-48 | 2048-49 | 2049-50
SA1 | Grid Battery pump | 230.5229 | 236.3459 | 232.5187 | 232.5718 | 226.6359 | 221.7538 | 217.7662 | 214.9541 | 211.257 | 211.3707 | 211.7611 | 179.0395 | 872.459 | 896.3157 | 1438.3352 | 1391.0237 | 1411.1171 | 1585.0854 | 2485.3588 | 2257.2352 | 2433.756 | 3189.6832 | 3389.0668 | 3026.5662 | 2868.6858 | 4083.3295 | 3742.2408
SA1 | Pumped Hydro Pump | 0 | 0 | 0.00063586 | 0.0006536 | 0.00067184 | 0.00072648 | 0.00074211 | 0.00082513 | 0.00084424 | 0.001098 | 0.0012348 | 0.0014719 | 0.0021288 | 0.0022186 | 0.0022172 | 0.0022649 | 0.0022801 | 0.0024767 | 0.002664 | 0.002612 | 0.0030013 | 0.0033443 | 0.0034202 | 0.0032942 | 0.0037315 | 0.0038348 | 0.0039795
SA1 | VPP pump | 67.8652 | 95.7654 | 117.716 | 147.7446 | 174.9698 | 202.0158 | 233.9207 | 266.5396 | 307.381 | 354.1344 | 407.6427 | 443.521 | 492.8443 | 555.5422 | 595.0694 | 633.8506 | 672.9776 | 675.2338 | 750.8726 | 779.3575 | 799.9518 | 842.0688 | 899.1949 | 899.0361 | 919.9003 | 1002.2438 | 1019.312
Region | Technology | 2023-24 | 2024-25 | 2025-26 | 2026-27 | 2027-28 | 2028-29 | 2029-30 | 2030-31 | 2031-32 | 2032-33 | 2033-34 | 2034-35 | 2035-36 | 2036-37 | 2037-38 | 2038-39 | 2039-40 | 2040-41 | 2041-42 | 2042-43 | 2043-44 | 2044-45 | 2045-46 | 2046-47 | 2047-48 | 2048-49 | 2049-50
TAS1 | Grid Battery pump | 0 | 0.00061402 | 0.00071851 | 0.00075085 | 0.00075709 | 0.00075952 | 0.00084575 | 0.00089477 | 0.00097185 | 0.0015662 | 0.0016849 | 0.0017525 | 0.0021428 | 0.0021976 | 0.0027995 | 0.0028874 | 0.003005 | 0.0034811 | 0.0035305 | 0.0034482 | 0.0036365 | 0.0042637 | 0.0042914 | 0.0044246 | 0.0049013 | 0.004612 | 0.007388
TAS1 | Pumped Hydro Pump | 0 | 0 | 0.0014553 | 0.0015567 | 0.0016731 | 0.0017578 | 0.0020517 | 0.0023606 | 0.0026827 | 0.0072705 | 85.9733 | 414.4828 | 1323.537 | 1413.6712 | 1567.6321 | 1641.6777 | 1712.2151 | 1543.6716 | 1511.655 | 1425.5144 | 1670.0247 | 1765.07 | 1727.6782 | 1762.0264 | 1662.1695 | 1550.349 | 1497.7095
TAS1 | VPP pump | 0.18078 | 0.82544 | 2.0826 | 4.0608 | 6.9581 | 8.4067 | 18.8639 | 23.5335 | 31.3741 | 42.8964 | 48.1897 | 52.6646 | 48.7724 | 54.4653 | 63.2532 | 65.3544 | 76.3644 | 77.0965 | 81.1834 | 86.3757 | 97.6669 | 96.414 | 108.0443 | 116.2833 | 121.3021 | 118.4094 | 120.6104
Non-controllable capacity
Region | Technology | 2023-24 | 2024-25 | 2025-26 | 2026-27 | 2027-28 | 2028-29 | 2029-30 | 2030-31 | 2031-32 | 2032-33 | 2033-34 | 2034-35 | 2035-36 | 2036-37 | 2037-38 | 2038-39 | 2039-40 | 2040-41 | 2041-42 | 2042-43 | 2043-44 | 2044-45 | 2045-46 | 2046-47 | 2047-48 | 2048-49 | 2049-50
NEM | Distributed PV | 26478.5749 | 28191.0687 | 29615.185 | 34147.8413 | 36635.1334 | 34828.8225 | 38288.4458 | 41605.3113 | 44463.1544 | 46878.5074 | 47897.7259 | 48691.7471 | 54425.0857 | 56551.7616 | 52450.4952 | 56904.483 | 61172.6746 | 63978.5781 | 65693.865 | 65612.2161 | 65271.4595 | 71680.9026 | 73748.0586 | 68052.8401 | 73585.1598 | 78664.3753 | 82018.7177
NEM | Behind the meter battery | 356.5682 | 473.328 | 594.7444 | 757.032 | 926.2117 | 1056.7381 | 1233.2407 | 1392.7578 | 1662.8579 | 1934.0875 | 2210.3303 | 2494.7306 | 2761.3681 | 3007.0367 | 3248.1504 | 3458.3931 | 3610.6796 | 3707.3314 | 3832.4058 | 3933.9396 | 3996.3524 | 4028.7483 | 4047.3212 | 4044.1409 | 4038.7997 | 4002.1032 | 3966.4236
NEM | Behind the meter battery pump | 419.7907 | 557.164 | 699.9769 | 891.129 | 1090.0671 | 1244.0558 | 1451.4338 | 1638.8866 | 1957.4728 | 2276.5602 | 2601.4314 | 2936.5844 | 3250.3979 | 3539.5238 | 3822.2237 | 4071.3623 | 4250.8148 | 4364.1903 | 4511.5203 | 4630.4575 | 4704.2076 | 4742.1508 | 4764.3333 | 4760.7853 | 4755.14 | 4712.0744 | 4668.4548
Region | Technology | 2023-24 | 2024-25 | 2025-26 | 2026-27 | 2027-28 | 2028-29 | 2029-30 | 2030-31 | 2031-32 | 2032-33 | 2033-34 | 2034-35 | 2035-36 | 2036-37 | 2037-38 | 2038-39 | 2039-40 | 2040-41 | 2041-42 | 2042-43 | 2043-44 | 2044-45 | 2045-46 | 2046-47 | 2047-48 | 2048-49 | 2049-50
NSW1 | Distributed PV | 8227.9495 | 8889.0709 | 9306.1322 | 11052.6804 | 11659.9136 | 11026.5723 | 11951.3856 | 13304.8274 | 14644.4048 | 14969.6322 | 15535.8472 | 15718.8791 | 18044.1473 | 18411.8213 | 16930.2454 | 17972.9366 | 19660.4434 | 21060.2472 | 20970.6665 | 21239.1879 | 21033.8098 | 23737.2282 | 24049.1858 | 22049.3527 | 23369.6114 | 25463.3842 | 27229.5394
NSW1 | Behind the meter battery | 133.59 | 194.7768 | 253.5396 | 316.24 | 372.6608 | 419.4249 | 490.1318 | 552.7239 | 644.191 | 732.2475 | 823.81 | 926.2632 | 1021.1994 | 1100.9212 | 1175.2256 | 1241.3495 | 1281.6071 | 1301.3891 | 1323.469 | 1331.6999 | 1328.6786 | 1333.0742 | 1339.1239 | 1339.0233 | 1340.0485 | 1331.6872 | 1322.7103
NSW1 | Behind the meter battery pump | 157.3114 | 229.3287 | 298.3165 | 372.3107 | 438.6271 | 493.7687 | 576.7121 | 650.3958 | 758.5034 | 862.0114 | 969.6543 | 1090.1287 | 1202.3863 | 1296.4571 | 1382.6657 | 1461.7352 | 1508.9376 | 1532.4858 | 1558.4624 | 1567.6632 | 1564.469 | 1569.4047 | 1576.1804 | 1576.5486 | 1577.4697 | 1567.7527 | 1556.6083
Region | Technology | 2023-24 | 2024-25 | 2025-26 | 2026-27 | 2027-28 | 2028-29 | 2029-30 | 2030-31 | 2031-32 | 2032-33 | 2033-34 | 2034-35 | 2035-36 | 2036-37 | 2037-38 | 2038-39 | 2039-40 | 2040-41 | 2041-42 | 2042-43 | 2043-44 | 2044-45 | 2045-46 | 2046-47 | 2047-48 | 2048-49 | 2049-50
QLD1 | Distributed PV | 8291.7042 | 8569.0822 | 9217.3266 | 10390.3794 | 11011.6137 | 9744.9252 | 11046.7924 | 11904.8452 | 13131.2263 | 13701.6565 | 13860.8726 | 14700.2383 | 16327.2094 | 16975.5207 | 14830.6032 | 16665.2669 | 17838.7295 | 19246.0747 | 19521.824 | 19243.8033 | 19908.8944 | 21593.4637 | 22179.0614 | 19185.5663 | 21429.4769 | 22706.5989 | 24395.8885
QLD1 | Behind the meter battery | 68.254 | 84.6289 | 112.6463 | 146.2592 | 185.7816 | 221.6253 | 270.215 | 314.6937 | 406.9618 | 502.2534 | 595.6003 | 683.1659 | 764.1412 | 834.4612 | 901.8028 | 964.152 | 1016.5218 | 1061.2384 | 1120.2283 | 1177.3744 | 1217.6262 | 1234.2876 | 1240.4297 | 1235.0961 | 1221.5488 | 1202.4999 | 1188.1662
QLD1 | Behind the meter battery pump | 80.3689 | 99.5866 | 132.5744 | 172.1468 | 218.6795 | 260.8892 | 317.9825 | 370.2693 | 479.0052 | 591.0508 | 700.9679 | 804.4299 | 899.4899 | 981.9193 | 1061.2211 | 1135.0177 | 1196.3817 | 1248.6769 | 1318.2882 | 1385.4977 | 1432.6887 | 1452.5841 | 1460.2966 | 1453.471 | 1438.2675 | 1416.1388 | 1398.0248
Region | Technology | 2023-24 | 2024-25 | 2025-26 | 2026-27 | 2027-28 | 2028-29 | 2029-30 | 2030-31 | 2031-32 | 2032-33 | 2033-34 | 2034-35 | 2035-36 | 2036-37 | 2037-38 | 2038-39 | 2039-40 | 2040-41 | 2041-42 | 2042-43 | 2043-44 | 2044-45 | 2045-46 | 2046-47 | 2047-48 | 2048-49 | 2049-50
VIC1 | Distributed PV | 6055.7621 | 6669.655 | 6991.3292 | 8188.53 | 9067.6803 | 9147.9858 | 9973.9295 | 10801.2044 | 10862.1515 | 11966.1686 | 12180.7464 | 12020.6338 | 13307.7617 | 14002.8213 | 13650.1784 | 14718.8745 | 15803.8446 | 15625.7965 | 16773.5548 | 16765.9245 | 16213.7264 | 17701.3941 | 18418.5859 | 17911.4779 | 19277.2431 | 20620.6982 | 20333.1662
VIC1 | Behind the meter battery | 74.3056 | 92.44 | 111.7344 | 156.8119 | 212.09 | 243.6602 | 282.6219 | 319.434 | 377.8895 | 439.4914 | 505.2185 | 572.8675 | 639.1484 | 714.1982 | 795.0575 | 858.1453 | 908.5127 | 935.1099 | 971.8935 | 1005.2009 | 1028.9371 | 1040.4307 | 1046.8501 | 1051.4154 | 1058.0828 | 1051.5912 | 1043.1588
VIC1 | Behind the meter battery pump | 87.4501 | 108.8465 | 131.5376 | 184.5847 | 249.5654 | 286.8384 | 332.788 | 375.8552 | 444.8213 | 517.3706 | 594.5868 | 674.2645 | 752.1378 | 840.4146 | 935.8569 | 1009.9236 | 1069.8581 | 1100.7998 | 1144.0157 | 1183.0999 | 1211.4056 | 1224.7479 | 1232.417 | 1237.8581 | 1245.9798 | 1238.1379 | 1228.2991
Region | Technology | 2023-24 | 2024-25 | 2025-26 | 2026-27 | 2027-28 | 2028-29 | 2029-30 | 2030-31 | 2031-32 | 2032-33 | 2033-34 | 2034-35 | 2035-36 | 2036-37 | 2037-38 | 2038-39 | 2039-40 | 2040-41 | 2041-42 | 2042-43 | 2043-44 | 2044-45 | 2045-46 | 2046-47 | 2047-48 | 2048-49 | 2049-50
SA1 | Distributed PV | 3591.0876 | 3717.2823 | 3740.8652 | 4102.9303 | 4454.0757 | 4447.213 | 4823.2467 | 5063.8184 | 5270.1141 | 5635.4722 | 5682.5072 | 5613.2296 | 6036.8672 | 6427.865 | 6298.9087 | 6776.5164 | 7055.0868 | 7216.483 | 7552.313 | 7463.2755 | 7234.1877 | 7682.6083 | 8108.239 | 7904.365 | 8467.9778 | 8775.2281 | 8945.8085
SA1 | Behind the meter battery | 71.0192 | 89.6673 | 101.7879 | 119.0914 | 133.3156 | 146.5653 | 160.4315 | 172.1233 | 193.4864 | 213.6313 | 233.2561 | 254.1035 | 272.9282 | 288.5968 | 302.4709 | 316.6818 | 322.4368 | 324.9961 | 328.8503 | 329.3369 | 329.16 | 328.7858 | 328.2839 | 326.0934 | 326.3788 | 324.1976 | 320.6584
SA1 | Behind the meter battery pump | 83.5976 | 105.4994 | 119.845 | 140.1663 | 156.8845 | 172.5952 | 188.8314 | 202.6048 | 227.6558 | 251.4252 | 274.468 | 299.1179 | 321.125 | 339.6593 | 355.8732 | 372.7692 | 379.5602 | 382.628 | 387.265 | 387.8524 | 387.4805 | 386.9109 | 386.3605 | 383.9947 | 384.2929 | 381.5645 | 377.4968
Region | Technology | 2023-24 | 2024-25 | 2025-26 | 2026-27 | 2027-28 | 2028-29 | 2029-30 | 2030-31 | 2031-32 | 2032-33 | 2033-34 | 2034-35 | 2035-36 | 2036-37 | 2037-38 | 2038-39 | 2039-40 | 2040-41 | 2041-42 | 2042-43 | 2043-44 | 2044-45 | 2045-46 | 2046-47 | 2047-48 | 2048-49 | 2049-50
TAS1 | Distributed PV | 312.0716 | 345.9783 | 359.5318 | 413.3213 | 441.8501 | 462.1262 | 493.0915 | 530.6159 | 555.2576 | 605.5778 | 637.7525 | 638.7662 | 709.1001 | 733.7332 | 740.5595 | 770.8886 | 814.5703 | 829.9766 | 875.5067 | 900.0249 | 880.8412 | 966.2084 | 992.9866 | 1002.0781 | 1040.8506 | 1098.4659 | 1114.3151
TAS1 | Behind the meter battery | 9.3993 | 11.8151 | 15.0362 | 18.6296 | 22.3637 | 25.4624 | 29.8406 | 33.7829 | 40.3291 | 46.464 | 52.4454 | 58.3304 | 63.9508 | 68.8593 | 73.5936 | 78.0644 | 81.6012 | 84.5979 | 87.9648 | 90.3275 | 91.9504 | 92.17 | 92.6337 | 92.5128 | 92.7409 | 92.1272 | 91.7298
TAS1 | Behind the meter battery pump | 11.0628 | 13.9029 | 17.7034 | 21.9205 | 26.3105 | 29.9642 | 35.1198 | 39.7616 | 47.4871 | 54.7023 | 61.7545 | 68.6434 | 75.2589 | 81.0734 | 86.6068 | 91.9166 | 96.0772 | 99.5998 | 103.4889 | 106.3442 | 108.1638 | 108.5032 | 109.0789 | 108.9129 | 109.1302 | 108.4805 | 108.0258

## BaseCase_Capacity
Capacity by technology (MW) - BaseCase, Progressive Change Scenario
Capacity calculated on 1 July. In early study years some wind and solar projects enter later in the financial year and are therefore reflected in the following financial year's capacity.
Explicitly modelled generation
Region | Technology | 2023-24 | 2024-25 | 2025-26 | 2026-27 | 2027-28 | 2028-29 | 2029-30 | 2030-31 | 2031-32 | 2032-33 | 2033-34 | 2034-35 | 2035-36 | 2036-37 | 2037-38 | 2038-39 | 2039-40 | 2040-41 | 2041-42 | 2042-43 | 2043-44 | 2044-45 | 2045-46 | 2046-47 | 2047-48 | 2048-49 | 2049-50
NEM | Black Coal | 16456 | 16456 | 15756 | 12876 | 11556 | 11556 | 11556 | 9471 | 9471 | 9471 | 7416 | 7416 | 5736 | 5736 | 5286 | 5286 | 5286 | 3896 | 3896 | 2422 | 2422 | 2422 | 2057 | 1692 | 1692 | 1692 | 1692
NEM | Brown Coal | 4820 | 4820 | 4820 | 4820 | 4820 | 3370 | 3370 | 3370 | 3370 | 3370 | 3370 | 3370 | 1160 | 1160 | 1160 | 1160 | 1160 | 1160 | 1160 | 1160 | 1160 | 1160 | 1160 | 1160 | 0 | 0 | 0
NEM | CCGT | 2954.9 | 2774.9 | 2774.9 | 2774.9 | 2774.9 | 2774.9 | 2774.9 | 2774.9 | 2774.9 | 2774.9 | 2774.9 | 2774.9 | 2774.9 | 2389.9 | 1860.9 | 1860.9 | 1716.5 | 1716.5 | 1716.5 | 1716.5 | 1276.5 | 1276.5 | 632 | 388 | 388 | 388 | 388
NEM | Gas - Steam | 1300 | 1300 | 1300 | 500 | 500 | 500 | 500 | 500 | 500 | 500 | 500 | 500 | 500 | 500 | 500 | 500 | 0 | 0 | 0 | 0 | 0 | 0 | 0 | 0 | 0 | 0 | 0
NEM | OCGT / Diesel | 7382.159 | 8401.5834 | 8818.2603 | 8818.2603 | 8892.8726 | 8892.8726 | 8892.8726 | 9033.6983 | 9033.6983 | 8889.2598 | 8667.1221 | 9694.403 | 10489.2776 | 10489.2776 | 10489.2777 | 10489.2777 | 10049.2777 | 9929.2777 | 10661.7704 | 10567.7704 | 10981.3183 | 12275.2771 | 12275.2771 | 13380.7046 | 12927.6917 | 17792.9849 | 17920.6929
NEM | Hydro | 7492.42 | 7492.42 | 7492.42 | 7492.42 | 7492.42 | 7492.42 | 7492.42 | 7492.42 | 7492.42 | 7492.42 | 7492.42 | 7492.42 | 7492.42 | 7492.42 | 7406.02 | 7406.02 | 7406.02 | 7406.02 | 7406.02 | 7340.02 | 7340.02 | 7340.02 | 7340.02 | 7340.02 | 7340.02 | 7340.02 | 7340.02
NEM | Hydrogen Turbine | 0 | 0 | 0 | 0 | 0 | 0 | 0 | 0 | 0 | 0 | 0 | 0 | 0 | 0 | 0 | 0 | 0 | 0 | 0 | 0 | 0 | 0 | 0 | 0 | 0 | 0 | 0
NEM | Wind | 10055.738 | 11610.7159 | 13267.8324 | 15278.2407 | 17420.156 | 19733.6917 | 21704.6064 | 21729.6449 | 21874.9044 | 22020.1654 | 24077.7314 | 25415.0264 | 31513.3625 | 33578.5349 | 37294.8436 | 39221.8511 | 39237.7861 | 41599.9502 | 44395.6558 | 46824.2704 | 46974.236 | 46802.0128 | 48390.2441 | 55358.7512 | 58227.6701 | 63524.3822 | 66474.6725
NEM | Solar PV | 9052.829 | 9912.929 | 9912.9291 | 9912.9295 | 9954.4673 | 10236.2321 | 10838.2173 | 10838.2173 | 10832.0973 | 10832.0973 | 13227.2483 | 13666.9055 | 15705.7204 | 16207.3362 | 19674.144 | 19523.8441 | 19900.4944 | 24192.3862 | 26689.7491 | 30922.2955 | 35616.1159 | 36148.2299 | 37536.6847 | 47262.593 | 50586.1344 | 57382.1139 | 64205.7436
NEM | Grid Battery | 1004.93 | 1004.9307 | 1004.9319 | 1004.9319 | 1004.9323 | 1134.9324 | 1159.3076 | 1129.3079 | 1129.3079 | 1687.9474 | 3141.7466 | 3217.9543 | 5462.7534 | 5412.7534 | 6918.1332 | 6918.1332 | 7285.3482 | 7566.7976 | 9266.5298 | 9266.5299 | 9364.0838 | 9950.7907 | 9940.7899 | 11107.39 | 11953.1441 | 12659.6727 | 13882.8668
NEM | Pumped Hydro | 810 | 810 | 1660 | 1660.0001 | 4624.9998 | 4895 | 4945.6249 | 4945.6253 | 4945.6254 | 4945.6272 | 5499.1242 | 5614.2599 | 6094.0744 | 6094.0744 | 6222.0033 | 6222.0033 | 6222.0034 | 6222.0034 | 6222.0114 | 6541.535 | 6624.1037 | 6933.4907 | 6933.4907 | 8850.3039 | 9027.5814 | 9788.0302 | 9788.0303
NEM | VPP | 147.51 | 233.71 | 341.18 | 499.27 | 694.24 | 914.65 | 1207.51 | 1463.32 | 1850.76 | 2292.59 | 2793.5001 | 3356.31 | 3965.76 | 4611.21 | 5307.53 | 6042.2102 | 6743.34 | 7427.61 | 8128.7401 | 8833.4098 | 9521.71 | 10183.9801 | 10839.05 | 11484.4998 | 12142.96 | 12796.2899 | 13470.7999
Total excluding storage |  | 61476.486 | 64817.189 | 67148.4537 | 65636.9524 | 69734.988 | 71500.6986 | 74441.4588 | 72748.1338 | 73274.7134 | 74276.007 | 78959.7925 | 82518.1791 | 90894.2682 | 93671.5065 | 102118.8518 | 104630.2396 | 105006.7698 | 111116.5452 | 119542.9766 | 125594.331 | 131280.0877 | 134492.3012 | 137104.5566 | 158024.2625 | 164285.2016 | 183363.494 | 195162.8259
Region | Technology | 2023-24 | 2024-25 | 2025-26 | 2026-27 | 2027-28 | 2028-29 | 2029-30 | 2030-31 | 2031-32 | 2032-33 | 2033-34 | 2034-35 | 2035-36 | 2036-37 | 2037-38 | 2038-39 | 2039-40 | 2040-41 | 2041-42 | 2042-43 | 2043-44 | 2044-45 | 2045-46 | 2046-47 | 2047-48 | 2048-49 | 2049-50
NSW1 | Black Coal | 8330 | 8330 | 8330 | 5450 | 4130 | 4130 | 4130 | 3445 | 3445 | 3445 | 1390 | 1390 | 1390 | 1390 | 1390 | 1390 | 1390 | 0 | 0 | 0 | 0 | 0 | 0 | 0 | 0 | 0 | 0
NSW1 | Brown Coal | 0 | 0 | 0 | 0 | 0 | 0 | 0 | 0 | 0 | 0 | 0 | 0 | 0 | 0 | 0 | 0 | 0 | 0 | 0 | 0 | 0 | 0 | 0 | 0 | 0 | 0 | 0
NSW1 | CCGT | 440 | 440 | 440 | 440 | 440 | 440 | 440 | 440 | 440 | 440 | 440 | 440 | 440 | 440 | 440 | 440 | 440 | 440 | 440 | 440 | 0 | 0 | 0 | 0 | 0 | 0 | 0
NSW1 | Gas - Steam | 0 | 0 | 0 | 0 | 0 | 0 | 0 | 0 | 0 | 0 | 0 | 0 | 0 | 0 | 0 | 0 | 0 | 0 | 0 | 0 | 0 | 0 | 0 | 0 | 0 | 0 | 0
NSW1 | OCGT / Diesel | 1888.999 | 2908.4234 | 3325.1003 | 3325.1003 | 3399.7126 | 3399.7126 | 3399.7126 | 3923.0383 | 3923.0383 | 4055.4598 | 4426.8214 | 4426.8214 | 4426.8214 | 4426.8214 | 4426.8214 | 4426.8214 | 4426.8214 | 4426.8214 | 4426.8214 | 4426.8214 | 4426.8214 | 3577.8224 | 3577.8224 | 3902.1245 | 3902.1245 | 5117.1103 | 5117.1103
NSW1 | Hydro | 2525 | 2525 | 2525 | 2525 | 2525 | 2525 | 2525 | 2525 | 2525 | 2525 | 2525 | 2525 | 2525 | 2525 | 2525 | 2525 | 2525 | 2525 | 2525 | 2525 | 2525 | 2525 | 2525 | 2525 | 2525 | 2525 | 2525
NSW1 | Hydrogen Turbine | 0 | 0 | 0 | 0 | 0 | 0 | 0 | 0 | 0 | 0 | 0 | 0 | 0 | 0 | 0 | 0 | 0 | 0 | 0 | 0 | 0 | 0 | 0 | 0 | 0 | 0 | 0
NSW1 | Wind | 1886.96 | 3015.8123 | 4024.2221 | 5340.6196 | 6622.617 | 8025.1799 | 9186.0304 | 9186.0304 | 9186.0304 | 9186.0304 | 10324.1899 | 10704.4306 | 11175.2246 | 11400.8085 | 11855.56 | 13758.861 | 13758.8613 | 14389.9701 | 15444.1274 | 15747.6861 | 16174.4876 | 16352.3165 | 17272.1187 | 18241.5925 | 19722.365 | 20468.8701 | 21949.1662
NSW1 | Solar PV | 3745.541 | 4459.641 | 4459.6411 | 4459.6415 | 4501.1793 | 4782.944 | 5384.9284 | 5384.9284 | 5384.9284 | 5384.9284 | 7780.0793 | 8219.7355 | 9532.0222 | 9657.2584 | 10244.3216 | 10094.0216 | 10094.0216 | 12280.6436 | 12714.8537 | 13858.7335 | 14638.4806 | 14638.4806 | 15315.7452 | 17822.8824 | 17761.5849 | 19107.4282 | 21973.5397
NSW1 | Grid Battery | 50 | 50.0003 | 50.0014 | 50.0014 | 50.0018 | 180.0018 | 204.377 | 204.3772 | 204.3772 | 763.0153 | 1975.8634 | 1975.8635 | 1975.8636 | 1925.8636 | 1925.8641 | 1925.8641 | 1925.8641 | 1925.8644 | 2370.0715 | 2370.0715 | 2370.0715 | 2495.3247 | 2495.324 | 3361.184 | 3361.1836 | 3231.1855 | 3420.5271
NSW1 | Pumped Hydro | 240 | 240 | 839.9994 | 839.9994 | 3804.9991 | 4074.999 | 4125.6238 | 4125.6238 | 4125.6238 | 4125.6238 | 4125.6273 | 4125.6273 | 4125.6273 | 4125.6273 | 4125.6273 | 4125.6273 | 4125.6273 | 4125.6273 | 4125.6273 | 4125.6273 | 4125.6273 | 4401.5647 | 4401.5647 | 4401.5648 | 4401.5648 | 4401.5648 | 4401.5648
NSW1 | VPP | 35.03 | 66.46 | 108.39 | 164.94 | 231.89 | 309.84 | 419.29 | 513.87 | 645.84 | 793.28 | 960.43 | 1151.34 | 1358.67 | 1573.17 | 1800.09 | 2041.85 | 2261.24 | 2472.42 | 2678.0699 | 2873.13 | 3061.8301 | 3253.4401 | 3451.65 | 3655.96 | 3874.16 | 4090.8399 | 4313.9901
Total excluding storage |  | 19141.53 | 22035.3371 | 24102.3543 | 22595.3022 | 25705.3998 | 27867.6773 | 29814.9622 | 29747.8681 | 29879.8381 | 30718.3377 | 33948.0113 | 34958.8183 | 36949.2291 | 37464.5493 | 38733.2844 | 40728.0454 | 40947.4357 | 42586.3468 | 44724.5712 | 46367.0697 | 47322.3185 | 47243.949 | 49039.225 | 53910.3082 | 55547.9828 | 58941.9988 | 63700.8983
Region | Technology | 2023-24 | 2024-25 | 2025-26 | 2026-27 | 2027-28 | 2028-29 | 2029-30 | 2030-31 | 2031-32 | 2032-33 | 2033-34 | 2034-35 | 2035-36 | 2036-37 | 2037-38 | 2038-39 | 2039-40 | 2040-41 | 2041-42 | 2042-43 | 2043-44 | 2044-45 | 2045-46 | 2046-47 | 2047-48 | 2048-49 | 2049-50
QLD1 | Black Coal | 8126 | 8126 | 7426 | 7426 | 7426 | 7426 | 7426 | 6026 | 6026 | 6026 | 6026 | 6026 | 4346 | 4346 | 3896 | 3896 | 3896 | 3896 | 3896 | 2422 | 2422 | 2422 | 2057 | 1692 | 1692 | 1692 | 1692
QLD1 | Brown Coal | 0 | 0 | 0 | 0 | 0 | 0 | 0 | 0 | 0 | 0 | 0 | 0 | 0 | 0 | 0 | 0 | 0 | 0 | 0 | 0 | 0 | 0 | 0 | 0 | 0 | 0 | 0
QLD1 | CCGT | 1597.9 | 1597.9 | 1597.9 | 1597.9 | 1597.9 | 1597.9 | 1597.9 | 1597.9 | 1597.9 | 1597.9 | 1597.9 | 1597.9 | 1597.9 | 1212.9 | 1212.9 | 1212.9 | 1068.5 | 1068.5 | 1068.5 | 1068.5 | 1068.5 | 1068.5 | 424 | 180 | 180 | 180 | 180
QLD1 | Gas - Steam | 0 | 0 | 0 | 0 | 0 | 0 | 0 | 0 | 0 | 0 | 0 | 0 | 0 | 0 | 0 | 0 | 0 | 0 | 0 | 0 | 0 | 0 | 0 | 0 | 0 | 0 | 0
QLD1 | OCGT / Diesel | 1954.5 | 1954.5 | 1954.5 | 1954.5 | 1954.5 | 1954.5 | 1954.5 | 1954.5 | 1954.5 | 1954.5 | 1531.0007 | 2558.2816 | 2748.8509 | 2748.8509 | 2748.851 | 2748.851 | 2748.851 | 2748.851 | 2748.851 | 2748.851 | 2748.851 | 2748.851 | 2748.851 | 3683.9764 | 3683.9764 | 6829.4401 | 6310.4401
QLD1 | Hydro | 152.4 | 152.4 | 152.4 | 152.4 | 152.4 | 152.4 | 152.4 | 152.4 | 152.4 | 152.4 | 152.4 | 152.4 | 152.4 | 152.4 | 66 | 66 | 66 | 66 | 66 | 0 | 0 | 0 | 0 | 0 | 0 | 0 | 0
QLD1 | Hydrogen Turbine | 0 | 0 | 0 | 0 | 0 | 0 | 0 | 0 | 0 | 0 | 0 | 0 | 0 | 0 | 0 | 0 | 0 | 0 | 0 | 0 | 0 | 0 | 0 | 0 | 0 | 0 | 0
QLD1 | Wind | 1133.518 | 1306.5156 | 1306.5156 | 1873.9625 | 2640.316 | 3424.7249 | 4198.9753 | 4198.9753 | 4198.9753 | 4198.9754 | 4198.9769 | 4656.6591 | 6651.2226 | 7500.4476 | 9356.2114 | 9356.2115 | 9356.2114 | 10072.2891 | 11631.9321 | 12894.2146 | 12936.098 | 12490.5196 | 13532.1133 | 17486.047 | 17588.9193 | 21341.0307 | 21826.5412
QLD1 | Solar PV | 3646.985 | 3792.985 | 3792.985 | 3792.985 | 3792.985 | 3792.9851 | 3792.9859 | 3792.9859 | 3792.9859 | 3792.9859 | 3792.9859 | 3792.9859 | 4076.7417 | 4291.9456 | 6286.4627 | 6286.4627 | 6286.4627 | 8060.6265 | 8241.6185 | 11291.8904 | 12674.4635 | 12473.3635 | 12960.2174 | 18879.1916 | 20143.5744 | 23291.1504 | 26942.55
QLD1 | Grid Battery | 100 | 100.0001 | 100.0001 | 100.0001 | 100.0001 | 100.0001 | 100.0001 | 100.0003 | 100.0003 | 100.0006 | 396.2814 | 497.4885 | 1284.1969 | 1284.1969 | 2404.6999 | 2404.6999 | 2404.6999 | 2404.6999 | 3155.2885 | 3155.2885 | 3424.3378 | 3424.3377 | 3424.3377 | 3725.0777 | 3725.0777 | 4070.4739 | 5104.3263
QLD1 | Pumped Hydro | 570 | 570 | 820.0001 | 820.0001 | 820.0002 | 820.0003 | 820.0003 | 820.0005 | 820.0005 | 820.0007 | 1346.3706 | 1346.3707 | 1346.3707 | 1346.3707 | 1346.3707 | 1346.3707 | 1346.3707 | 1346.3707 | 1346.3708 | 1665.8944 | 1665.8944 | 1665.8944 | 1665.8944 | 3582.7075 | 3582.7075 | 4093.9453 | 4093.9453
QLD1 | VPP | 18.84 | 30.97 | 50.94 | 79.95 | 118.98 | 166.93 | 232.96 | 293.17 | 401.01 | 528.82 | 672.52 | 830.62 | 1001.18 | 1179.76 | 1370.76 | 1575.4301 | 1781.48 | 1996.11 | 2224.29 | 2464.1299 | 2698.9399 | 2914.5601 | 3118.3 | 3309.3999 | 3496.46 | 3680.7 | 3869.4199
Total excluding storage |  | 17300.143 | 17631.2707 | 17201.2408 | 17797.6977 | 18603.0814 | 19435.4404 | 20275.7217 | 18935.9321 | 19043.7721 | 19171.5827 | 19714.4356 | 21458.7057 | 23204.8627 | 24062.8717 | 28688.2558 | 28892.9259 | 28954.5758 | 31659.4473 | 34378.8509 | 37710.7687 | 39639.0847 | 39208.0263 | 39930.7138 | 52538.4001 | 54092.7152 | 65178.7404 | 70019.2229
Region | Technology | 2023-24 | 2024-25 | 2025-26 | 2026-27 | 2027-28 | 2028-29 | 2029-30 | 2030-31 | 2031-32 | 2032-33 | 2033-34 | 2034-35 | 2035-36 | 2036-37 | 2037-38 | 2038-39 | 2039-40 | 2040-41 | 2041-42 | 2042-43 | 2043-44 | 2044-45 | 2045-46 | 2046-47 | 2047-48 | 2048-49 | 2049-50
VIC1 | Black Coal | 0 | 0 | 0 | 0 | 0 | 0 | 0 | 0 | 0 | 0 | 0 | 0 | 0 | 0 | 0 | 0 | 0 | 0 | 0 | 0 | 0 | 0 | 0 | 0 | 0 | 0 | 0
VIC1 | Brown Coal | 4820 | 4820 | 4820 | 4820 | 4820 | 3370 | 3370 | 3370 | 3370 | 3370 | 3370 | 3370 | 1160 | 1160 | 1160 | 1160 | 1160 | 1160 | 1160 | 1160 | 1160 | 1160 | 1160 | 1160 | 0 | 0 | 0
VIC1 | CCGT | 0 | 0 | 0 | 0 | 0 | 0 | 0 | 0 | 0 | 0 | 0 | 0 | 0 | 0 | 0 | 0 | 0 | 0 | 0 | 0 | 0 | 0 | 0 | 0 | 0 | 0 | 0
VIC1 | Gas - Steam | 500 | 500 | 500 | 500 | 500 | 500 | 500 | 500 | 500 | 500 | 500 | 500 | 500 | 500 | 500 | 500 | 0 | 0 | 0 | 0 | 0 | 0 | 0 | 0 | 0 | 0 | 0
VIC1 | OCGT / Diesel | 1900 | 1900 | 1900 | 1900 | 1900 | 1900 | 1900 | 1900 | 1900 | 1900 | 1730 | 1730 | 2414.3044 | 2414.3044 | 2414.3044 | 2414.3044 | 1974.3044 | 1974.3044 | 2706.7969 | 2612.7969 | 2612.7969 | 4694.0969 | 4694.0969 | 4694.0969 | 4241.0839 | 4745.9276 | 5126.7781
VIC1 | Hydro | 2264.02 | 2264.02 | 2264.02 | 2264.02 | 2264.02 | 2264.02 | 2264.02 | 2264.02 | 2264.02 | 2264.02 | 2264.02 | 2264.02 | 2264.02 | 2264.02 | 2264.02 | 2264.02 | 2264.02 | 2264.02 | 2264.02 | 2264.02 | 2264.02 | 2264.02 | 2264.02 | 2264.02 | 2264.02 | 2264.02 | 2264.02
VIC1 | Hydrogen Turbine | 0 | 0 | 0 | 0 | 0 | 0 | 0 | 0 | 0 | 0 | 0 | 0 | 0 | 0 | 0 | 0 | 0 | 0 | 0 | 0 | 0 | 0 | 0 | 0 | 0 | 0 | 0
VIC1 | Wind | 4121.91 | 4121.91 | 4644.0529 | 4644.0529 | 4644.0529 | 4644.0529 | 4644.0529 | 4644.0529 | 4644.0529 | 4644.0529 | 4591.553 | 4929.3946 | 7017.215 | 7866.6769 | 8374.3765 | 8410.8625 | 8486.2782 | 9186.7986 | 9230.3243 | 9838.3721 | 9619.8058 | 9516.0476 | 8965.3415 | 9651.2964 | 9629.8712 | 9653.8712 | 10493.9392
VIC1 | Solar PV | 1081.573 | 1081.573 | 1081.573 | 1081.573 | 1081.573 | 1081.573 | 1081.573 | 1081.573 | 1081.573 | 1081.573 | 1081.573 | 1081.5731 | 1524.3377 | 1524.3378 | 1950.4889 | 1950.4889 | 2322.8584 | 2322.8595 | 3377.2456 | 3415.6398 | 4889.1975 | 5733.8658 | 5965.5822 | 6432.1556 | 8181.9578 | 8715.7266 | 8663.5691
VIC1 | Grid Battery | 375.33 | 375.3301 | 375.3301 | 375.3301 | 375.3301 | 375.3301 | 375.3301 | 375.3302 | 375.3302 | 375.3305 | 320.0006 | 320.0007 | 1500.2782 | 1500.2782 | 1643.9798 | 1643.9798 | 2011.1947 | 2124.9774 | 2324.5239 | 2324.5239 | 2324.5239 | 2324.5237 | 2324.5237 | 2324.5237 | 3121.8929 | 3121.8929 | 3121.8929
VIC1 | Pumped Hydro | 0 | 0 | 0.00010421 | 0.00011026 | 0.00011623 | 0.00012643 | 0.00012957 | 0.00026482 | 0.00026704 | 0.00037646 | 0.00053635 | 0.00056096 | 0.00067302 | 0.00067592 | 0.0010288 | 0.0010329 | 0.0010401 | 0.0010762 | 0.0033055 | 0.0033071 | 0.0033089 | 29.9633 | 29.9633 | 29.9633 | 207.2407 | 456.4517 | 456.4517
VIC1 | VPP | 18.14 | 30.96 | 48.35 | 81.89 | 130.07 | 178.92 | 243.17 | 298.84 | 380.47 | 475.76 | 587.42 | 715.41 | 858.67 | 1021.44 | 1205.04 | 1393.1901 | 1583.07 | 1759.48 | 1945.8801 | 2139.5699 | 2332.74 | 2516.3399 | 2694.5399 | 2867.64 | 3041.54 | 3215.46 | 3395.5599
Total excluding storage |  | 15080.973 | 15093.7931 | 15633.3261 | 15666.8661 | 15715.0461 | 14313.8961 | 14378.1461 | 14433.8163 | 14515.4463 | 14610.7367 | 14444.5672 | 14910.399 | 17238.8259 | 18251.0578 | 19512.2104 | 19736.8466 | 19801.7267 | 20792.4408 | 23008.7939 | 23754.9259 | 25203.0873 | 28238.8572 | 28098.0675 | 29423.6959 | 30687.6065 | 32173.3499 | 33522.2109
Region | Technology | 2023-24 | 2024-25 | 2025-26 | 2026-27 | 2027-28 | 2028-29 | 2029-30 | 2030-31 | 2031-32 | 2032-33 | 2033-34 | 2034-35 | 2035-36 | 2036-37 | 2037-38 | 2038-39 | 2039-40 | 2040-41 | 2041-42 | 2042-43 | 2043-44 | 2044-45 | 2045-46 | 2046-47 | 2047-48 | 2048-49 | 2049-50
SA1 | Black Coal | 0 | 0 | 0 | 0 | 0 | 0 | 0 | 0 | 0 | 0 | 0 | 0 | 0 | 0 | 0 | 0 | 0 | 0 | 0 | 0 | 0 | 0 | 0 | 0 | 0 | 0 | 0
SA1 | Brown Coal | 0 | 0 | 0 | 0 | 0 | 0 | 0 | 0 | 0 | 0 | 0 | 0 | 0 | 0 | 0 | 0 | 0 | 0 | 0 | 0 | 0 | 0 | 0 | 0 | 0 | 0 | 0
SA1 | CCGT | 709 | 529 | 529 | 529 | 529 | 529 | 529 | 529 | 529 | 529 | 529 | 529 | 529 | 529 | 0 | 0 | 0 | 0 | 0 | 0 | 0 | 0 | 0 | 0 | 0 | 0 | 0
SA1 | Gas - Steam | 800 | 800 | 800 | 0 | 0 | 0 | 0 | 0 | 0 | 0 | 0 | 0 | 0 | 0 | 0 | 0 | 0 | 0 | 0 | 0 | 0 | 0 | 0 | 0 | 0 | 0 | 0
SA1 | OCGT / Diesel | 1460.66 | 1460.66 | 1460.66 | 1460.66 | 1460.66 | 1460.66 | 1460.66 | 1078.16 | 1078.16 | 801.3 | 801.3 | 801.3 | 721.3008 | 721.3008 | 721.3008 | 721.3008 | 721.3008 | 721.3008 | 721.3008 | 721.3008 | 1134.8485 | 1196.5063 | 1196.5063 | 1042.5063 | 1042.5063 | 1042.5064 | 1308.3639
SA1 | Hydro | 0 | 0 | 0 | 0 | 0 | 0 | 0 | 0 | 0 | 0 | 0 | 0 | 0 | 0 | 0 | 0 | 0 | 0 | 0 | 0 | 0 | 0 | 0 | 0 | 0 | 0 | 0
SA1 | Hydrogen Turbine | 0 | 0 | 0 | 0 | 0 | 0 | 0 | 0 | 0 | 0 | 0 | 0 | 0 | 0 | 0 | 0 | 0 | 0 | 0 | 0 | 0 | 0 | 0 | 0 | 0 | 0 | 0
SA1 | Wind | 2349.75 | 2349.75 | 2349.75 | 2349.75 | 2316.75 | 2316.75 | 2226 | 2114 | 2114 | 2114.0015 | 2934.7601 | 2951.0312 | 3793.8508 | 3770.0757 | 4491.2914 | 4478.5119 | 4419.0309 | 4733.4881 | 4736.4202 | 4988.9886 | 4786.9803 | 5024.0495 | 4922.3482 | 6199.78 | 7165.3561 | 7939.4518 | 8083.8673
SA1 | Solar PV | 578.73 | 578.73 | 578.73 | 578.73 | 578.73 | 578.73 | 578.73 | 578.73 | 572.61 | 572.61 | 572.6101 | 572.611 | 572.6185 | 733.7941 | 1192.8703 | 1192.8703 | 1197.1511 | 1528.2561 | 2356.0306 | 2356.0307 | 3413.9686 | 3270.9807 | 3263.6007 | 4096.8241 | 4322.7331 | 6091.5244 | 6449.8005
SA1 | Grid Battery | 479.6 | 479.6001 | 479.6001 | 479.6001 | 479.6001 | 479.6001 | 479.6001 | 449.6002 | 449.6002 | 449.6006 | 449.6007 | 424.6011 | 702.414 | 702.414 | 943.5884 | 943.5884 | 943.5884 | 1111.2547 | 1416.6447 | 1416.6447 | 1245.1493 | 1706.603 | 1696.603 | 1696.603 | 1744.988 | 2236.1185 | 2236.1185
SA1 | Pumped Hydro | 0 | 0 | 0 | 0 | 0 | 0.00011217 | 0.00011327 | 0.00012986 | 0.00013068 | 0.00019169 | 0.00023034 | 0.00040672 | 0.00063525 | 0.0006409 | 0.00066078 | 0.00066153 | 0.00066291 | 0.00069462 | 0.00073438 | 0.00073665 | 0.00084946 | 0.00092199 | 0.00092373 | 0.00092619 | 0.0010123 | 0.0010441 | 0.0010551
SA1 | VPP | 73.31 | 101.55 | 127.31 | 163.03 | 199.61 | 240.46 | 286.78 | 326.42 | 383.78 | 445.52 | 513.3 | 587.39 | 662.83 | 739.03 | 819.48 | 904.2 | 974.71 | 1040.89 | 1105.8 | 1166.08 | 1221.98 | 1278.51 | 1338.99 | 1401.1 | 1464.6801 | 1527.55 | 1594.1
Total excluding storage |  | 6451.05 | 6299.2901 | 6325.0501 | 5560.7701 | 5564.3501 | 5605.2002 | 5560.7702 | 5075.9103 | 5127.1503 | 4912.0322 | 5800.5711 | 5865.9337 | 6982.0148 | 7195.6152 | 8168.5316 | 8240.472 | 8255.7819 | 9135.1904 | 10336.197 | 10649.0455 | 11802.9275 | 12476.6503 | 12418.049 | 14436.8142 | 15740.2645 | 18837.1521 | 19672.2512
Region | Technology | 2023-24 | 2024-25 | 2025-26 | 2026-27 | 2027-28 | 2028-29 | 2029-30 | 2030-31 | 2031-32 | 2032-33 | 2033-34 | 2034-35 | 2035-36 | 2036-37 | 2037-38 | 2038-39 | 2039-40 | 2040-41 | 2041-42 | 2042-43 | 2043-44 | 2044-45 | 2045-46 | 2046-47 | 2047-48 | 2048-49 | 2049-50
TAS1 | Black Coal | 0 | 0 | 0 | 0 | 0 | 0 | 0 | 0 | 0 | 0 | 0 | 0 | 0 | 0 | 0 | 0 | 0 | 0 | 0 | 0 | 0 | 0 | 0 | 0 | 0 | 0 | 0
TAS1 | Brown Coal | 0 | 0 | 0 | 0 | 0 | 0 | 0 | 0 | 0 | 0 | 0 | 0 | 0 | 0 | 0 | 0 | 0 | 0 | 0 | 0 | 0 | 0 | 0 | 0 | 0 | 0 | 0
TAS1 | CCGT | 208 | 208 | 208 | 208 | 208 | 208 | 208 | 208 | 208 | 208 | 208 | 208 | 208 | 208 | 208 | 208 | 208 | 208 | 208 | 208 | 208 | 208 | 208 | 208 | 208 | 208 | 208
TAS1 | Gas - Steam | 0 | 0 | 0 | 0 | 0 | 0 | 0 | 0 | 0 | 0 | 0 | 0 | 0 | 0 | 0 | 0 | 0 | 0 | 0 | 0 | 0 | 0 | 0 | 0 | 0 | 0 | 0
TAS1 | OCGT / Diesel | 178 | 178 | 178 | 178 | 178 | 178 | 178 | 178 | 178 | 178 | 178 | 178 | 178.0001 | 178.0001 | 178.0002 | 178.0002 | 178.0002 | 58.0002 | 58.0003 | 58.0003 | 58.0005 | 58.0005 | 58.0005 | 58.0005 | 58.0005 | 58.0005 | 58.0005
TAS1 | Hydro | 2551 | 2551 | 2551 | 2551 | 2551 | 2551 | 2551 | 2551 | 2551 | 2551 | 2551 | 2551 | 2551 | 2551 | 2551 | 2551 | 2551 | 2551 | 2551 | 2551 | 2551 | 2551 | 2551 | 2551 | 2551 | 2551 | 2551
TAS1 | Hydrogen Turbine | 0 | 0 | 0 | 0 | 0 | 0 | 0 | 0 | 0 | 0 | 0 | 0 | 0 | 0 | 0 | 0 | 0 | 0 | 0 | 0 | 0 | 0 | 0 | 0 | 0 | 0 | 0
TAS1 | Wind | 563.6 | 816.728 | 943.2919 | 1069.8558 | 1196.4201 | 1322.984 | 1449.5478 | 1586.5863 | 1731.8458 | 1877.1053 | 2028.2514 | 2173.5109 | 2875.8494 | 3040.5262 | 3217.4043 | 3217.4043 | 3217.4043 | 3217.4043 | 3352.8519 | 3355.0091 | 3456.8643 | 3419.0796 | 3698.3224 | 3780.0353 | 4121.1585 | 4121.1585 | 4121.1585
TAS1 | Solar PV | 0 | 0 | 0 | 0 | 0 | 0 | 0 | 0 | 0 | 0 | 0 | 0 | 0.00032615 | 0.0003335 | 0.0004731 | 0.00047525 | 0.00052617 | 0.00052775 | 0.00074176 | 0.001163 | 0.0057197 | 31.5393 | 31.5393 | 31.5393 | 176.2843 | 176.2843 | 176.2843
TAS1 | Grid Battery | 0 | 0 | 0.00010532 | 0.00010955 | 0.00010965 | 0.00011073 | 0.0001276 | 0.00013814 | 0.00014773 | 0.00043691 | 0.0005021 | 0.00054011 | 0.00079169 | 0.00079388 | 0.0011169 | 0.00112 | 0.0011343 | 0.0012639 | 0.0013175 | 0.0013197 | 0.0013268 | 0.0015714 | 0.0015489 | 0.0015959 | 0.0019752 | 0.0020019 | 0.0019936
TAS1 | Pumped Hydro | 0 | 0 | 0.00035567 | 0.00038063 | 0.00040747 | 0.00043371 | 0.00052651 | 0.00062681 | 0.00069038 | 0.002045 | 27.1254 | 142.2609 | 622.075 | 622.075 | 750.0036 | 750.0036 | 750.0036 | 750.0036 | 750.0092 | 750.0092 | 832.5778 | 836.0674 | 836.0674 | 836.0674 | 836.0674 | 836.0674 | 836.0674
TAS1 | VPP | 2.19 | 3.77 | 6.19 | 9.46 | 13.69 | 18.5 | 25.31 | 31.02 | 39.66 | 49.21 | 59.83 | 71.55 | 84.41 | 97.81 | 112.16 | 127.54 | 142.84 | 158.71 | 174.7 | 190.5 | 206.22 | 221.13 | 235.57 | 250.4 | 266.12 | 281.74 | 297.73
Total excluding storage |  | 3502.79 | 3757.498 | 3886.4824 | 4016.3163 | 4147.1106 | 4278.4845 | 4411.8585 | 4554.6071 | 4708.5067 | 4863.3178 | 5052.2073 | 5324.3224 | 6519.3357 | 6697.4125 | 7016.5696 | 7031.9496 | 7047.2497 | 6943.1198 | 7094.5635 | 7112.5211 | 7312.6696 | 7324.8184 | 7618.5012 | 7715.0441 | 8216.6327 | 8232.2527 | 8248.2427
Explicitly modelled pumping
Region | Technology | 2023-24 | 2024-25 | 2025-26 | 2026-27 | 2027-28 | 2028-29 | 2029-30 | 2030-31 | 2031-32 | 2032-33 | 2033-34 | 2034-35 | 2035-36 | 2036-37 | 2037-38 | 2038-39 | 2039-40 | 2040-41 | 2041-42 | 2042-43 | 2043-44 | 2044-45 | 2045-46 | 2046-47 | 2047-48 | 2048-49 | 2049-50
NEM | Grid Battery pump | 954.93 | 954.9307 | 954.9319 | 954.9319 | 954.9323 | 1084.9324 | 1109.3076 | 1079.3079 | 1079.3079 | 1637.9474 | 3091.7466 | 3167.9543 | 5412.7534 | 5362.7534 | 6868.1332 | 6868.1332 | 7235.3482 | 7516.7976 | 9216.5298 | 9216.5299 | 9314.0838 | 9900.7907 | 9890.7899 | 11057.39 | 11903.1441 | 12609.6727 | 13832.8668
NEM | Pumped Hydro Pump | 1310 | 1310 | 2160 | 2160.0001 | 5124.9998 | 5395 | 5445.6249 | 5445.6253 | 5445.6254 | 5445.6272 | 5999.1242 | 6114.2599 | 6594.0744 | 6594.0744 | 6722.0033 | 6722.0033 | 6722.0034 | 6722.0034 | 6722.0114 | 7041.535 | 7124.1037 | 7433.4907 | 7433.4907 | 9350.3039 | 9527.5814 | 10288.0302 | 10288.0303
NEM | VPP pump | 147.51 | 233.71 | 341.18 | 499.27 | 694.24 | 914.65 | 1207.51 | 1463.32 | 1850.76 | 2292.59 | 2793.5001 | 3356.31 | 3965.76 | 4611.21 | 5307.53 | 6042.2102 | 6743.34 | 7427.61 | 8128.7401 | 8833.4098 | 9521.71 | 10183.9801 | 10839.05 | 11484.4998 | 12142.96 | 12796.2899 | 13470.7999
Region | Technology | 2023-24 | 2024-25 | 2025-26 | 2026-27 | 2027-28 | 2028-29 | 2029-30 | 2030-31 | 2031-32 | 2032-33 | 2033-34 | 2034-35 | 2035-36 | 2036-37 | 2037-38 | 2038-39 | 2039-40 | 2040-41 | 2041-42 | 2042-43 | 2043-44 | 2044-45 | 2045-46 | 2046-47 | 2047-48 | 2048-49 | 2049-50
NSW1 | Grid Battery pump | 50 | 50.0003 | 50.0014 | 50.0014 | 50.0018 | 180.0018 | 204.377 | 204.3772 | 204.3772 | 763.0153 | 1975.8634 | 1975.8635 | 1975.8636 | 1925.8636 | 1925.8641 | 1925.8641 | 1925.8641 | 1925.8644 | 2370.0715 | 2370.0715 | 2370.0715 | 2495.3247 | 2495.324 | 3361.184 | 3361.1836 | 3231.1855 | 3420.5271
NSW1 | Pumped Hydro Pump | 840 | 840 | 1439.9994 | 1439.9994 | 4404.9991 | 4674.999 | 4725.6238 | 4725.6238 | 4725.6238 | 4725.6238 | 4725.6273 | 4725.6273 | 4725.6273 | 4725.6273 | 4725.6273 | 4725.6273 | 4725.6273 | 4725.6273 | 4725.6273 | 4725.6273 | 4725.6273 | 5001.5647 | 5001.5647 | 5001.5648 | 5001.5648 | 5001.5648 | 5001.5648
NSW1 | VPP pump | 35.03 | 66.46 | 108.39 | 164.94 | 231.89 | 309.84 | 419.29 | 513.87 | 645.84 | 793.28 | 960.43 | 1151.34 | 1358.67 | 1573.17 | 1800.09 | 2041.85 | 2261.24 | 2472.42 | 2678.0699 | 2873.13 | 3061.8301 | 3253.4401 | 3451.65 | 3655.96 | 3874.16 | 4090.8399 | 4313.9901
Region | Technology | 2023-24 | 2024-25 | 2025-26 | 2026-27 | 2027-28 | 2028-29 | 2029-30 | 2030-31 | 2031-32 | 2032-33 | 2033-34 | 2034-35 | 2035-36 | 2036-37 | 2037-38 | 2038-39 | 2039-40 | 2040-41 | 2041-42 | 2042-43 | 2043-44 | 2044-45 | 2045-46 | 2046-47 | 2047-48 | 2048-49 | 2049-50
QLD1 | Grid Battery pump | 100 | 100.0001 | 100.0001 | 100.0001 | 100.0001 | 100.0001 | 100.0001 | 100.0003 | 100.0003 | 100.0006 | 396.2814 | 497.4885 | 1284.1969 | 1284.1969 | 2404.6999 | 2404.6999 | 2404.6999 | 2404.6999 | 3155.2885 | 3155.2885 | 3424.3378 | 3424.3377 | 3424.3377 | 3725.0777 | 3725.0777 | 4070.4739 | 5104.3263
QLD1 | Pumped Hydro Pump | 470 | 470 | 720.0001 | 720.0001 | 720.0002 | 720.0003 | 720.0003 | 720.0005 | 720.0005 | 720.0007 | 1246.3706 | 1246.3707 | 1246.3707 | 1246.3707 | 1246.3707 | 1246.3707 | 1246.3707 | 1246.3707 | 1246.3708 | 1565.8944 | 1565.8944 | 1565.8944 | 1565.8944 | 3482.7075 | 3482.7075 | 3993.9453 | 3993.9453
QLD1 | VPP pump | 18.84 | 30.97 | 50.94 | 79.95 | 118.98 | 166.93 | 232.96 | 293.17 | 401.01 | 528.82 | 672.52 | 830.62 | 1001.18 | 1179.76 | 1370.76 | 1575.4301 | 1781.48 | 1996.11 | 2224.29 | 2464.1299 | 2698.9399 | 2914.5601 | 3118.3 | 3309.3999 | 3496.46 | 3680.7 | 3869.4199
Region | Technology | 2023-24 | 2024-25 | 2025-26 | 2026-27 | 2027-28 | 2028-29 | 2029-30 | 2030-31 | 2031-32 | 2032-33 | 2033-34 | 2034-35 | 2035-36 | 2036-37 | 2037-38 | 2038-39 | 2039-40 | 2040-41 | 2041-42 | 2042-43 | 2043-44 | 2044-45 | 2045-46 | 2046-47 | 2047-48 | 2048-49 | 2049-50
VIC1 | Grid Battery pump | 375.33 | 375.3301 | 375.3301 | 375.3301 | 375.3301 | 375.3301 | 375.3301 | 375.3302 | 375.3302 | 375.3305 | 320.0006 | 320.0007 | 1500.2782 | 1500.2782 | 1643.9798 | 1643.9798 | 2011.1947 | 2124.9774 | 2324.5239 | 2324.5239 | 2324.5239 | 2324.5237 | 2324.5237 | 2324.5237 | 3121.8929 | 3121.8929 | 3121.8929
VIC1 | Pumped Hydro Pump | 0 | 0 | 0.00010421 | 0.00011026 | 0.00011623 | 0.00012643 | 0.00012957 | 0.00026482 | 0.00026704 | 0.00037646 | 0.00053635 | 0.00056096 | 0.00067302 | 0.00067592 | 0.0010288 | 0.0010329 | 0.0010401 | 0.0010762 | 0.0033055 | 0.0033071 | 0.0033089 | 29.9633 | 29.9633 | 29.9633 | 207.2407 | 456.4517 | 456.4517
VIC1 | VPP pump | 18.14 | 30.96 | 48.35 | 81.89 | 130.07 | 178.92 | 243.17 | 298.84 | 380.47 | 475.76 | 587.42 | 715.41 | 858.67 | 1021.44 | 1205.04 | 1393.1901 | 1583.07 | 1759.48 | 1945.8801 | 2139.5699 | 2332.74 | 2516.3399 | 2694.5399 | 2867.64 | 3041.54 | 3215.46 | 3395.5599
Region | Technology | 2023-24 | 2024-25 | 2025-26 | 2026-27 | 2027-28 | 2028-29 | 2029-30 | 2030-31 | 2031-32 | 2032-33 | 2033-34 | 2034-35 | 2035-36 | 2036-37 | 2037-38 | 2038-39 | 2039-40 | 2040-41 | 2041-42 | 2042-43 | 2043-44 | 2044-45 | 2045-46 | 2046-47 | 2047-48 | 2048-49 | 2049-50
SA1 | Grid Battery pump | 429.6 | 429.6001 | 429.6001 | 429.6001 | 429.6001 | 429.6001 | 429.6001 | 399.6002 | 399.6002 | 399.6006 | 399.6007 | 374.6011 | 652.414 | 652.414 | 893.5884 | 893.5884 | 893.5884 | 1061.2547 | 1366.6447 | 1366.6447 | 1195.1493 | 1656.603 | 1646.603 | 1646.603 | 1694.988 | 2186.1185 | 2186.1185
SA1 | Pumped Hydro Pump | 0 | 0 | 0 | 0 | 0 | 0.00011217 | 0.00011327 | 0.00012986 | 0.00013068 | 0.00019169 | 0.00023034 | 0.00040672 | 0.00063525 | 0.0006409 | 0.00066078 | 0.00066153 | 0.00066291 | 0.00069462 | 0.00073438 | 0.00073665 | 0.00084946 | 0.00092199 | 0.00092373 | 0.00092619 | 0.0010123 | 0.0010441 | 0.0010551
SA1 | VPP pump | 73.31 | 101.55 | 127.31 | 163.03 | 199.61 | 240.46 | 286.78 | 326.42 | 383.78 | 445.52 | 513.3 | 587.39 | 662.83 | 739.03 | 819.48 | 904.2 | 974.71 | 1040.89 | 1105.8 | 1166.08 | 1221.98 | 1278.51 | 1338.99 | 1401.1 | 1464.6801 | 1527.55 | 1594.1
Region | Technology | 2023-24 | 2024-25 | 2025-26 | 2026-27 | 2027-28 | 2028-29 | 2029-30 | 2030-31 | 2031-32 | 2032-33 | 2033-34 | 2034-35 | 2035-36 | 2036-37 | 2037-38 | 2038-39 | 2039-40 | 2040-41 | 2041-42 | 2042-43 | 2043-44 | 2044-45 | 2045-46 | 2046-47 | 2047-48 | 2048-49 | 2049-50
TAS1 | Grid Battery pump | 0 | 0 | 0.00010532 | 0.00010955 | 0.00010965 | 0.00011073 | 0.0001276 | 0.00013814 | 0.00014773 | 0.00043691 | 0.0005021 | 0.00054011 | 0.00079169 | 0.00079388 | 0.0011169 | 0.00112 | 0.0011343 | 0.0012639 | 0.0013175 | 0.0013197 | 0.0013268 | 0.0015714 | 0.0015489 | 0.0015959 | 0.0019752 | 0.0020019 | 0.0019936
TAS1 | Pumped Hydro Pump | 0 | 0 | 0.00035567 | 0.00038063 | 0.00040747 | 0.00043371 | 0.00052651 | 0.00062681 | 0.00069038 | 0.002045 | 27.1254 | 142.2609 | 622.075 | 622.075 | 750.0036 | 750.0036 | 750.0036 | 750.0036 | 750.0092 | 750.0092 | 832.5778 | 836.0674 | 836.0674 | 836.0674 | 836.0674 | 836.0674 | 836.0674
TAS1 | VPP pump | 2.19 | 3.77 | 6.19 | 9.46 | 13.69 | 18.5 | 25.31 | 31.02 | 39.66 | 49.21 | 59.83 | 71.55 | 84.41 | 97.81 | 112.16 | 127.54 | 142.84 | 158.71 | 174.7 | 190.5 | 206.22 | 221.13 | 235.57 | 250.4 | 266.12 | 281.74 | 297.73
Non-controllable capacity
Region | Technology | 2023-24 | 2024-25 | 2025-26 | 2026-27 | 2027-28 | 2028-29 | 2029-30 | 2030-31 | 2031-32 | 2032-33 | 2033-34 | 2034-35 | 2035-36 | 2036-37 | 2037-38 | 2038-39 | 2039-40 | 2040-41 | 2041-42 | 2042-43 | 2043-44 | 2044-45 | 2045-46 | 2046-47 | 2047-48 | 2048-49 | 2049-50
NEM | Distributed PV | 21135.6363 | 22972.9469 | 24864.5683 | 26729.6884 | 28562.2403 | 30114.0019 | 31394.0228 | 32759.5375 | 34417.3663 | 36106.3905 | 37777.9038 | 39431.7962 | 40949.5353 | 42401.557 | 43816.9507 | 45188.862 | 46520.025 | 47729.7578 | 48926.1122 | 50157.1432 | 51392.672 | 52876.1728 | 54475.2122 | 56111.7161 | 57713.8182 | 59295.2705 | 60844.1022
NEM | Behind the meter battery | 917.1465 | 1214.503 | 1523.354 | 1933.941 | 2354.63 | 2716.4505 | 3174.1105 | 3609.2435 | 4287.7985 | 5010.698 | 5755.6655 | 6520.6945 | 7237.922 | 7943.767 | 8631.897 | 9281.092 | 9756.6515 | 10166.7125 | 10528.134 | 10830.553 | 11013.404 | 11152.464 | 11231.6745 | 11258.357 | 11221.441 | 11187.4045 | 11135.796
NEM | Behind the meter battery pump | 917.1465 | 1214.503 | 1523.354 | 1933.941 | 2354.63 | 2716.4505 | 3174.1105 | 3609.2435 | 4287.7985 | 5010.698 | 5755.6655 | 6520.6945 | 7237.922 | 7943.767 | 8631.897 | 9281.092 | 9756.6515 | 10166.7125 | 10528.134 | 10830.553 | 11013.404 | 11152.464 | 11231.6745 | 11258.357 | 11221.441 | 11187.4045 | 11135.796
Region | Technology | 2023-24 | 2024-25 | 2025-26 | 2026-27 | 2027-28 | 2028-29 | 2029-30 | 2030-31 | 2031-32 | 2032-33 | 2033-34 | 2034-35 | 2035-36 | 2036-37 | 2037-38 | 2038-39 | 2039-40 | 2040-41 | 2041-42 | 2042-43 | 2043-44 | 2044-45 | 2045-46 | 2046-47 | 2047-48 | 2048-49 | 2049-50
NSW1 | Distributed PV | 6673.173 | 7240.1007 | 7842.8836 | 8431.9376 | 9024.0538 | 9584.7397 | 10062.7919 | 10548.8608 | 11120.8608 | 11681.9021 | 12231.8065 | 12766.3853 | 13264.2544 | 13727.6844 | 14182.6578 | 14615.7574 | 15046.4509 | 15437.9589 | 15826.4245 | 16227.3448 | 16644.566 | 17148.3069 | 17693.9069 | 18244.3782 | 18793.9002 | 19330.388 | 19860.7281
NSW1 | Behind the meter battery | 342.408 | 492.3885 | 638.0985 | 797.9705 | 941.9675 | 1074.9155 | 1258.761 | 1431.83 | 1668.596 | 1912.4335 | 2164.4295 | 2429.6735 | 2676.2475 | 2908.6255 | 3127.774 | 3338.674 | 3468.225 | 3574.1655 | 3651.5285 | 3696.841 | 3704.378 | 3716.8415 | 3724.723 | 3727.139 | 3717.794 | 3708.821 | 3694.516
NSW1 | Behind the meter battery pump | 342.408 | 492.3885 | 638.0985 | 797.9705 | 941.9675 | 1074.9155 | 1258.761 | 1431.83 | 1668.596 | 1912.4335 | 2164.4295 | 2429.6735 | 2676.2475 | 2908.6255 | 3127.774 | 3338.674 | 3468.225 | 3574.1655 | 3651.5285 | 3696.841 | 3704.378 | 3716.8415 | 3724.723 | 3727.139 | 3717.794 | 3708.821 | 3694.516
Region | Technology | 2023-24 | 2024-25 | 2025-26 | 2026-27 | 2027-28 | 2028-29 | 2029-30 | 2030-31 | 2031-32 | 2032-33 | 2033-34 | 2034-35 | 2035-36 | 2036-37 | 2037-38 | 2038-39 | 2039-40 | 2040-41 | 2041-42 | 2042-43 | 2043-44 | 2044-45 | 2045-46 | 2046-47 | 2047-48 | 2048-49 | 2049-50
QLD1 | Distributed PV | 6262.12 | 6694.1589 | 7133.0535 | 7557.7558 | 7964.422 | 8353.1156 | 8690.3843 | 9051.5482 | 9545.8498 | 10065.6437 | 10577.5044 | 11082.0645 | 11540.7081 | 11977.2583 | 12403.1161 | 12815.2713 | 13211.0489 | 13574.803 | 13926.7495 | 14276.4846 | 14618.3416 | 15004.3141 | 15416.1637 | 15841.7865 | 16259.4639 | 16667.1415 | 17063.1402
QLD1 | Behind the meter battery | 176.6905 | 220.383 | 291.1405 | 375.918 | 473.9345 | 567.999 | 689.927 | 806.7055 | 1028.584 | 1271.1665 | 1515.414 | 1755.8155 | 1977.0935 | 2187.738 | 2389.4565 | 2584.657 | 2742.619 | 2898.823 | 3049.6635 | 3191.7325 | 3290.658 | 3358.1235 | 3395.029 | 3404.2585 | 3384.9765 | 3365.9845 | 3342.139
QLD1 | Behind the meter battery pump | 176.6905 | 220.383 | 291.1405 | 375.918 | 473.9345 | 567.999 | 689.927 | 806.7055 | 1028.584 | 1271.1665 | 1515.414 | 1755.8155 | 1977.0935 | 2187.738 | 2389.4565 | 2584.657 | 2742.619 | 2898.823 | 3049.6635 | 3191.7325 | 3290.658 | 3358.1235 | 3395.029 | 3404.2585 | 3384.9765 | 3365.9845 | 3342.139
Region | Technology | 2023-24 | 2024-25 | 2025-26 | 2026-27 | 2027-28 | 2028-29 | 2029-30 | 2030-31 | 2031-32 | 2032-33 | 2033-34 | 2034-35 | 2035-36 | 2036-37 | 2037-38 | 2038-39 | 2039-40 | 2040-41 | 2041-42 | 2042-43 | 2043-44 | 2044-45 | 2045-46 | 2046-47 | 2047-48 | 2048-49 | 2049-50
VIC1 | Distributed PV | 5213.2479 | 5850.4886 | 6495.265 | 7151.8209 | 7794.8122 | 8214.3902 | 8531.0496 | 8897.0994 | 9297.0115 | 9714.6098 | 10126.4498 | 10557.3704 | 10954.1959 | 11348.7846 | 11719.3193 | 12095.6053 | 12453.466 | 12773.6688 | 13086.4618 | 13431.3176 | 13769.0593 | 14200.0899 | 14657.6278 | 15141.3994 | 15605.3276 | 16074.5128 | 16524.6968
VIC1 | Behind the meter battery | 192.197 | 240.648 | 291.604 | 401.518 | 532.503 | 620.0425 | 723.538 | 824.236 | 973.984 | 1138.355 | 1315.6435 | 1502.1965 | 1684.529 | 1883.4225 | 2091.261 | 2276.7615 | 2429.2325 | 2546.262 | 2657.9365 | 2760.1385 | 2832.114 | 2886.242 | 2919.858 | 2935.631 | 2930.2645 | 2926.182 | 2918.5005
VIC1 | Behind the meter battery pump | 192.197 | 240.648 | 291.604 | 401.518 | 532.503 | 620.0425 | 723.538 | 824.236 | 973.984 | 1138.355 | 1315.6435 | 1502.1965 | 1684.529 | 1883.4225 | 2091.261 | 2276.7615 | 2429.2325 | 2546.262 | 2657.9365 | 2760.1385 | 2832.114 | 2886.242 | 2919.858 | 2935.631 | 2930.2645 | 2926.182 | 2918.5005
Region | Technology | 2023-24 | 2024-25 | 2025-26 | 2026-27 | 2027-28 | 2028-29 | 2029-30 | 2030-31 | 2031-32 | 2032-33 | 2033-34 | 2034-35 | 2035-36 | 2036-37 | 2037-38 | 2038-39 | 2039-40 | 2040-41 | 2041-42 | 2042-43 | 2043-44 | 2044-45 | 2045-46 | 2046-47 | 2047-48 | 2048-49 | 2049-50
SA1 | Distributed PV | 2689.9375 | 2860.7613 | 3036.1469 | 3203.7842 | 3365.2836 | 3520.0501 | 3643.7694 | 3771.8147 | 3931.9225 | 4092.3036 | 4259.4448 | 4415.3526 | 4554.5402 | 4688.2243 | 4827.1802 | 4954.3941 | 5077.6181 | 5190.2469 | 5309.3908 | 5421.4966 | 5536.0184 | 5669.0693 | 5819.8739 | 5964.8023 | 6104.6758 | 6242.6775 | 6384.2368
SA1 | Behind the meter battery | 181.5835 | 230.4295 | 263.601 | 310.372 | 348.613 | 387.5035 | 424.69 | 458.704 | 512.6815 | 568.376 | 623.418 | 679.906 | 731.431 | 780.534 | 825.6865 | 869.45 | 894.354 | 914.7415 | 927.4025 | 933.213 | 933.121 | 934.8725 | 933.9995 | 932.102 | 929.0275 | 926.921 | 921.5275
SA1 | Behind the meter battery pump | 181.5835 | 230.4295 | 263.601 | 310.372 | 348.613 | 387.5035 | 424.69 | 458.704 | 512.6815 | 568.376 | 623.418 | 679.906 | 731.431 | 780.534 | 825.6865 | 869.45 | 894.354 | 914.7415 | 927.4025 | 933.213 | 933.121 | 934.8725 | 933.9995 | 932.102 | 929.0275 | 926.921 | 921.5275
Region | Technology | 2023-24 | 2024-25 | 2025-26 | 2026-27 | 2027-28 | 2028-29 | 2029-30 | 2030-31 | 2031-32 | 2032-33 | 2033-34 | 2034-35 | 2035-36 | 2036-37 | 2037-38 | 2038-39 | 2039-40 | 2040-41 | 2041-42 | 2042-43 | 2043-44 | 2044-45 | 2045-46 | 2046-47 | 2047-48 | 2048-49 | 2049-50
TAS1 | Distributed PV | 297.1579 | 327.4374 | 357.2193 | 384.3899 | 413.6687 | 441.7064 | 466.0276 | 490.2145 | 521.7217 | 551.9313 | 582.6983 | 610.6234 | 635.8366 | 659.6054 | 684.6773 | 707.8338 | 731.4411 | 753.0802 | 777.0855 | 800.4995 | 824.6867 | 854.3926 | 887.6399 | 919.3497 | 950.4506 | 980.5506 | 1011.3005
TAS1 | Behind the meter battery | 24.2675 | 30.654 | 38.91 | 48.1625 | 57.612 | 65.99 | 77.1945 | 87.768 | 103.953 | 120.367 | 136.7605 | 153.103 | 168.621 | 183.447 | 197.719 | 211.5495 | 222.221 | 232.7205 | 241.603 | 248.628 | 253.133 | 256.3845 | 258.065 | 259.2265 | 259.3785 | 259.496 | 259.113
TAS1 | Behind the meter battery pump | 24.2675 | 30.654 | 38.91 | 48.1625 | 57.612 | 65.99 | 77.1945 | 87.768 | 103.953 | 120.367 | 136.7605 | 153.103 | 168.621 | 183.447 | 197.719 | 211.5495 | 222.221 | 232.7205 | 241.603 | 248.628 | 253.133 | 256.3845 | 258.065 | 259.2265 | 259.3785 | 259.496 | 259.113

## BaseCase_REZ Generation
Annual sent-out generation by REZ (GWh) - BaseCase, Progressive Change Scenario
Note: the REZ generation includes generation from the existing, committed and anticipated renewables mapped to the relevant REZs
Explicitly modelled generation
Region | REZ | REZ Name | Technology | 2023-24 | 2024-25 | 2025-26 | 2026-27 | 2027-28 | 2028-29 | 2029-30 | 2030-31 | 2031-32 | 2032-33 | 2033-34 | 2034-35 | 2035-36 | 2036-37 | 2037-38 | 2038-39 | 2039-40 | 2040-41 | 2041-42 | 2042-43 | 2043-44 | 2044-45 | 2045-46 | 2046-47 | 2047-48 | 2048-49 | 2049-50
QLD | Q1 | Far North QLD | Solar | 0 | 3.0022e-05 | 3.0627e-05 | 5.2894e-05 | 5.1174e-05 | 4.3774e-05 | 4.7992e-05 | 5.1405e-05 | 4.8998e-05 | 5.4784e-05 | 5.92e-05 | 5.7942e-05 | 7.4806e-05 | 7.1477e-05 | 8.3966e-05 | 9.0829e-05 | 9.3095e-05 | 8.6544e-05 | 9.72e-05 | 0.00011524 | 0.00012228 | 0.00012298 | 0.00012681 | 0.0001402 | 0.00015184 | 0.00016323 | 0.00015351
QLD | Q2 | North Qld Clean Energy Hub | Solar | 186.8355 | 182.751 | 199.3326 | 185.4316 | 191.7451 | 183.4424 | 176.5314 | 187.3176 | 198.4158 | 200.4199 | 218.6846 | 213.6417 | 218.9591 | 217.8929 | 77.0765 | 83.1481 | 81.6051 | 76.2965 | 77.1503 | 72.8601 | 69.1709 | 70.5492 | 74.5395 | 35.9388 | 36.6774 | 0.00019641 | 0.00019456
QLD | Q3 | Northern Qld | Solar | 967.0116 | 952.1177 | 1071.2938 | 959.0284 | 986.6023 | 922.6955 | 903.5837 | 991.2048 | 1036.4368 | 1080.3348 | 1191.4546 | 1181.2746 | 1230.1996 | 1193.9211 | 1078.2562 | 1212.2103 | 1252.1009 | 1143.9048 | 1197.9781 | 778.6074 | 500.418 | 503.4466 | 488.0738 | 1935.6076 | 1968.8526 | 2032.989 | 1706.7345
QLD | Q4 | Isaac | Solar | 1287.302 | 1280.9428 | 1404.3045 | 1303.8057 | 1342.9068 | 1266.8199 | 1250.5363 | 1336.38 | 1445.3573 | 1471.0446 | 1618.1805 | 1578.0145 | 1713.1025 | 1663.6339 | 1450.2599 | 1630.0409 | 1658.3308 | 1597.7938 | 1634.6503 | 1461.4236 | 1374.568 | 1338.2033 | 1283.0895 | 1251.2593 | 1377.3679 | 2968.8941 | 3805.0185
QLD | Q5 | Barcaldine | Solar | 29.0742 | 29.2369 | 31.4024 | 30.1529 | 31.7758 | 29.832 | 28.0157 | 30.3258 | 32.2525 | 32.0828 | 35.2808 | 33.2155 | 34.8762 | 35.4924 | 105.9337 | 114.2649 | 116.1949 | 109.9103 | 112.6752 | 104.2965 | 83.6371 | 84.8424 | 106.9824 | 107.5689 | 113.1906 | 127.4667 | 126.3221
QLD | Q6 | Fitzroy | Solar | 689.8245 | 723.8464 | 810.5895 | 718.3057 | 750.0691 | 690.4014 | 708.7767 | 752.5835 | 845.0266 | 834.6027 | 943.5358 | 925.2808 | 952.7294 | 946.5956 | 1758.5903 | 2013.9601 | 2053.3246 | 4521.1549 | 4494.1487 | 8465.265 | 8060.4418 | 8040.8054 | 7864.3722 | 12888.3938 | 16512.5859 | 16930.9367 | 17448.1657
QLD | Q7 | Wide Bay | Solar | 1191.2088 | 1105.0534 | 1232.5912 | 1103.6873 | 1160.9982 | 1021.2318 | 1004.8762 | 1090.9931 | 1235.7323 | 1202.4154 | 1361.9513 | 1356.3254 | 1428.1903 | 1414.4842 | 1171.9347 | 1288.8692 | 1329.8545 | 1333.5708 | 1311.3914 | 1205.9418 | 1177.6328 | 1148.1232 | 1134.14 | 1594.4708 | 1513.607 | 1596.5733 | 4608.738
QLD | Q8 | Darling Downs | Solar | 2966.1747 | 3011.8486 | 3295.4399 | 3173.7351 | 3299.0426 | 2928.1259 | 2872.4157 | 3128.1103 | 3485.883 | 3350.3 | 3548.4743 | 3529.6625 | 4140.4604 | 4600.9549 | 6000.2516 | 6673.9385 | 6989.4601 | 8039.2596 | 8201.0879 | 10997.5899 | 13676.9477 | 13674.2022 | 14067.1333 | 12996.5646 | 14848.175 | 15792.5754 | 16198.512
QLD | Q9 | Banana | Solar | 0 | 3.1248e-05 | 3.232e-05 | 9.0386e-05 | 0.00011746 | 0.00010341 | 0.00017587 | 0.00018896 | 0.00020662 | 0.00020737 | 0.00023637 | 0.00023968 | 345.9018 | 341.5064 | 850.9144 | 977.4756 | 999.1336 | 1834.3253 | 1806.5485 | 1930.8325 | 2187.7988 | 2178.5146 | 2405.1665 | 2487.9001 | 3738.3672 | 9005.983 | 13961.039
NSW | N1 | North West NSW | Solar | 420.4438 | 399.872 | 406.4063 | 427.2997 | 448.0124 | 425.0323 | 411.6998 | 457.6267 | 460.9529 | 472.3416 | 467.6699 | 440.8151 | 479.5051 | 485.7659 | 433.7494 | 419.0786 | 458.1023 | 436.7781 | 467.0776 | 450.4384 | 429.2823 | 458.5978 | 440.5821 | 451.303 | 453.1003 | 453.3299 | 431.9875
NSW | N2 | New England | Solar | 1175.0679 | 1142.6818 | 1118.6834 | 1050.3344 | 1299.4876 | 1516.1078 | 1520.3999 | 1686.6633 | 1778.9121 | 1744.5038 | 1804.9978 | 1675.8662 | 1818.666 | 1822.3642 | 1465.4377 | 1556.0008 | 1703.0618 | 6106.2686 | 5964.0687 | 7245.3196 | 6453.2147 | 6978.3918 | 6605.1398 | 5644.5197 | 5787.6163 | 5866.8372 | 7461.6827
NSW | N3 | Central-West Orana | Solar | 2193.8787 | 2152.6603 | 2091.0174 | 2263.3744 | 2367.3781 | 2105.8495 | 3435.1912 | 3756.5962 | 3814.6872 | 3760.6477 | 8957.0677 | 9954.1928 | 11604.6363 | 11540.9783 | 10303.9113 | 10751.169 | 12012.1027 | 11837.5314 | 11494.3036 | 12360.2269 | 13585.4833 | 14302.969 | 15598.6816 | 14565.0967 | 15165.7076 | 19500.9464 | 23739.7712
NSW | N4 | Broken Hill | Solar | 93.3576 | 77.5664 | 92.9604 | 96.0081 | 104.9291 | 106.9929 | 100.8527 | 100.9549 | 102.7043 | 105.4162 | 104.4558 | 103.6308 | 112.239 | 116.2597 | 114.912 | 106.695 | 107.8651 | 96.8378 | 97.9114 | 92.4671 | 339.4764 | 343.6355 | 340.4112 | 352.6208 | 407.7157 | 470.1104 | 489.0171
NSW | N5 | South West NSW | Solar | 1696.8605 | 1559.8802 | 1700.8905 | 2056.0092 | 2140.2191 | 2212.9637 | 2150.1251 | 2180.8671 | 2163.6714 | 2294.9305 | 2246.5521 | 2227.8615 | 2435.4073 | 2437.5977 | 2842.3446 | 2737.0483 | 2829.8506 | 2664.7188 | 3724.0654 | 3455.954 | 3249.2529 | 3420.875 | 3286.8273 | 3158.8156 | 3091.9094 | 3122.2798 | 2707.7766
NSW | N6 | Wagga Wagga | Solar | 1542.1931 | 1470.2828 | 1451.785 | 1492.1694 | 1538.6014 | 1413.6896 | 1482.5211 | 1556.9643 | 1538.7862 | 1615.5988 | 1529.4683 | 1477.9218 | 3722.4772 | 4056.4037 | 3561.956 | 3771.7565 | 4015.117 | 3872.4674 | 4057.278 | 3881.1723 | 3721.4807 | 3976.6781 | 3945.0658 | 6818.7073 | 7176.565 | 7276.5608 | 6934.345
NSW | N7 | Tumut | Solar | 0 | 0 | 0 | 0 | 0 | 0 | 0 | 0 | 0 | 0 | 0 | 0 | 0 | 0 | 0 | 0 | 0 | 0 | 0 | 0 | 0 | 0 | 0 | 0 | 0 | 0 | 0
NSW | N8 | Cooma-Monaro | Solar | 0 | 0 | 0 | 0 | 0 | 0 | 0 | 0 | 0 | 0 | 0 | 0 | 0 | 0 | 0 | 0 | 0 | 0 | 0 | 0 | 0 | 0 | 0 | 0 | 0 | 0 | 0
VIC | V1 | Ovens Murray | Solar | 0 | 3.3847e-05 | 8.8195e-05 | 9.0624e-05 | 8.94e-05 | 8.138e-05 | 8.5955e-05 | 9.3077e-05 | 8.3604e-05 | 9.9485e-05 | 0.0001146 | 0.00012817 | 320.6073 | 317.6711 | 930.7493 | 1001.0424 | 1793.7806 | 1638.539 | 2368.2346 | 2349.1501 | 2183.2202 | 2360.9304 | 2262.1401 | 2355.6143 | 3849.737 | 4654.0757 | 4464.8423
VIC | V2 | Murray River | Solar | 1046.8211 | 950.8519 | 892.6342 | 928.9438 | 916.9901 | 1007.0207 | 949.8567 | 943.1018 | 985.212 | 993.0756 | 990.9692 | 1028.3364 | 1145.2773 | 1130.5566 | 1049.4743 | 1053.9832 | 1086.3213 | 1070.7788 | 1099.1475 | 1058.2486 | 994.4505 | 1012.4488 | 995.2686 | 1019.6354 | 1213.4489 | 1310.9929 | 1200.687
VIC | V3 | Western Victoria | Solar | 0 | 5.0576e-05 | 0.00017579 | 0.00017932 | 0.00018689 | 0.00015777 | 0.00017042 | 0.00018093 | 0.0001675 | 0.00019291 | 0.00021059 | 0.00027993 | 566.9102 | 581.4725 | 453.1802 | 488.4626 | 514.2047 | 474.0462 | 926.2754 | 907.4655 | 898.4072 | 1290.4855 | 1378.3937 | 1128.3934 | 2064.5743 | 2257.5755 | 1939.1836
VIC | V4 | South West Victoria | Solar | 0 | 0 | 0 | 0 | 0 | 0 | 0 | 0 | 0 | 0 | 0 | 0 | 0 | 0 | 0 | 0 | 0 | 0 | 0 | 0 | 0 | 0 | 0 | 0 | 0 | 0 | 0
VIC | V5 | Gippsland | Solar | 0 | 2.3676e-05 | 6.7369e-05 | 6.7914e-05 | 6.695e-05 | 5.6334e-05 | 5.8004e-05 | 6.5636e-05 | 6.1297e-05 | 6.6165e-05 | 8.2851e-05 | 0.00010858 | 0.00085681 | 0.0008409 | 0.00068736 | 0.00069536 | 0.0015071 | 0.0027821 | 843.7308 | 864.9069 | 3348.5217 | 4612.9116 | 4639.7036 | 3759.4714 | 4002.9778 | 4435.5283 | 4162.9653
VIC | V6 | Central North VIC | Solar | 889.6786 | 812.044 | 791.9972 | 782.8223 | 801.892 | 795.7935 | 794.6685 | 827.3894 | 818.4093 | 867.8484 | 864.4475 | 816.7218 | 884.2627 | 888.5825 | 1004.6444 | 995.7523 | 1025.0766 | 927.2853 | 1087.0884 | 1090.0705 | 1126.0505 | 1197.9471 | 1561.4755 | 1748.0759 | 2118.0627 | 2310.0542 | 2195.3696
SA | S1 | South East SA | Solar | 289.172 | 267.6081 | 260.6654 | 247.52 | 257.0961 | 252.773 | 251.8409 | 247.6931 | 256.2579 | 261.3921 | 264.8135 | 268.0925 | 291.1049 | 305.3609 | 280.5604 | 291.0754 | 297.9754 | 274.4003 | 195.973 | 185.0981 | 167.3928 | 173.0702 | 182.5368 | 163.3777 | 167.6867 | 167.6434 | 0.0010265
SA | S2 | Riverland | Solar | 40.2637 | 42.1306 | 43.5841 | 40.5925 | 42.5583 | 37.3907 | 38.4781 | 40.3001 | 30.2702 | 30.5428 | 32.5445 | 34.3224 | 35.5194 | 37.5331 | 30.8312 | 32.1008 | 34.5896 | 649.72 | 2441.2169 | 2264.6807 | 3278.6652 | 3536.4171 | 3799.2231 | 3056.7007 | 3090.4126 | 5366.39 | 5919.137
SA | S3 | Mid-North SA | Solar | 0 | 3.0001e-05 | 2.971e-05 | 2.9292e-05 | 3.4729e-05 | 3.3717e-05 | 3.8583e-05 | 5.1199e-05 | 5.3448e-05 | 8.1114e-05 | 0.00012864 | 0.0002078 | 0.00045728 | 0.00057013 | 0.00056504 | 0.00057761 | 0.000618 | 0.00059077 | 0.00059842 | 0.00074675 | 0.0026091 | 0.0026025 | 0.0027298 | 0.0022776 | 0.0024228 | 0.0029592 | 0.0028096
SA | S4 | Yorke Peninsula | Solar | 0 | 0 | 0 | 0 | 0 | 0 | 0 | 0 | 0 | 0 | 0 | 0 | 0 | 0 | 0 | 0 | 0 | 0 | 0 | 0 | 0 | 0 | 0 | 0 | 0 | 0 | 0
SA | S5 | Northern SA | Solar | 738.1309 | 656.464 | 666.188 | 633.2201 | 652.2761 | 674.3648 | 637.6638 | 636.5343 | 672.6726 | 668.6319 | 649.8161 | 687.6311 | 729.4247 | 763.2051 | 727.6809 | 707.0097 | 722.7354 | 691.2607 | 697.0033 | 641.9377 | 842.6474 | 376.3991 | 378.7805 | 330.115 | 206.5002 | 509.3722 | 493.6505
SA | S6 | Leigh Creek | Solar | 0 | 3.0451e-05 | 3.1557e-05 | 3.1643e-05 | 3.6965e-05 | 3.8369e-05 | 4.2294e-05 | 5.447e-05 | 6.0997e-05 | 9.7157e-05 | 0.00014384 | 0.00030043 | 0.00078004 | 0.00095907 | 189.9036 | 191.1946 | 196.4323 | 192.5633 | 189.1121 | 174.2363 | 303.6846 | 391.3748 | 414.9171 | 1804.8926 | 2380.9094 | 2836.517 | 3152.263
SA | S7 | Roxby Downs | Solar | 0 | 3.3008e-05 | 3.3866e-05 | 3.3219e-05 | 3.8773e-05 | 4.021e-05 | 4.3839e-05 | 5.8452e-05 | 6.3614e-05 | 0.00010232 | 0.00016463 | 0.00034318 | 0.010115 | 385.6834 | 1102.9861 | 1087.7502 | 1145.6859 | 1089.1097 | 1088.4485 | 1026.4736 | 1138.4117 | 1169.1101 | 1235.4597 | 1055.5637 | 1050.922 | 1112.5765 | 1128.6516
SA | S8 | Eastern Eyre Peninsula | Solar | 0 | 2.5631e-05 | 2.5973e-05 | 2.5098e-05 | 3.0031e-05 | 2.7548e-05 | 3.2397e-05 | 4.3291e-05 | 4.4264e-05 | 6.2808e-05 | 9.6748e-05 | 0.00014625 | 0.00020934 | 0.00027328 | 0.00022437 | 0.00023407 | 0.00028826 | 0.00026399 | 0.00026803 | 0.0003773 | 0.00063933 | 0.0006191 | 0.00066245 | 0.00053331 | 0.000573 | 0.00077224 | 0.00071343
SA | S9 | Western Eyre Peninsula | Solar | 0 | 2.8202e-05 | 2.8666e-05 | 2.8001e-05 | 3.2076e-05 | 3.1746e-05 | 3.5906e-05 | 4.7558e-05 | 5.0065e-05 | 8.1333e-05 | 0.00013051 | 0.00022502 | 0.00059659 | 0.00070172 | 0.00062046 | 0.00063625 | 0.00073103 | 0.001183 | 0.0020901 | 0.002047 | 178.4242 | 176.3568 | 185.3705 | 152.2255 | 157.6129 | 203.2519 | 196.3987
TAS | T1 | North East Tasmania | Solar | 0 | 2.5373e-05 | 2.5257e-05 | 2.7446e-05 | 2.913e-05 | 2.6847e-05 | 3.1315e-05 | 3.9733e-05 | 3.8952e-05 | 5.8231e-05 | 9.1288e-05 | 0.00011705 | 0.00035783 | 0.00033759 | 0.00032686 | 0.00033147 | 0.00037673 | 0.00033465 | 0.00051128 | 0.0010335 | 0.0080685 | 57.8336 | 56.4278 | 49.23 | 290.2889 | 303.0366 | 275.6591
TAS | T2 | North West Tasmania | Solar | 0 | 3.1389e-05 | 2.9303e-05 | 3.3611e-05 | 4.5648e-05 | 3.9282e-05 | 4.3574e-05 | 5.7455e-05 | 5.5351e-05 | 6.066e-05 | 7.1346e-05 | 7.1916e-05 | 0.0001243 | 0.00012249 | 0.0001183 | 0.0001294 | 0.00015171 | 0.0001394 | 0.00022667 | 0.00030137 | 0.00028752 | 0.00042665 | 0.00040954 | 0.00035177 | 0.00078359 | 0.0008331 | 0.00066212
TAS | T3 | Central Highlands | Solar | 0 | 2.2677e-05 | 2.167e-05 | 2.3135e-05 | 2.5219e-05 | 2.2192e-05 | 2.5637e-05 | 3.2715e-05 | 3.4155e-05 | 4.6803e-05 | 7.132e-05 | 7.7885e-05 | 0.00015507 | 0.00016382 | 0.00015066 | 0.00014876 | 0.00018217 | 0.00017051 | 0.00022839 | 0.00037356 | 0.00039841 | 0.00058119 | 0.00057336 | 0.00049348 | 0.0011428 | 0.001251 | 0.0010517
Region | REZ | REZ Name | Technology | 2023-24 | 2024-25 | 2025-26 | 2026-27 | 2027-28 | 2028-29 | 2029-30 | 2030-31 | 2031-32 | 2032-33 | 2033-34 | 2034-35 | 2035-36 | 2036-37 | 2037-38 | 2038-39 | 2039-40 | 2040-41 | 2041-42 | 2042-43 | 2043-44 | 2044-45 | 2045-46 | 2046-47 | 2047-48 | 2048-49 | 2049-50
QLD | Q1 | Far North QLD | Wind | 1242.578 | 990.7303 | 1145.5267 | 3264.4392 | 3465.7247 | 3304.0943 | 3297.3939 | 3511.4497 | 3588.7944 | 3539.2483 | 3241.5805 | 3346.4124 | 3534.2919 | 3645.867 | 3397.1287 | 3548.1639 | 3669.6697 | 3718.9623 | 3848.9002 | 3281.7925 | 3301.8363 | 3462.0115 | 3526.0353 | 3213.0543 | 3383.0694 | 3402.3926 | 3917.6508
QLD | Q2 | North Qld Clean Energy Hub | Wind | 126.4151 | 112.5575 | 128.1746 | 132.1436 | 138.0331 | 108.2858 | 103.1741 | 115.652 | 126.759 | 125.4082 | 119.0536 | 130.1953 | 2463.5946 | 2540.7187 | 2909.9941 | 2841.7549 | 2816.0567 | 2805.7729 | 2673.2456 | 2332.487 | 2969.4063 | 3047.1594 | 3013.5551 | 4949.7776 | 4904.6987 | 4751.1988 | 4700.1619
QLD | Q3 | Northern Qld | Wind | 0 | 0 | 0 | 0 | 0 | 0 | 0 | 0 | 0 | 0 | 0 | 0 | 0 | 0 | 0 | 0 | 0 | 0 | 0 | 0 | 0 | 0 | 0 | 0 | 0 | 0 | 0
QLD | Q4 | Isaac | Wind | 0 | 0.00014959 | 0.00015589 | 0.00050908 | 0.00080281 | 0.0012421 | 262.1102 | 284.7075 | 289.9049 | 272.4704 | 270.3562 | 1420.7018 | 2365.6277 | 2705.0291 | 3104.7257 | 3084.1732 | 3277.4525 | 3226.427 | 3030.5938 | 2775.5329 | 2789.5382 | 2624.5646 | 2955.7032 | 2815.1332 | 2828.3736 | 8235.0672 | 9257.3121
QLD | Q5 | Barcaldine | Wind | 0 | 0.00013937 | 0.0001456 | 0.00046643 | 0.00053481 | 0.00048927 | 0.00066867 | 0.00072352 | 0.0007391 | 0.00077516 | 0.0013615 | 0.0025162 | 284.843 | 300.9947 | 267.7886 | 263.8948 | 276.4123 | 276.552 | 284.5002 | 281.1727 | 305.042 | 301.37 | 307.0415 | 271.6125 | 271.715 | 275.5917 | 277.47
QLD | Q6 | Fitzroy | Wind | 0 | 0.00018074 | 0.00018625 | 0.0023293 | 0.0084624 | 2487.3485 | 2807.0366 | 2901.7553 | 2925.932 | 2769.8302 | 2800.7162 | 2799.3112 | 2752.9306 | 3054.1739 | 5600.2164 | 5573.4141 | 5616.117 | 5318.7133 | 5198.1939 | 6676.0906 | 6768.643 | 6466.4568 | 6977.9419 | 10114.3796 | 10263.7884 | 10299.8874 | 9671.6042
QLD | Q7 | Wide Bay | Wind | 0 | 0.00013917 | 0.00013989 | 0.00040571 | 0.0004377 | 0.00075874 | 0.0014194 | 0.0014514 | 0.0012886 | 0.0014205 | 0.0035514 | 203.8512 | 204.8452 | 212.0486 | 534.4222 | 521.4129 | 516.1608 | 441.6953 | 484.6813 | 449.8165 | 442.4556 | 432.1724 | 443.7754 | 2625.1024 | 2721.8792 | 2718.3148 | 2468.0187
QLD | Q8 | Darling Downs | Wind | 2521.9333 | 2502.7405 | 2765.2268 | 2890.3929 | 5613.245 | 5438.7636 | 6964.3013 | 7167.0675 | 7091.1542 | 7109.7525 | 7342.0488 | 7252.8346 | 9230.1708 | 12219.8841 | 11681.4179 | 11446.2982 | 11735.1794 | 12998.0104 | 17729.769 | 18932.3017 | 18060.4912 | 16707.5359 | 20257.9674 | 23538.3258 | 23087.266 | 28912.7725 | 27580.1805
QLD | Q9 | Banana | Wind | 0 | 0.00012106 | 0.0001265 | 0.00030922 | 0.00035499 | 0.00045074 | 0.00065847 | 0.00071081 | 0.00066244 | 0.0007132 | 0.00071677 | 0.0011393 | 770.2475 | 816.7213 | 2491.8187 | 2396.1888 | 2481.1275 | 2308.6814 | 2320.9811 | 2149.8724 | 2142.4436 | 2170.7312 | 2292.1303 | 2873.8112 | 2818.7577 | 2928.0457 | 2758.5456
NSW | N1 | North West NSW | Wind | 0 | 0 | 0 | 0 | 0 | 0 | 0 | 0 | 0 | 0 | 0 | 0 | 0 | 0 | 0 | 0 | 0 | 0 | 0 | 0 | 0 | 0 | 0 | 0 | 0 | 0 | 0
NSW | N2 | New England | Wind | 1484.9268 | 1733.0116 | 2061.118 | 2683.236 | 7988.2977 | 13342.5804 | 12837.0375 | 13036.9875 | 12525.9685 | 13090.0406 | 12535.4938 | 12594.9382 | 13512.0646 | 13416.6154 | 15653.5748 | 20896.5545 | 21153.1887 | 18937.0082 | 21672.9827 | 20354.6309 | 20218.171 | 21192.012 | 20516.8263 | 23399.2357 | 21673.7277 | 21315.903 | 18970.2595
NSW | N3 | Central-West Orana | Wind | 382.6575 | 1347.1132 | 3696.9368 | 6851.4363 | 6979.0095 | 6998.3532 | 9600.1259 | 9442.6815 | 9156.9515 | 9288.7946 | 10900.5685 | 11430.4439 | 13175.1951 | 14330.3767 | 14400.0488 | 14295.9372 | 13971.042 | 15731.0689 | 17879.3483 | 17565.8414 | 18228.9785 | 19314.5347 | 21832.0022 | 24305.5613 | 26656.6418 | 28636.9671 | 27918.002
NSW | N4 | Broken Hill | Wind | 610.9168 | 560.2684 | 587.6087 | 626.5417 | 633.9983 | 610.7879 | 618.791 | 635.7609 | 647.1858 | 627.0001 | 596.8446 | 603.2613 | 804.8589 | 797.643 | 770.5712 | 773.384 | 790.4477 | 828.0055 | 816.973 | 786.2775 | 647.0448 | 718.1711 | 694.3422 | 738.244 | 723.2523 | 698.2651 | 728.0781
NSW | N5 | South West NSW | Wind | 0 | 7.9737e-05 | 0.00011517 | 0.00028698 | 0.00029361 | 0.00028447 | 0.00042771 | 0.00043344 | 0.00044751 | 0.00045038 | 0.00057884 | 0.00052466 | 0.0012641 | 0.0013955 | 0.0013402 | 0.0013273 | 0.001289 | 0.0041563 | 0.0063443 | 620.9072 | 565.1066 | 627.7611 | 1074.4423 | 1022.0366 | 1525.0283 | 1461.3258 | 3124.9348
NSW | N6 | Wagga Wagga | Wind | 0 | 0.0002555 | 0.00023545 | 0.00024643 | 0.00026395 | 0.00025683 | 0.00036226 | 0.00037152 | 0.00037274 | 0.00037221 | 0.00044064 | 0.00039204 | 0.00066156 | 0.00093015 | 0.00089664 | 0.0008885 | 0.00087078 | 0.0017414 | 0.0016374 | 0.0037933 | 0.0033234 | 0.0035152 | 0.0061326 | 0.0055455 | 724.6144 | 709.5556 | 2342.8584
NSW | N7 | Tumut | Wind | 0 | 0 | 0 | 0 | 0 | 0 | 0 | 0 | 0 | 0 | 0 | 0 | 0 | 0 | 0 | 0 | 0 | 0 | 0 | 0 | 0 | 0 | 0 | 0 | 0 | 0 | 0
NSW | N8 | Cooma-Monaro | Wind | 326.7608 | 1237.1368 | 1382.4595 | 1416.0652 | 1404.3165 | 1374.2341 | 1378.5829 | 1464.2381 | 1490.5891 | 1355.4709 | 2947.6102 | 2957.8286 | 3034.7175 | 2922.8388 | 2869.3033 | 2880.7789 | 3050.38 | 2959.3794 | 2785.9549 | 2851.5651 | 2861.8942 | 2964.3529 | 2827.66 | 2790.1504 | 2781.6574 | 2872.6797 | 2893.2998
VIC | V1 | Ovens Murray | Wind | 0 | 0 | 0 | 0 | 0 | 0 | 0 | 0 | 0 | 0 | 0 | 0 | 0 | 0 | 0 | 0 | 0 | 0 | 0 | 0 | 0 | 0 | 0 | 0 | 0 | 0 | 0
VIC | V2 | Murray River | Wind | 0 | 0 | 0 | 0 | 0 | 0 | 0 | 0 | 0 | 0 | 0 | 0 | 0 | 0 | 0 | 0 | 0 | 0 | 0 | 0 | 0 | 0 | 0 | 0 | 0 | 0 | 0
VIC | V3 | Western Victoria | Wind | 3672.9905 | 3628.492 | 3559.1111 | 3563.5419 | 4975.0686 | 4856.7978 | 4991.3681 | 4850.8564 | 5344.7453 | 4871.3117 | 4904.63 | 4523.9241 | 4941.5823 | 5200.7028 | 5455.7132 | 5727.2262 | 5541.0088 | 5930.3808 | 5293.7122 | 5561.5952 | 5390.8959 | 4942.6812 | 5114.5658 | 5469.5468 | 5713.3658 | 5407.7162 | 5791.7163
VIC | V4 | South West Victoria | Wind | 5687.7605 | 5604.7982 | 5901.067 | 6019.9505 | 6038.6725 | 5606.9905 | 5797.8132 | 5632.3372 | 6525.4596 | 5573.9457 | 5724.3583 | 7800.9799 | 9745.6619 | 11602.664 | 10964.7185 | 12330.8558 | 11738.2236 | 15162.6495 | 13486.5244 | 15213.7192 | 14667.1384 | 14986.4781 | 13465.5717 | 12294.3641 | 13452.4752 | 12566.0731 | 14035.3682
VIC | V5 | Gippsland | Wind | 0 | 0.00022019 | 1621.1804 | 1568.5321 | 1560.7973 | 1550.9956 | 1570.4275 | 1521.7506 | 1790.4638 | 1553.9129 | 1652.1322 | 1648.4425 | 5444.6126 | 6140.0797 | 5855.879 | 6172.4859 | 5960.2052 | 6709.9063 | 6012.7397 | 6215.7023 | 6021.7529 | 6175.4577 | 6125.0329 | 5828.7056 | 6276.6277 | 6030.566 | 6828.5805
VIC | V6 | Central North VIC | Wind | 0 | 0.00016072 | 0.00044029 | 0.00047495 | 0.00048915 | 0.00049096 | 0.00047465 | 0.00049817 | 0.0005018 | 0.00055005 | 0.00070966 | 0.00064501 | 1117.0116 | 1145.976 | 1113.8081 | 1071.7559 | 1268.9283 | 1726.4127 | 1834.6857 | 1778.4341 | 1587.3035 | 2181.2938 | 3024.1363 | 3742.7124 | 3652.1683 | 3754.2026 | 3928.6009
SA | S1 | South East SA | Wind | 694.2381 | 653.9059 | 687.3089 | 742.3766 | 761.208 | 636.3333 | 650.6898 | 553.324 | 670.6287 | 576.9865 | 3119.0941 | 2960.724 | 3273.9646 | 3395.0388 | 3154.3545 | 3287.809 | 3092.6134 | 3509.9553 | 3098.6176 | 3567.9586 | 3229.2289 | 3553.9567 | 3601.8373 | 3295.9283 | 3738.1125 | 3490.3284 | 3976.7041
SA | S2 | Riverland | Wind | 0 | 0.00012053 | 0.00010909 | 0.00012401 | 0.00012072 | 0.00013622 | 0.00014377 | 0.00017657 | 0.00019687 | 0.00028958 | 0.00062159 | 0.0005646 | 0.0011049 | 0.0010567 | 0.0010019 | 0.0010519 | 0.0010219 | 0.0011631 | 0.0011735 | 0.001765 | 0.0016209 | 0.0024031 | 0.0023307 | 0.0021415 | 0.002435 | 0.0023647 | 0.0025221
SA | S3 | Mid-North SA | Wind | 3921.6415 | 3999.9705 | 3743.5205 | 4210.6222 | 4247.1964 | 4058.7388 | 4017.4892 | 4047.6594 | 4354.8007 | 3921.5472 | 3772.032 | 3555.7887 | 6569.4364 | 5939.1928 | 7182.1083 | 7096.9589 | 6565.4305 | 6694.6527 | 6451.85 | 6851.8085 | 5602.6621 | 6400.4269 | 6659.2023 | 6367.6474 | 7397.5726 | 9133.7229 | 9943.8438
SA | S4 | Yorke Peninsula | Wind | 231.4759 | 224.4781 | 212.573 | 241.6859 | 249.9864 | 247.7107 | 0.00022672 | 0.00028893 | 0.00033138 | 0.00067565 | 310.5285 | 282.6047 | 314.2497 | 332.4131 | 312.0858 | 321.1086 | 301.3063 | 336.2588 | 299.2107 | 313.4671 | 280.0309 | 308.1742 | 321.9055 | 288.4846 | 288.3635 | 270.6589 | 316.1519
SA | S5 | Northern SA | Wind | 1246.3615 | 1247.203 | 1229.9681 | 1315.173 | 1338.1905 | 1271.3897 | 1269.8069 | 1291.5599 | 1338.0711 | 1211.1471 | 1253.8022 | 1245.487 | 1363.625 | 1393.1251 | 1285.1067 | 1277.9474 | 1314.0001 | 1299.0943 | 1175.7973 | 1202.6694 | 1162.6298 | 1273.1897 | 596.3254 | 466.9056 | 458.9508 | 475.3762 | 514.1005
SA | S6 | Leigh Creek | Wind | 0 | 0.00015595 | 0.00014762 | 0.00015657 | 0.00015151 | 0.00022905 | 0.00022417 | 0.00027392 | 0.00025698 | 0.00063428 | 0.0010788 | 0.0016616 | 0.002173 | 0.0023867 | 855.6096 | 842.0052 | 820.3832 | 767.4057 | 781.8778 | 745.7833 | 700.3345 | 748.6411 | 718.8494 | 4538.1783 | 5836.5569 | 5617.784 | 5326.8117
SA | S7 | Roxby Downs | Wind | 0 | 0 | 0 | 0 | 0 | 0 | 0 | 0 | 0 | 0 | 0 | 0 | 0 | 0 | 0 | 0 | 0 | 0 | 0 | 0 | 0 | 0 | 0 | 0 | 0 | 0 | 0
SA | S8 | Eastern Eyre Peninsula | Wind | 299.4478 | 293.4835 | 291.8421 | 336.926 | 337.1611 | 356.2212 | 355.5999 | 180.2113 | 176.399 | 147.2351 | 148.1859 | 151.4684 | 619.8802 | 1027.1744 | 945.004 | 965.2881 | 939.8662 | 971.7095 | 895.0587 | 906.2571 | 814.5001 | 1604.5996 | 1656.9705 | 1461.9647 | 1492.3255 | 1421.7258 | 1787.5894
SA | S9 | Western Eyre Peninsula | Wind | 0 | 0.00016083 | 0.00014718 | 0.00016295 | 0.00016694 | 0.0001949 | 0.00019205 | 0.00025126 | 0.00026994 | 0.00050324 | 0.0015872 | 0.0016253 | 0.009429 | 0.012904 | 0.01252 | 0.012385 | 226.0623 | 1221.2952 | 1109.7758 | 1160.2228 | 1040.2836 | 1165.0548 | 1194.4719 | 1087.8419 | 1072.3509 | 1028.5838 | 1097.401
TAS | T1 | North East Tasmania | Wind | 500.6329 | 500.6936 | 566.5629 | 535.7381 | 551.0152 | 519.6347 | 470.9053 | 495.2502 | 555.7614 | 503.8204 | 917.2188 | 1000.1541 | 959.2157 | 1012.1377 | 939.242 | 886.1196 | 880.1287 | 944.672 | 904.309 | 916.3933 | 973.3133 | 913.7937 | 982.7812 | 924.5547 | 863.7898 | 855.0949 | 919.9906
TAS | T2 | North West Tasmania | Wind | 877.0863 | 838.2504 | 891.1325 | 950.5283 | 957.5935 | 835.3336 | 808.7641 | 765.6482 | 1550.3318 | 2075.9752 | 2217.3873 | 2925.443 | 6132.4737 | 6302.0592 | 6150.1121 | 5957.6083 | 5796.6712 | 6352.455 | 6158.7394 | 5908.0051 | 5930.0096 | 6076.5157 | 6167.6386 | 6075.8378 | 7251.1473 | 7093.6493 | 7722.5664
TAS | T3 | Central Highlands | Wind | 491.2282 | 1661.9033 | 2393.2916 | 3021.5254 | 3555.322 | 3590.9989 | 4668.7484 | 5081.9638 | 5516.5697 | 5213.5113 | 5057.5209 | 5338.1577 | 5431.4693 | 6309.4343 | 6779.1012 | 6617.3763 | 6543.5986 | 7039.3669 | 7382.5694 | 7031.7277 | 7719.324 | 7775.7412 | 9430.1135 | 9487.031 | 9267.8662 | 9237.654 | 9887.604
Region | REZ | REZ Name | Technology | 2023-24 | 2024-25 | 2025-26 | 2026-27 | 2027-28 | 2028-29 | 2029-30 | 2030-31 | 2031-32 | 2032-33 | 2033-34 | 2034-35 | 2035-36 | 2036-37 | 2037-38 | 2038-39 | 2039-40 | 2040-41 | 2041-42 | 2042-43 | 2043-44 | 2044-45 | 2045-46 | 2046-47 | 2047-48 | 2048-49 | 2049-50
NSW | O1 | Hunter Coast | Offshore Wind | 0 | 0 | 0 | 3.017e-05 | 3.1752e-05 | 4.4384e-05 | 3.8189e-05 | 4.3695e-05 | 4.0041e-05 | 4.2033e-05 | 7.3777e-05 | 7.4038e-05 | 7.7182e-05 | 7.5051e-05 | 7.9064e-05 | 6.5226e-05 | 9.0657e-05 | 0.00010039 | 0.00012766 | 0.00017409 | 0.00017384 | 0.00018511 | 0.00018158 | 0.00025491 | 0.0002183 | 0.00025346 | 0.00023751
NSW | O2 | Illawarra Coast | Offshore Wind | 0 | 0 | 0 | 3.0366e-05 | 3.3982e-05 | 3.9118e-05 | 3.8916e-05 | 4.4868e-05 | 4.2469e-05 | 4.338e-05 | 7.5588e-05 | 7.1777e-05 | 7.4762e-05 | 7.039e-05 | 7.4009e-05 | 6.4929e-05 | 9.4464e-05 | 0.00012234 | 0.00013139 | 0.00018223 | 0.00017029 | 0.00017311 | 0.00016523 | 0.00025478 | 0.00023011 | 0.00029298 | 0.00031257
VIC | O3 | Gippsland Coast | Offshore Wind | 0 | 0 | 0 | 2.0293e-05 | 2.2198e-05 | 2.6048e-05 | 2.83e-05 | 2.9433e-05 | 3.6264e-05 | 3.987e-05 | 5.3073e-05 | 5.9326e-05 | 6.8386e-05 | 6.9062e-05 | 7.8079e-05 | 8.0502e-05 | 9.5605e-05 | 0.00016426 | 0.00014723 | 0.00019974 | 0.00020018 | 0.00019178 | 0.00022677 | 0.00029868 | 0.0015902 | 0.004924 | 3966.122
TAS | O4 | North West Tasmania Coast | Offshore Wind | 0 | 0 | 0 | 2.8112e-05 | 3.4651e-05 | 3.6783e-05 | 3.8229e-05 | 3.9988e-05 | 4.8753e-05 | 4.9328e-05 | 5.5423e-05 | 5.8312e-05 | 6.0849e-05 | 6.3238e-05 | 6.4748e-05 | 7.0425e-05 | 8.1827e-05 | 0.0001004 | 0.00010276 | 0.00011888 | 0.00012042 | 0.00012548 | 0.00013227 | 0.00013945 | 0.00016884 | 0.00016111 | 0.00014389
VIC | O5 | Portland Coast | Offshore Wind | 0 | 0 | 0 | 2.0152e-05 | 2.3264e-05 | 2.4518e-05 | 2.879e-05 | 3.0107e-05 | 3.5999e-05 | 3.8293e-05 | 5.1407e-05 | 5.4976e-05 | 5.9031e-05 | 6.2082e-05 | 5.8813e-05 | 7.3671e-05 | 9.1538e-05 | 0.00011847 | 0.0001066 | 0.00012029 | 0.00013968 | 0.00013284 | 0.00022426 | 0.00022284 | 0.0027242 | 0.0031763 | 0.0034255
SA | O6 | South East SA Coast | Offshore Wind | 0 | 0 | 0 | 2.0664e-05 | 2.3787e-05 | 2.4772e-05 | 2.9146e-05 | 3.013e-05 | 3.7557e-05 | 4.056e-05 | 5.2315e-05 | 5.3877e-05 | 5.8887e-05 | 5.9418e-05 | 5.7969e-05 | 6.8499e-05 | 8.5421e-05 | 0.00011144 | 0.00010264 | 0.00011032 | 0.00010861 | 0.000108 | 0.00012193 | 0.00012384 | 0.00014433 | 0.0001451 | 0.00017601

## BaseCase_REZ Capacity
Capacity by REZ (MW) - BaseCase, Progressive Change Scenario
Capacity calculated on 1 July. In early study years some wind and solar projects enter later in the financial year and are therefore reflected in the following financial year's capacity.
Note: the REZ capacity includes capacity from the existing, committed and anticipated renewables mapped to the relevant REZs
Explicitly modelled generation
Region | REZ | REZ Name | Technology | 2023-24 | 2024-25 | 2025-26 | 2026-27 | 2027-28 | 2028-29 | 2029-30 | 2030-31 | 2031-32 | 2032-33 | 2033-34 | 2034-35 | 2035-36 | 2036-37 | 2037-38 | 2038-39 | 2039-40 | 2040-41 | 2041-42 | 2042-43 | 2043-44 | 2044-45 | 2045-46 | 2046-47 | 2047-48 | 2048-49 | 2049-50
QLD | Q1 | Far North QLD | Solar | 0 | 0 | 0 | 0 | 0 | 0 | 0 | 0 | 0 | 0 | 0 | 0 | 0 | 0 | 0 | 0 | 0 | 0 | 0 | 0 | 0 | 0 | 0 | 0.00011027 | 0.00011047 | 0.00011473 | 0.00011509
QLD | Q2 | North Qld Clean Energy Hub | Solar | 83 | 83 | 83 | 83 | 83 | 83 | 83 | 83 | 83 | 83 | 83 | 83 | 83 | 83 | 33 | 33 | 33 | 33 | 33 | 33 | 33 | 33 | 33 | 18.0001 | 18.0001 | 0.00012626 | 0.00012688
QLD | Q3 | Northern Qld | Solar | 513.997 | 513.997 | 513.997 | 513.997 | 513.997 | 513.997 | 513.9971 | 513.9971 | 513.9971 | 513.9971 | 513.9971 | 513.9971 | 513.9972 | 513.9972 | 533.1761 | 533.1761 | 533.1761 | 533.1761 | 533.1761 | 390.1765 | 262.1765 | 262.1765 | 262.1765 | 1255.5455 | 1145.1455 | 1145.1455 | 1012.5485
QLD | Q4 | Isaac | Solar | 684.9 | 684.9 | 684.9 | 684.9 | 684.9 | 684.9 | 684.9001 | 684.9001 | 684.9001 | 684.9001 | 684.9001 | 684.9001 | 684.9002 | 684.9002 | 684.9007 | 684.9007 | 684.9007 | 684.9007 | 684.9009 | 684.9031 | 684.9031 | 642.4031 | 642.4031 | 717.5404 | 717.5404 | 1538.6544 | 1915.0908
QLD | Q5 | Barcaldine | Solar | 14 | 14 | 14 | 14 | 14 | 14.0001 | 14.0002 | 14.0002 | 14.0002 | 14.0002 | 14.0002 | 14.0002 | 14.0003 | 14.0003 | 50.5469 | 50.5469 | 50.5469 | 50.5469 | 50.5469 | 50.5469 | 43.4404 | 43.4404 | 55.6429 | 68.1989 | 68.1989 | 77.0105 | 77.0105
QLD | Q6 | Fitzroy | Solar | 401.5 | 401.5 | 401.5 | 401.5 | 401.5 | 401.5 | 401.5001 | 401.5001 | 401.5001 | 401.5001 | 401.5001 | 401.5001 | 401.5003 | 401.5003 | 909.8621 | 909.8621 | 909.8621 | 1940.0677 | 1940.0677 | 3674.5994 | 3674.5994 | 3674.5994 | 3690.4197 | 7069.6987 | 7934.5 | 7934.5 | 7934.5
QLD | Q7 | Wide Bay | Solar | 619.03 | 619.03 | 619.03 | 619.03 | 619.03 | 619.03 | 619.0301 | 619.0301 | 619.0301 | 619.0301 | 619.0301 | 619.0301 | 619.0302 | 619.0302 | 619.0303 | 619.0303 | 619.0303 | 619.0305 | 619.0311 | 619.0311 | 619.0311 | 619.0311 | 619.0323 | 1026.7648 | 892.1779 | 916.8784 | 2455.4
QLD | Q8 | Darling Downs | Solar | 1330.558 | 1476.558 | 1476.558 | 1476.558 | 1476.558 | 1476.558 | 1476.5581 | 1476.5581 | 1476.5581 | 1476.5581 | 1476.5581 | 1476.5581 | 1622.1888 | 1837.3927 | 3029.2407 | 3029.2407 | 3029.2407 | 3427.6696 | 3608.6608 | 4951.915 | 6333.183 | 6174.583 | 6506.356 | 7303.202 | 7482.5 | 7448 | 7448
QLD | Q9 | Banana | Solar | 0 | 0 | 0 | 0 | 0 | 0 | 0.00012266 | 0.00012279 | 0.00012308 | 0.0001233 | 0.00012355 | 0.00012368 | 138.1246 | 138.1246 | 426.7059 | 426.7059 | 426.7059 | 772.2351 | 772.2351 | 887.7184 | 1024.13 | 1024.13 | 1151.1868 | 1420.2411 | 1885.5114 | 4230.9614 | 6100
NSW | N1 | North West NSW | Solar | 166 | 166 | 166 | 166.0002 | 171.4382 | 193.1303 | 193.1303 | 193.1303 | 193.1303 | 193.1303 | 193.1303 | 193.1303 | 193.1303 | 193.1303 | 193.1303 | 193.1303 | 193.1303 | 198.9126 | 212.0888 | 212.0888 | 218.748 | 218.748 | 218.748 | 253.9317 | 253.9317 | 253.9317 | 255.9401
NSW | N2 | New England | Solar | 555 | 555 | 555 | 555.0001 | 555.0017 | 815.0743 | 815.0743 | 815.0743 | 815.0743 | 815.0743 | 815.0743 | 815.0743 | 815.0743 | 815.0743 | 815.0744 | 815.0744 | 815.0744 | 2995.914 | 2995.914 | 3540 | 3520 | 3520 | 3520 | 3520 | 3520 | 3520 | 4695.3447
NSW | N3 | Central-West Orana | Solar | 826.979 | 906.979 | 906.9791 | 906.9792 | 943.0774 | 943.0774 | 1545.0614 | 1545.0614 | 1545.0614 | 1545.0614 | 3940.2122 | 4379.8684 | 4789.3906 | 4789.3906 | 5175.025 | 5175.025 | 5175.025 | 5175.025 | 5175.025 | 5774.8187 | 6426.5307 | 6426.5307 | 7103.7953 | 7859.8534 | 7873.0507 | 9192.392 | 11169.3935
NSW | N4 | Broken Hill | Solar | 53 | 53 | 53 | 53 | 53 | 53 | 53.0001 | 53.0001 | 53.0001 | 53.0001 | 53.0001 | 53.0001 | 53.0002 | 53.0003 | 53.0008 | 53.0008 | 53.0008 | 53.0008 | 53.0008 | 53.0009 | 194.3768 | 194.3768 | 194.3768 | 217.5602 | 248.3354 | 274.8374 | 274.8374
NSW | N5 | South West NSW | Solar | 1246.4 | 1500.5 | 1500.5 | 1500.5 | 1500.5 | 1500.5 | 1500.5001 | 1500.5001 | 1500.5001 | 1500.5001 | 1500.5001 | 1500.5001 | 1500.5006 | 1500.501 | 1701.9292 | 1551.6292 | 1551.6292 | 1551.6292 | 1972.6631 | 1972.6631 | 1972.6631 | 1972.6631 | 1972.6631 | 1972.6631 | 1972.6631 | 1972.6631 | 1646.257
NSW | N6 | Wagga Wagga | Solar | 302.672 | 682.672 | 682.672 | 682.672 | 682.672 | 682.672 | 682.6722 | 682.6722 | 682.6722 | 682.6722 | 682.6722 | 682.6722 | 1585.4362 | 1710.672 | 1710.672 | 1710.672 | 1710.672 | 1710.672 | 1710.672 | 1710.672 | 1710.672 | 1710.672 | 1710.672 | 3435.784 | 3435.784 | 3435.784 | 3473.947
NSW | N7 | Tumut | Solar | 0 | 0 | 0 | 0 | 0 | 0 | 0 | 0 | 0 | 0 | 0 | 0 | 0 | 0 | 0 | 0 | 0 | 0 | 0 | 0 | 0 | 0 | 0 | 0 | 0 | 0 | 0
NSW | N8 | Cooma-Monaro | Solar | 0 | 0 | 0 | 0 | 0 | 0 | 0 | 0 | 0 | 0 | 0 | 0 | 0 | 0 | 0 | 0 | 0 | 0 | 0 | 0 | 0 | 0 | 0 | 0 | 0 | 0 | 0
VIC | V1 | Ovens Murray | Solar | 0 | 0 | 0 | 0 | 0 | 0 | 0 | 0 | 0 | 0 | 0 | 0 | 147.5315 | 147.5315 | 495.0693 | 495.0693 | 855.6085 | 855.6085 | 1125.5809 | 1125.5809 | 1125.5809 | 1125.5809 | 1125.5809 | 1328.4955 | 2243.2412 | 2578.0566 | 2578.0566
VIC | V2 | Murray River | Solar | 679.093 | 679.093 | 679.093 | 679.093 | 679.093 | 679.093 | 679.093 | 679.093 | 679.093 | 679.093 | 679.093 | 679.093 | 679.0931 | 679.0931 | 679.0931 | 679.0931 | 679.0932 | 679.0932 | 679.0932 | 679.0933 | 680.348 | 680.348 | 649.245 | 656.674 | 732.8008 | 745.0777 | 692.9203
VIC | V3 | Western Victoria | Solar | 0 | 0 | 0 | 0 | 0 | 0 | 0 | 0 | 0 | 0 | 0 | 0.00010332 | 288.6342 | 288.6342 | 288.6342 | 288.6342 | 288.6344 | 288.6344 | 521.0568 | 521.0568 | 521.0568 | 736.6406 | 736.6406 | 736.6406 | 1268.68 | 1341.2803 | 1341.2803
VIC | V4 | South West Victoria | Solar | 0 | 0 | 0 | 0 | 0 | 0 | 0 | 0 | 0 | 0 | 0 | 0 | 0 | 0 | 0 | 0 | 0 | 0 | 0 | 0 | 0 | 0 | 0 | 0 | 0 | 0 | 0
VIC | V5 | Gippsland | Solar | 0 | 0 | 0 | 0 | 0 | 0 | 0 | 0 | 0 | 0 | 0 | 0 | 0.00053381 | 0.00053554 | 0.00053659 | 0.00053825 | 0.0010299 | 0.0020624 | 500 | 500 | 1871.8107 | 2474 | 2474 | 2474 | 2474 | 2474 | 2474
VIC | V6 | Central North VIC | Solar | 402.48 | 402.48 | 402.48 | 402.48 | 402.48 | 402.48 | 402.48 | 402.48 | 402.48 | 402.48 | 402.48 | 402.48 | 409.0784 | 409.0784 | 487.6918 | 487.6918 | 499.5214 | 499.5214 | 551.5146 | 589.9088 | 690.4011 | 717.2963 | 980.1157 | 1236.3455 | 1463.2357 | 1577.3119 | 1577.3119
SA | S1 | South East SA | Solar | 155.16 | 155.16 | 155.16 | 155.16 | 155.16 | 155.16 | 155.16 | 155.16 | 155.16 | 155.16 | 155.16 | 155.1601 | 155.1602 | 155.1602 | 155.1603 | 155.1603 | 155.1603 | 155.1603 | 108.0006 | 108.0006 | 108.0007 | 108.0007 | 108.0007 | 108.0007 | 108.0008 | 108.0008 | 0.00083206
SA | S2 | Riverland | Solar | 25.26 | 25.26 | 25.26 | 25.26 | 25.26 | 25.26 | 25.26 | 25.26 | 19.14 | 19.14 | 19.1401 | 19.1402 | 19.1423 | 19.1477 | 19.1477 | 19.1477 | 19.1477 | 350.2523 | 1249.9058 | 1249.9058 | 1912.8389 | 1983.351 | 1975.971 | 1975.971 | 1975.971 | 3224.2644 | 3531.353
SA | S3 | Mid-North SA | Solar | 0 | 0 | 0 | 0 | 0 | 0 | 0 | 0 | 0 | 0 | 0 | 0.0001304 | 0.00026456 | 0.00031672 | 0.00036664 | 0.00036679 | 0.0003726 | 0.00038208 | 0.00038291 | 0.00047917 | 0.001716 | 0.0017166 | 0.0017169 | 0.0017185 | 0.001719 | 0.0020295 | 0.002036
SA | S4 | Yorke Peninsula | Solar | 0 | 0 | 0 | 0 | 0 | 0 | 0 | 0 | 0 | 0 | 0 | 0 | 0 | 0 | 0 | 0 | 0 | 0 | 0 | 0 | 0 | 0 | 0 | 0 | 0 | 0 | 0
SA | S5 | Northern SA | Solar | 349.2 | 349.2 | 349.2 | 349.2 | 349.2 | 349.2 | 349.2 | 349.2 | 349.2 | 349.2 | 349.2 | 349.2001 | 349.2003 | 349.2003 | 349.2005 | 349.2005 | 349.2005 | 349.2005 | 349.2007 | 349.2007 | 477.0774 | 207.0774 | 207.0774 | 207.0774 | 127.8774 | 306.8484 | 306.8484
SA | S6 | Leigh Creek | Solar | 0 | 0 | 0 | 0 | 0 | 0 | 0 | 0 | 0 | 0 | 0 | 0.00016162 | 0.00038915 | 0.00046806 | 94.4028 | 94.4028 | 94.4028 | 94.4028 | 94.4028 | 94.4028 | 171.1663 | 221.0408 | 221.0408 | 1050.2683 | 1355.3772 | 1623.981 | 1775.4166
SA | S7 | Roxby Downs | Solar | 0 | 0 | 0 | 0 | 0 | 0 | 0 | 0 | 0 | 0 | 0 | 0.00017504 | 0.0045922 | 161.1746 | 525.8481 | 525.8481 | 530.1289 | 530.1289 | 530.1289 | 530.1289 | 614.938 | 621.5636 | 621.5636 | 625.5594 | 625.5594 | 671.7753 | 679.5271
SA | S8 | Eastern Eyre Peninsula | Solar | 0 | 0 | 0 | 0 | 0 | 0 | 0 | 0 | 0 | 0 | 0 | 0 | 0.0001332 | 0.0001631 | 0.0001643 | 0.00016456 | 0.00018777 | 0.00018844 | 0.00018936 | 0.000258 | 0.00044016 | 0.00044041 | 0.00044089 | 0.0004416 | 0.00044248 | 0.00055804 | 0.00055906
SA | S9 | Western Eyre Peninsula | Solar | 0 | 0 | 0 | 0 | 0 | 0 | 0 | 0 | 0 | 0 | 0 | 0.00013299 | 0.00032226 | 0.00037226 | 0.00038628 | 0.00038648 | 0.00041759 | 0.00070525 | 0.0012115 | 0.0012155 | 105.5551 | 105.5551 | 105.5551 | 105.5551 | 105.5551 | 132.262 | 132.262
TAS | T1 | North East Tasmania | Solar | 0 | 0 | 0 | 0 | 0 | 0 | 0 | 0 | 0 | 0 | 0 | 0 | 0.00021507 | 0.00021566 | 0.00023661 | 0.0002369 | 0.00025647 | 0.00025671 | 0.00036594 | 0.00067174 | 0.0051844 | 31.5386 | 31.5386 | 31.5386 | 176.2827 | 176.2827 | 176.2827
TAS | T2 | North West Tasmania | Solar | 0 | 0 | 0 | 0 | 0 | 0 | 0 | 0 | 0 | 0 | 0 | 0 | 0 | 0 | 0.00010913 | 0.00011069 | 0.00012557 | 0.00012613 | 0.00019172 | 0.00022368 | 0.00023261 | 0.00032882 | 0.00032947 | 0.00033046 | 0.00063195 | 0.00063409 | 0.00063445
TAS | T3 | Central Highlands | Solar | 0 | 0 | 0 | 0 | 0 | 0 | 0 | 0 | 0 | 0 | 0 | 0 | 0.00011108 | 0.00011785 | 0.00012736 | 0.00012765 | 0.00014414 | 0.00014491 | 0.00018409 | 0.00026758 | 0.00030268 | 0.00042283 | 0.00042351 | 0.00042687 | 0.00092219 | 0.00092376 | 0.00092397
Region | REZ | REZ Name | Technology | 2023-24 | 2024-25 | 2025-26 | 2026-27 | 2027-28 | 2028-29 | 2029-30 | 2030-31 | 2031-32 | 2032-33 | 2033-34 | 2034-35 | 2035-36 | 2036-37 | 2037-38 | 2038-39 | 2039-40 | 2040-41 | 2041-42 | 2042-43 | 2043-44 | 2044-45 | 2045-46 | 2046-47 | 2047-48 | 2048-49 | 2049-50
QLD | Q1 | Far North QLD | Wind | 337.318 | 337.318 | 337.318 | 837.3176 | 837.3176 | 837.3176 | 837.3176 | 837.3176 | 837.3176 | 837.3177 | 837.3177 | 837.3177 | 837.3177 | 837.3177 | 837.3177 | 837.3177 | 837.3177 | 866.3228 | 907.3182 | 907.3183 | 823.2613 | 823.2613 | 823.2613 | 825.9005 | 832.4325 | 834.074 | 1007.4271
QLD | Q2 | North Qld Clean Energy Hub | Wind | 43.2 | 43.2 | 43.2 | 43.2002 | 43.2002 | 43.2002 | 43.2002 | 43.2002 | 43.2002 | 43.2002 | 43.2002 | 43.2002 | 671.4819 | 671.482 | 763.201 | 763.201 | 763.201 | 763.201 | 763.201 | 763.2011 | 883.2968 | 890.7183 | 868.6797 | 1391.6851 | 1391.6851 | 1391.6852 | 1391.6852
QLD | Q3 | Northern Qld | Wind | 0 | 0 | 0 | 0 | 0 | 0 | 0 | 0 | 0 | 0 | 0 | 0 | 0 | 0 | 0 | 0 | 0 | 0 | 0 | 0 | 0 | 0 | 0 | 0 | 0 | 0 | 0
QLD | Q4 | Isaac | Wind | 0 | 0 | 0 | 0.00015231 | 0.00032326 | 0.00049986 | 92.4581 | 92.4581 | 92.4581 | 92.4581 | 92.4581 | 469.2999 | 812.0685 | 812.0685 | 1000.0015 | 1000.0015 | 1000.0015 | 1000.0015 | 1000.0015 | 1000.0015 | 1000.0015 | 1000.0015 | 1000.0015 | 1000.0015 | 1000.0015 | 3049.921 | 3362.0784
QLD | Q5 | Barcaldine | Wind | 0 | 0 | 0 | 0.00012799 | 0.00023263 | 0.0002377 | 0.00032525 | 0.00032549 | 0.00032576 | 0.00032641 | 0.00055746 | 0.00096962 | 104.1979 | 104.1979 | 104.198 | 104.198 | 104.198 | 104.198 | 104.198 | 113.0539 | 118.8986 | 118.8986 | 118.8986 | 118.8989 | 118.8989 | 118.8989 | 118.8989
QLD | Q6 | Fitzroy | Wind | 0 | 0 | 0 | 0.00089645 | 0.0027828 | 784.4111 | 900.0003 | 900.0003 | 900.0003 | 900.0003 | 900.0004 | 900.0004 | 900.0006 | 900.0006 | 1766.1062 | 1766.1062 | 1766.1062 | 1769.3087 | 1769.3087 | 2497.4219 | 2497.4219 | 2497.4219 | 2497.4219 | 3500 | 3596.3403 | 3596.3403 | 3596.3403
QLD | Q7 | Wide Bay | Wind | 0 | 0 | 0 | 0.00021173 | 0.0002222 | 0.00034895 | 0.00062719 | 0.0006273 | 0.00062738 | 0.00062777 | 0.0014747 | 80.8412 | 80.8413 | 80.8413 | 187.2195 | 187.2195 | 187.2195 | 187.2195 | 187.2195 | 187.2195 | 187.2195 | 187.2195 | 187.2195 | 1100 | 1100 | 1100 | 1100
QLD | Q8 | Darling Downs | Wind | 753 | 925.9976 | 925.9976 | 993.4432 | 1759.7946 | 1759.7947 | 2325.9979 | 2325.9979 | 2325.9979 | 2325.9979 | 2325.9983 | 2325.9983 | 2948.9422 | 3798.1672 | 3798.1672 | 3798.1672 | 3798.1672 | 4482.0372 | 6000.6844 | 6525.9976 | 6525.9976 | 6072.9976 | 7136.628 | 8391.4473 | 8391.4473 | 10091.9976 | 10091.9976
QLD | Q9 | Banana | Wind | 0 | 0 | 0 | 0 | 0.00010465 | 0.00013698 | 0.00033081 | 0.00033104 | 0.00033128 | 0.00033214 | 0.00034055 | 0.00050546 | 296.3725 | 296.3725 | 900.0004 | 900.0004 | 900.0004 | 900.0004 | 900.0007 | 900.0008 | 900.0008 | 900.0008 | 900.0028 | 1158.1138 | 1158.1138 | 1158.1138 | 1158.1138
NSW | N1 | North West NSW | Wind | 0 | 0 | 0 | 0 | 0 | 0 | 0 | 0 | 0 | 0 | 0 | 0 | 0 | 0 | 0 | 0 | 0 | 0 | 0 | 0 | 0 | 0 | 0 | 0 | 0 | 0 | 0
NSW | N2 | New England | Wind | 442.48 | 615.9729 | 767.6095 | 1114.63 | 2396.6274 | 3796.182 | 4088.0927 | 4088.0927 | 4088.0927 | 4088.0927 | 4088.0927 | 4173.3505 | 4173.3505 | 4173.3505 | 4628.102 | 6561.403 | 6561.4033 | 6561.4033 | 7066.0176 | 7066.0176 | 7129.043 | 7129.043 | 7129.043 | 7400 | 7400 | 7400 | 7400
NSW | N3 | Central-West Orana | Wind | 113.19 | 411.771 | 1229.3225 | 2198.6995 | 2198.6995 | 2198.6995 | 3067.6387 | 3067.6387 | 3067.6387 | 3067.6387 | 3751.8963 | 4046.8792 | 4462.3248 | 4734.4085 | 4734.4085 | 4734.4085 | 4734.4085 | 5636.5054 | 6368.796 | 6421.0875 | 6886.454 | 7061.194 | 7803.643 | 8477.019 | 9448.142 | 10590.647 | 10656
NSW | N4 | Broken Hill | Wind | 198.94 | 198.94 | 198.94 | 198.9401 | 198.9401 | 198.9401 | 198.9403 | 198.9403 | 198.9403 | 198.9403 | 198.9404 | 198.9404 | 254.2884 | 254.2884 | 254.2884 | 254.2884 | 254.2884 | 272.7087 | 279.97 | 284.0089 | 278.4585 | 281.5475 | 281.5475 | 306.6883 | 306.6883 | 306.6883 | 308.6464
NSW | N5 | South West NSW | Wind | 0 | 0 | 0 | 0 | 0 | 0 | 0.00022777 | 0.00022809 | 0.0002283 | 0.00022891 | 0.00027306 | 0.00027431 | 0.00055171 | 0.00059647 | 0.00059858 | 0.00059917 | 0.00059986 | 0.0017996 | 0.0028755 | 247.2302 | 247.2302 | 247.2302 | 424.5822 | 424.5822 | 634.2339 | 634.2339 | 1347.2197
NSW | N6 | Wagga Wagga | Wind | 0 | 0 | 0 | 0 | 0 | 0 | 0.0001097 | 0.00010976 | 0.00010981 | 0.00011001 | 0.00022248 | 0.00022339 | 0.00032874 | 0.00042618 | 0.00044026 | 0.0004408 | 0.00044177 | 0.00084968 | 0.00085265 | 0.0018278 | 0.001828 | 0.0018302 | 0.0029751 | 0.0029774 | 300.0008 | 300.0008 | 1000
NSW | N7 | Tumut | Wind | 0 | 0 | 0 | 0 | 0 | 0 | 0 | 0 | 0 | 0 | 0 | 0 | 0 | 0 | 0 | 0 | 0 | 0 | 0 | 0 | 0 | 0 | 0 | 0 | 0 | 0 | 0
NSW | N8 | Cooma-Monaro | Wind | 113 | 373.7783 | 413 | 413 | 413 | 416.0083 | 416.0083 | 416.0083 | 416.0083 | 416.0083 | 869.91 | 869.91 | 869.91 | 869.91 | 869.91 | 869.91 | 869.91 | 828 | 828 | 828 | 828 | 828 | 828 | 828 | 828 | 828 | 828
VIC | V1 | Ovens Murray | Wind | 0 | 0 | 0 | 0 | 0 | 0 | 0 | 0 | 0 | 0 | 0 | 0 | 0 | 0 | 0 | 0 | 0 | 0 | 0 | 0 | 0 | 0 | 0 | 0 | 0 | 0 | 0
VIC | V2 | Murray River | Wind | 0 | 0 | 0 | 0 | 0 | 0 | 0 | 0 | 0 | 0 | 0 | 0 | 0 | 0 | 0 | 0 | 0 | 0 | 0 | 0 | 0 | 0 | 0 | 0 | 0 | 0 | 0
VIC | V3 | Western Victoria | Wind | 1934.5 | 1934.5 | 1934.5008 | 1934.5008 | 1934.5008 | 1934.5008 | 1934.5008 | 1934.5008 | 1934.5008 | 1934.5008 | 1882.0008 | 1690.0008 | 1705.5695 | 1794.0301 | 2132.3933 | 2132.3933 | 2132.3933 | 2132.3933 | 2132.3933 | 2248.3846 | 2222.4182 | 1915.7505 | 1915.7506 | 2213.0963 | 2191.6699 | 2215.6687 | 2145.587
VIC | V4 | South West Victoria | Wind | 2023.21 | 2023.21 | 2045.3517 | 2045.3517 | 2045.3517 | 2045.3517 | 2045.3517 | 2045.3517 | 2045.3517 | 2045.3517 | 2045.3518 | 2575.1933 | 3007.7411 | 3508.4454 | 3677.7818 | 3714.2678 | 3714.2678 | 4344.7034 | 4344.7034 | 4836.76 | 4644.16 | 4644.16 | 3780.6 | 3780.6 | 3780.6 | 3780.6 | 3780.6
VIC | V5 | Gippsland | Wind | 0 | 0 | 500.0001 | 500.0001 | 500.0001 | 500.0001 | 500.0001 | 500.0001 | 500.0001 | 500.0001 | 500.0002 | 500.0002 | 1739.7041 | 2000 | 2000 | 2000 | 2000 | 2000 | 2000 | 2000 | 2000 | 2000 | 2000 | 2000 | 2000 | 2000 | 2000
VIC | V6 | Central North VIC | Wind | 0 | 0 | 0.0002349 | 0.00023509 | 0.00023545 | 0.00023684 | 0.00023698 | 0.00023723 | 0.00023749 | 0.00024039 | 0.00030553 | 0.00030936 | 400.0003 | 400.0014 | 400.0014 | 400.0014 | 475.4171 | 652.1019 | 695.6276 | 695.6276 | 695.6276 | 898.5371 | 1211.3909 | 1600 | 1600 | 1600 | 1600
SA | S1 | South East SA | Wind | 324.5 | 324.5 | 324.5 | 324.5 | 324.5 | 324.5 | 324.5 | 278.5 | 278.5 | 278.5003 | 1078.5005 | 1094.7712 | 1054.5346 | 1090.4192 | 1090.4192 | 1077.6396 | 1077.6396 | 1068.8234 | 1068.8234 | 1196.4081 | 1208.2998 | 1208.2998 | 1208.2998 | 1208.2998 | 1365.6922 | 1365.6922 | 1365.6922
SA | S2 | Riverland | Wind | 0 | 0 | 0 | 0 | 0 | 0 | 0 | 0 | 0 | 0 | 0.00030636 | 0.00030993 | 0.0005155 | 0.00051747 | 0.00052443 | 0.0005299 | 0.00053938 | 0.00059511 | 0.00066586 | 0.00093434 | 0.00093567 | 0.001243 | 0.0012484 | 0.0012567 | 0.0014029 | 0.0014235 | 0.0014266
SA | S3 | Mid-North SA | Wind | 1343.1 | 1343.1 | 1343.1 | 1343.1 | 1343.1 | 1343.1 | 1343.1 | 1343.1 | 1343.1 | 1343.1003 | 1258.5397 | 1258.5397 | 2016.6734 | 1831.8734 | 2291.8831 | 2291.8831 | 2151.2861 | 2151.2861 | 2151.2861 | 2276.2695 | 2062.3695 | 2062.3695 | 2173.0682 | 2173.0682 | 2538.6822 | 3312.7778 | 3350.3221
SA | S4 | Yorke Peninsula | Wind | 90.75 | 90.75 | 90.75 | 90.75 | 90.75 | 90.75 | 0 | 0 | 0 | 0.00027813 | 105.3176 | 105.3177 | 106.5598 | 108.7571 | 110.2258 | 110.2258 | 111.4368 | 113.657 | 116.0132 | 116.0132 | 116.0133 | 116.0147 | 116.0148 | 116.0148 | 116.5722 | 116.5723 | 124.4703
SA | S5 | Northern SA | Wind | 422.4 | 422.4 | 422.4 | 422.4 | 422.4 | 422.4 | 422.4 | 422.4 | 422.4 | 422.4 | 422.4 | 422.4 | 422.4 | 422.4 | 422.4 | 422.4 | 422.4 | 422.4 | 422.4 | 422.4 | 422.4 | 422.4 | 210 | 210 | 210 | 210 | 210
SA | S6 | Leigh Creek | Wind | 0 | 0 | 0 | 0 | 0 | 0 | 0 | 0 | 0 | 0.00023352 | 0.00038769 | 0.00061656 | 0.00077634 | 0.00089143 | 259.7381 | 259.7381 | 259.7381 | 259.7381 | 259.7381 | 259.7381 | 259.7381 | 259.7381 | 259.7381 | 1537.1698 | 1979.1819 | 1979.1819 | 1979.1819
SA | S7 | Roxby Downs | Wind | 0 | 0 | 0 | 0 | 0 | 0 | 0 | 0 | 0 | 0 | 0 | 0 | 0 | 0 | 0 | 0 | 0 | 0 | 0 | 0 | 0 | 0 | 0 | 0 | 0 | 0 | 0
SA | S8 | Eastern Eyre Peninsula | Wind | 136 | 136 | 136 | 136 | 136 | 136 | 136 | 70 | 70 | 70.0002 | 70.001 | 70.0011 | 193.6785 | 316.6201 | 316.6201 | 316.6201 | 317.582 | 317.5821 | 318.1578 | 318.1578 | 318.1578 | 555.2245 | 555.2245 | 555.2245 | 555.2245 | 555.2245 | 654.1977
SA | S9 | Western Eyre Peninsula | Wind | 0 | 0 | 0 | 0 | 0 | 0 | 0 | 0 | 0 | 0.00011411 | 0.00055595 | 0.00062615 | 0.003234 | 0.0043888 | 0.0045864 | 0.0045869 | 78.9477 | 400.0009 | 400.0009 | 400.0009 | 400.0009 | 400.0017 | 400.0017 | 400.0017 | 400.0017 | 400.0017 | 400.0017
TAS | T1 | North East Tasmania | Wind | 168 | 168.0003 | 168.0003 | 168.0003 | 168.0007 | 168.0007 | 168.0007 | 177.2757 | 177.2759 | 177.2759 | 282.2434 | 282.2434 | 282.2434 | 282.2434 | 282.2434 | 282.2434 | 282.2434 | 282.2434 | 282.2439 | 284.4011 | 284.4011 | 284.4011 | 284.4011 | 284.4011 | 284.4011 | 284.4011 | 284.4011
TAS | T2 | North West Tasmania | Wind | 251.6 | 251.6001 | 251.6001 | 251.6001 | 251.6004 | 251.6004 | 251.6004 | 251.6011 | 396.8604 | 542.1199 | 588.2985 | 733.558 | 1435.8965 | 1462.3157 | 1465.1104 | 1465.1104 | 1465.1104 | 1465.1104 | 1465.1106 | 1465.1106 | 1465.1106 | 1465.111 | 1465.111 | 1472.6396 | 1813.7628 | 1813.7628 | 1813.7628
TAS | T3 | Central Highlands | Wind | 144 | 397.1276 | 523.6915 | 650.2554 | 776.819 | 903.3829 | 1029.9467 | 1157.7095 | 1157.7095 | 1157.7095 | 1157.7095 | 1157.7095 | 1157.7095 | 1295.9671 | 1470.0505 | 1470.0505 | 1470.0505 | 1470.0505 | 1605.4974 | 1605.4974 | 1707.3526 | 1669.5675 | 1948.8103 | 2022.9946 | 2022.9946 | 2022.9946 | 2022.9946
Region | REZ | REZ Name | Technology | 2023-24 | 2024-25 | 2025-26 | 2026-27 | 2027-28 | 2028-29 | 2029-30 | 2030-31 | 2031-32 | 2032-33 | 2033-34 | 2034-35 | 2035-36 | 2036-37 | 2037-38 | 2038-39 | 2039-40 | 2040-41 | 2041-42 | 2042-43 | 2043-44 | 2044-45 | 2045-46 | 2046-47 | 2047-48 | 2048-49 | 2049-50
NSW | O1 | Hunter Coast | Offshore Wind | 0 | 0 | 0 | 0 | 0 | 0 | 0 | 0 | 0 | 0 | 0 | 0 | 0 | 0 | 0 | 0 | 0 | 0 | 0 | 0 | 0 | 0 | 0 | 0 | 0 | 0 | 0
NSW | O2 | Illawarra Coast | Offshore Wind | 0 | 0 | 0 | 0 | 0 | 0 | 0 | 0 | 0 | 0 | 0 | 0 | 0 | 0 | 0 | 0 | 0 | 0 | 0 | 0 | 0 | 0 | 0 | 0 | 0 | 0.00010657 | 0.00011647
VIC | O3 | Gippsland Coast | Offshore Wind | 0 | 0 | 0 | 0 | 0 | 0 | 0 | 0 | 0 | 0 | 0 | 0 | 0 | 0 | 0 | 0 | 0 | 0 | 0 | 0 | 0 | 0 | 0 | 0.00010217 | 0.00047449 | 0.0014698 | 910.1513
TAS | O4 | North West Tasmania Coast | Offshore Wind | 0 | 0 | 0 | 0 | 0 | 0 | 0 | 0 | 0 | 0 | 0 | 0 | 0 | 0 | 0 | 0 | 0 | 0 | 0 | 0 | 0 | 0 | 0 | 0 | 0 | 0 | 0
VIC | O5 | Portland Coast | Offshore Wind | 0 | 0 | 0 | 0 | 0 | 0 | 0 | 0 | 0 | 0 | 0 | 0 | 0 | 0 | 0 | 0 | 0 | 0 | 0 | 0 | 0 | 0 | 0 | 0 | 0.00079329 | 0.0009619 | 0.00096332
SA | O6 | South East SA Coast | Offshore Wind | 0 | 0 | 0 | 0 | 0 | 0 | 0 | 0 | 0 | 0 | 0 | 0 | 0 | 0 | 0 | 0 | 0 | 0 | 0 | 0 | 0 | 0 | 0 | 0 | 0 | 0 | 0

## BaseCase_VOM Cost
VOM cost by technology ($000s) - BaseCase, Progressive Change Scenario
VOM | Real June 2021 dollars discounted to 1 July 2021
Explicitly modelled generation
Region | Technology | 2023-24 | 2024-25 | 2025-26 | 2026-27 | 2027-28 | 2028-29 | 2029-30 | 2030-31 | 2031-32 | 2032-33 | 2033-34 | 2034-35 | 2035-36 | 2036-37 | 2037-38 | 2038-39 | 2039-40 | 2040-41 | 2041-42 | 2042-43 | 2043-44 | 2044-45 | 2045-46 | 2046-47 | 2047-48 | 2048-49 | 2049-50
NEM | Black Coal | 287189.1985 | 262945.2238 | 231611.8722 | 197273.971 | 164407.6064 | 167130.9102 | 141306.8446 | 129757.545 | 120841.5683 | 131731.9269 | 102837.6183 | 98349.2339 | 73508.6935 | 70080.491 | 62014.4328 | 57736.0248 | 52861.3018 | 32566.0562 | 31484.8079 | 19001.8652 | 18181.0457 | 15742.2055 | 12385.4522 | 10060.0197 | 9259.6127 | 9057.3628 | 8674.0989
NEM | Brown Coal | 108064.513 | 98965.191 | 96121.1565 | 89451.0215 | 86332.1475 | 58599.305 | 57276.285 | 52387.5015 | 48256.521 | 47706.0655 | 46616.4695 | 44643.8955 | 13590.944 | 13112.4685 | 13683.6645 | 12593.635 | 12054.9445 | 9605.297 | 9418.3745 | 9208.576 | 8653.5445 | 4927.4003 | 5280.827 | 7417.8696 | 0 | 0 | 0
NEM | CCGT | 9875.2596 | 9181.6768 | 9565.1377 | 5975.9796 | 5358.108 | 5962.0119 | 4629.5519 | 7624.6844 | 5692.761 | 11534.7956 | 27080.9043 | 30087.7901 | 31213.4108 | 26599.4115 | 23339.9268 | 19129.5462 | 15304.8687 | 13506.0542 | 11217.4711 | 13365.1691 | 9041.8638 | 7696.2039 | 3510.506 | 2053.41 | 1966.0335 | 1855.0774 | 1784.5195
NEM | Gas - Steam | 107.8768 | 126.4561 | 153.1113 | 40.3893 | 22.7177 | 162.7637 | 24.6492 | 70.5098 | 33.1771 | 87.1657 | 95.0091 | 223.2974 | 979.8424 | 1006.9392 | 1200.6386 | 969.2656 | 0 | 0 | 0 | 0 | 0 | 0 | 0 | 0 | 0 | 0 | 0
NEM | OCGT / Diesel | 795.3165 | 1011.8793 | 1063.4942 | 461.2498 | 441.6597 | 1184.3277 | 172.0547 | 958.306 | 457.5188 | 1814.8963 | 5372.3022 | 9750.7709 | 11248.5021 | 14328.6805 | 20133.2658 | 14112.6497 | 23117.9042 | 18889.1219 | 13857.5721 | 16267.601 | 21660.7946 | 15187.81 | 17120.8846 | 17104.7155 | 18013.5951 | 20895.1959 | 21242.3238
NEM | Hydro | 102948.6999 | 96659.3413 | 85114.4475 | 77061.0617 | 63252.0432 | 82202.5508 | 76521.4983 | 70220.6779 | 66042.7 | 62299.7949 | 71542.0853 | 68879.3183 | 62629.3648 | 52282.6303 | 57929.9527 | 49270.6438 | 44063.1126 | 40574.1668 | 36682.2779 | 38055.7936 | 35793.5351 | 32113.2388 | 26561.7364 | 32196.6696 | 31232.8565 | 31001.772 | 29028.2133
NEM | Hydrogen Turbine | 0 | 0 | 0 | 0 | 0 | 0 | 0 | 0 | 0 | 0 | 0 | 0 | 0 | 0 | 0 | 0 | 0 | 0 | 0 | 0 | 0 | 0 | 0 | 0 | 0 | 0 | 0
NEM | Wind | 2451.3881 | 2625.1734 | 2966.3285 | 3382.6632 | 3929.794 | 4095.2357 | 4196.7425 | 4025.5433 | 4026.3267 | 3688.5558 | 3803.6965 | 3836.2255 | 4740.7889 | 4855.4559 | 4897.7677 | 4878.7422 | 4606.9642 | 4640.7234 | 4544.8072 | 4393.3393 | 4104.409 | 3995.7681 | 3990.7987 | 4235.6168 | 4181.0391 | 4234.875 | 4219.3301
NEM | Solar PV | 1657.8994 | 1515.6111 | 1492.96 | 1413.9429 | 1401.5863 | 1265.6686 | 1274.8908 | 1289.2102 | 1277.3872 | 1214.992 | 1450.2816 | 1405.5261 | 1645.0824 | 1606.4186 | 1583.4306 | 1590.069 | 1631.571 | 1837.1957 | 1903.3447 | 2040.4463 | 2118.6239 | 2111.884 | 2051.876 | 2095.2668 | 2269.8224 | 2561.7169 | 2735.9078
NEM | Grid Battery | 41.0066 | 39.5471 | 37.7047 | 35.9939 | 33.107 | 75.3925 | 77.6371 | 75.1767 | 69.1618 | 147.8521 | 360.3219 | 352.0439 | 767.5558 | 723.714 | 900.4507 | 849.4511 | 886.2182 | 836.489 | 1081.005 | 998.6698 | 978.3362 | 1018.3683 | 974.8646 | 949.4908 | 973.8061 | 1014.2504 | 1060.8283
NEM | Pumped Hydro | 5333.999 | 6134.2006 | 6731.748 | 9196.5219 | 10273.9597 | 10852.0396 | 8866.2313 | 13088.9778 | 10225.9409 | 12765.9329 | 11829.4921 | 11681.0972 | 18520.9176 | 16444.4857 | 14223.4106 | 14577.4455 | 13748.5944 | 14408.6883 | 13590.7547 | 12701.9203 | 11907.5318 | 12060.8643 | 11102.2241 | 10302.0863 | 8825.578 | 8375.4132 | 7635.3865
NEM | VPP | 9.8891 | 14.9353 | 20.5876 | 28.8723 | 36.9591 | 44.8949 | 55.3339 | 65.4732 | 75.0797 | 89.5883 | 100.0797 | 107.5742 | 117.893 | 128.3978 | 132.5915 | 140.9055 | 150.6842 | 149.2376 | 158.5257 | 160.2923 | 159.1811 | 165.6701 | 166.7142 | 159.132 | 160.181 | 162.4515 | 159.4042
Total excluding storage |  | 518475.0465 | 479219.2357 | 434878.5482 | 384321.6672 | 335489.6885 | 331575.1007 | 294401.7191 | 279563.6058 | 256998.1423 | 273081.5658 | 271088.2606 | 269316.773 | 218962.9954 | 201169.0929 | 200039.5324 | 175848.3785 | 168426.1639 | 137013.0301 | 123938.9408 | 116193.673 | 112598.8658 | 95019.4133 | 83145.8838 | 86574.2772 | 76882.5243 | 79158.115 | 76540.0123
Region | Technology | 2023-24 | 2024-25 | 2025-26 | 2026-27 | 2027-28 | 2028-29 | 2029-30 | 2030-31 | 2031-32 | 2032-33 | 2033-34 | 2034-35 | 2035-36 | 2036-37 | 2037-38 | 2038-39 | 2039-40 | 2040-41 | 2041-42 | 2042-43 | 2043-44 | 2044-45 | 2045-46 | 2046-47 | 2047-48 | 2048-49 | 2049-50
NSW1 | Black Coal | 129596.015 | 114190.2415 | 97774.1845 | 81964.1205 | 55103.81 | 59280.606 | 46501.522 | 45056.0705 | 42712.3345 | 48852.709 | 19596.244 | 18551.563 | 17621.499 | 15833.9975 | 15804.8645 | 14978.0265 | 13108.031 | 0 | 0 | 0 | 0 | 0 | 0 | 0 | 0 | 0 | 0
NSW1 | Brown Coal | 0 | 0 | 0 | 0 | 0 | 0 | 0 | 0 | 0 | 0 | 0 | 0 | 0 | 0 | 0 | 0 | 0 | 0 | 0 | 0 | 0 | 0 | 0 | 0 | 0 | 0 | 0
NSW1 | CCGT | 26.3585 | 26.5827 | 215.5562 | 178.4969 | 189.3681 | 143.2592 | 42.9388 | 816.2044 | 466.8166 | 1453.7394 | 6297.89 | 6319.614 | 5513.731 | 5490.8515 | 6333.138 | 5052.7615 | 4225.186 | 4116.6015 | 3330.8012 | 4124.8245 | 0 | 0 | 0 | 0 | 0 | 0 | 0
NSW1 | Gas - Steam | 0 | 0 | 0 | 0 | 0 | 0 | 0 | 0 | 0 | 0 | 0 | 0 | 0 | 0 | 0 | 0 | 0 | 0 | 0 | 0 | 0 | 0 | 0 | 0 | 0 | 0 | 0
NSW1 | OCGT / Diesel | 16.6291 | 25.6781 | 132.6072 | 37.8748 | 120.6342 | 64.2851 | 5.1518 | 157.4313 | 77.8005 | 205.2464 | 1170.9382 | 2369.0804 | 963.1097 | 1611.5143 | 2602.3359 | 1659.1589 | 3580.2891 | 5336.8012 | 3230.0912 | 3907.127 | 6550.173 | 3492.5871 | 4004.5831 | 4563.6323 | 5437.525 | 4717.6103 | 5778.5419
NSW1 | Hydro | 15561.3792 | 18018.2284 | 16977.6099 | 15760.0176 | 11976.4742 | 18253.9762 | 13558.9661 | 12927.3985 | 11350.4687 | 10963.4579 | 12049.8268 | 11924.4362 | 10855.4133 | 8607.9861 | 11560.3761 | 9357.706 | 7764.9976 | 7942.4112 | 6679.735 | 7365.9224 | 7288.9313 | 6667.5093 | 5372.0778 | 7024.0679 | 6701.0991 | 6382.5518 | 6248.8232
NSW1 | Hydrogen Turbine | 0 | 0 | 0 | 0 | 0 | 0 | 0 | 0 | 0 | 0 | 0 | 0 | 0 | 0 | 0 | 0 | 0 | 0 | 0 | 0 | 0 | 0 | 0 | 0 | 0 | 0 | 0
NSW1 | Wind | 520.1611 | 734.3401 | 944.2911 | 1196.4109 | 1509.7806 | 1727.3054 | 1751.5609 | 1685.6974 | 1607.6514 | 1530.6926 | 1586.5821 | 1548.092 | 1610.5808 | 1549.1555 | 1528.9945 | 1635.9529 | 1564.5859 | 1471.2817 | 1520.8809 | 1409.0976 | 1341.5992 | 1340.5071 | 1324.9981 | 1379.269 | 1346.2847 | 1297.703 | 1243.5606
NSW1 | Solar PV | 748.372 | 678.8498 | 646.1944 | 655.6767 | 659.2727 | 604.3613 | 660.0415 | 670.6748 | 643.6993 | 616.9565 | 845.579 | 836.031 | 994.8773 | 955.4815 | 825.5113 | 809.2119 | 837.4359 | 930.9666 | 908.8078 | 913.7843 | 872.287 | 878.4348 | 852.312 | 820.9564 | 800.5074 | 866.1395 | 931.6191
NSW1 | Grid Battery | 2.8184 | 2.5587 | 2.4276 | 2.3984 | 2.1527 | 46.2175 | 50.972 | 49.5452 | 45.9134 | 125.0287 | 299.9572 | 272.6444 | 268.2109 | 252.42 | 226.1867 | 211.0078 | 211.1206 | 188.7911 | 249.7877 | 230.3459 | 208.9837 | 232.162 | 214.7726 | 268.1003 | 256.8415 | 251.2977 | 256.833
NSW1 | Pumped Hydro | 1392.014 | 1518.7318 | 1426.4045 | 3045.6612 | 4705.4025 | 6392.9687 | 3957.1512 | 7822.8866 | 5432.7168 | 7571.5027 | 6897.1276 | 7186.6378 | 14996.0077 | 13693.8137 | 12458.3382 | 12667.574 | 11953.5152 | 12415.5706 | 11935.721 | 10677.0907 | 10105.7202 | 10138.0578 | 9383.2352 | 8942.2223 | 7299.0603 | 6857.8646 | 6214.2765
NSW1 | VPP | 2.429 | 4.2783 | 6.6944 | 9.8929 | 12.5499 | 15.2013 | 19.2988 | 23.3818 | 26.3803 | 29.9089 | 32.7007 | 35.3123 | 40.4644 | 43.7252 | 45.0634 | 47.1831 | 51.0504 | 49.7638 | 52.4255 | 52.2328 | 50.5661 | 54.2306 | 53.4385 | 51.7473 | 52.6836 | 55.0957 | 53.9196
Total excluding storage |  | 147866.1763 | 135199.4894 | 118125.9699 | 102850.5499 | 74279.4449 | 86528.1808 | 66547.6029 | 69209.2906 | 62363.7816 | 71349.2421 | 48776.8456 | 49043.411 | 52863.894 | 48038.9455 | 51384.8085 | 46418.5827 | 43296.2118 | 32452.1876 | 27908.2504 | 28680.4251 | 26418.2604 | 22803.4886 | 21205.4171 | 23049.9956 | 21894.0016 | 20428.2627 | 20727.5739
Region | Technology | 2023-24 | 2024-25 | 2025-26 | 2026-27 | 2027-28 | 2028-29 | 2029-30 | 2030-31 | 2031-32 | 2032-33 | 2033-34 | 2034-35 | 2035-36 | 2036-37 | 2037-38 | 2038-39 | 2039-40 | 2040-41 | 2041-42 | 2042-43 | 2043-44 | 2044-45 | 2045-46 | 2046-47 | 2047-48 | 2048-49 | 2049-50
QLD1 | Black Coal | 157593.1835 | 148754.9823 | 133837.6877 | 115309.8505 | 109303.7964 | 107850.3042 | 94805.3226 | 84701.4745 | 78129.2338 | 82879.2179 | 83241.3743 | 79797.6709 | 55887.1945 | 54246.4935 | 46209.5683 | 42757.9983 | 39753.2708 | 32566.0562 | 31484.8079 | 19001.8652 | 18181.0457 | 15742.2055 | 12385.4522 | 10060.0197 | 9259.6127 | 9057.3628 | 8674.0989
QLD1 | Brown Coal | 0 | 0 | 0 | 0 | 0 | 0 | 0 | 0 | 0 | 0 | 0 | 0 | 0 | 0 | 0 | 0 | 0 | 0 | 0 | 0 | 0 | 0 | 0 | 0 | 0 | 0 | 0
QLD1 | CCGT | 5387.146 | 5433.2286 | 5632.6369 | 5339.0638 | 4893.792 | 4613.3546 | 4166.8841 | 6079.963 | 4851.9606 | 8065.6056 | 16181.8088 | 17751.5981 | 20358.4523 | 15917.8795 | 17006.7888 | 14076.7847 | 11079.6827 | 9389.4527 | 7886.6699 | 9240.3446 | 9041.8638 | 7696.2039 | 3510.506 | 2053.41 | 1966.0335 | 1855.0774 | 1784.5195
QLD1 | Gas - Steam | 0 | 0 | 0 | 0 | 0 | 0 | 0 | 0 | 0 | 0 | 0 | 0 | 0 | 0 | 0 | 0 | 0 | 0 | 0 | 0 | 0 | 0 | 0 | 0 | 0 | 0 | 0
QLD1 | OCGT / Diesel | 1.1059 | 0.0012542 | 11.8963 | 17.5269 | 10.5104 | 16.021 | 0.0012412 | 237.9376 | 47.5764 | 501.3505 | 1564.234 | 2099.6527 | 4260.2453 | 7009.048 | 8865.0489 | 5769.2201 | 7274.0631 | 5601.864 | 2935.0044 | 5928.4729 | 5824.4143 | 5916.7174 | 7060.9734 | 5146.5476 | 6300.1708 | 7278.8767 | 6654.108
QLD1 | Hydro | 4664.694 | 4478.8872 | 4355.8007 | 3921.1909 | 3819.5944 | 3653.7544 | 3376.1248 | 3249.0373 | 3101.1009 | 2935.0996 | 2844.5235 | 2689.6412 | 2591.455 | 2444.4535 | 840.4903 | 813.0971 | 766.9161 | 647.8303 | 589.2333 | 0 | 0 | 0 | 0 | 0 | 0 | 0 | 0
QLD1 | Hydrogen Turbine | 0 | 0 | 0 | 0 | 0 | 0 | 0 | 0 | 0 | 0 | 0 | 0 | 0 | 0 | 0 | 0 | 0 | 0 | 0 | 0 | 0 | 0 | 0 | 0 | 0 | 0 | 0
QLD1 | Wind | 340.2755 | 298.8261 | 317.5535 | 467.7048 | 650.0483 | 759.4469 | 852.0838 | 840.3111 | 798.5591 | 746.2754 | 704.7699 | 735.8452 | 992.8338 | 1110.6065 | 1239.7606 | 1162.2148 | 1127.8344 | 1093.7944 | 1186.2754 | 1164.9652 | 1102.5956 | 998.475 | 1069.3355 | 1286.2367 | 1215.5643 | 1409.5064 | 1316.4249
QLD1 | Solar PV | 639.4093 | 603.471 | 631.7312 | 556.484 | 547.9924 | 471.0313 | 440.4728 | 451.8703 | 471.7442 | 441.1992 | 456.7827 | 427.7516 | 463.1743 | 454.4141 | 516.0521 | 548.4493 | 537.8331 | 656.7984 | 628.3632 | 791.3421 | 812.3106 | 767.9639 | 738.5087 | 849.3278 | 970.4342 | 1111.226 | 1257.697
QLD1 | Grid Battery | 5.044 | 4.8539 | 4.4622 | 4.3255 | 4.059 | 3.929 | 3.6965 | 3.5954 | 3.3055 | 3.154 | 43.6577 | 65.4181 | 238.3965 | 225.2937 | 388.3866 | 372.6833 | 369.2966 | 350.5251 | 441.1923 | 420.6538 | 427.7898 | 414.0008 | 391.9366 | 362.2323 | 374.9406 | 382.3887 | 476.216
QLD1 | Pumped Hydro | 3941.985 | 4615.4688 | 5305.3431 | 6150.8603 | 5568.5568 | 4459.0705 | 4909.0796 | 5266.0907 | 4793.2236 | 5194.4293 | 4924.6226 | 4459.1764 | 3417.3928 | 2642.5333 | 1650.3859 | 1796.6654 | 1683.0211 | 1897.9782 | 1566.2858 | 1945.4783 | 1713.3893 | 1830.0733 | 1633.313 | 1276.4847 | 1432.8656 | 1404.7448 | 1317.7906
QLD1 | VPP | 1.1471 | 1.7974 | 2.7535 | 4.2653 | 5.9464 | 8.1197 | 10.6946 | 13.1523 | 16.7329 | 21.345 | 24.3701 | 27.2112 | 30.3097 | 33.3823 | 35.0494 | 38.3518 | 41.0267 | 42.6164 | 45.8035 | 48.161 | 49.0702 | 49.6118 | 50.3139 | 48.1469 | 49.2537 | 48.0095 | 48.8779
Total excluding storage |  | 172573.9903 | 164191.5166 | 150099.8651 | 131771.2722 | 124804.2961 | 121835.0317 | 108564.3601 | 100843.4321 | 92213.4369 | 100787.6764 | 109986.1438 | 108053.9654 | 88239.4542 | 84084.1045 | 76751.531 | 67335.4647 | 62632.9446 | 52246.9158 | 46763.6357 | 38541.2831 | 37152.4791 | 33415.2517 | 26840.3394 | 21082.4057 | 21568.8754 | 22547.1924 | 21529.7328
Region | Technology | 2023-24 | 2024-25 | 2025-26 | 2026-27 | 2027-28 | 2028-29 | 2029-30 | 2030-31 | 2031-32 | 2032-33 | 2033-34 | 2034-35 | 2035-36 | 2036-37 | 2037-38 | 2038-39 | 2039-40 | 2040-41 | 2041-42 | 2042-43 | 2043-44 | 2044-45 | 2045-46 | 2046-47 | 2047-48 | 2048-49 | 2049-50
VIC1 | Black Coal | 0 | 0 | 0 | 0 | 0 | 0 | 0 | 0 | 0 | 0 | 0 | 0 | 0 | 0 | 0 | 0 | 0 | 0 | 0 | 0 | 0 | 0 | 0 | 0 | 0 | 0 | 0
VIC1 | Brown Coal | 108064.513 | 98965.191 | 96121.1565 | 89451.0215 | 86332.1475 | 58599.305 | 57276.285 | 52387.5015 | 48256.521 | 47706.0655 | 46616.4695 | 44643.8955 | 13590.944 | 13112.4685 | 13683.6645 | 12593.635 | 12054.9445 | 9605.297 | 9418.3745 | 9208.576 | 8653.5445 | 4927.4003 | 5280.827 | 7417.8696 | 0 | 0 | 0
VIC1 | CCGT | 0 | 0 | 0 | 0 | 0 | 0 | 0 | 0 | 0 | 0 | 0 | 0 | 0 | 0 | 0 | 0 | 0 | 0 | 0 | 0 | 0 | 0 | 0 | 0 | 0 | 0 | 0
VIC1 | Gas - Steam | 18.3133 | 22.7734 | 23.0431 | 40.3893 | 22.7177 | 162.7637 | 24.6492 | 70.5098 | 33.1771 | 87.1657 | 95.0091 | 223.2974 | 979.8424 | 1006.9392 | 1200.6386 | 969.2656 | 0 | 0 | 0 | 0 | 0 | 0 | 0 | 0 | 0 | 0 | 0
VIC1 | OCGT / Diesel | 96.7218 | 130.0894 | 59.5552 | 160.9059 | 115.4024 | 456.1646 | 46.2635 | 213.1709 | 158.0835 | 298.1266 | 226.9748 | 849.4757 | 2240.7197 | 1992.1218 | 3474.8933 | 2507.0711 | 7264.2418 | 4510.6212 | 4489.1082 | 3276.4879 | 5115.3615 | 4501.3354 | 4899.4237 | 6358.0988 | 5284.0782 | 7677.776 | 7697.8594
VIC1 | Hydro | 18076.0865 | 20740.5035 | 20200.8491 | 18162.3084 | 14395.5852 | 20492.2026 | 16228.1159 | 13269.7918 | 12533.0347 | 10859.0292 | 12620.0028 | 12277.9053 | 11116.554 | 8828.2454 | 12631.0502 | 9980.5164 | 8174.6487 | 7720.8151 | 6690.1446 | 7765.6121 | 7592.6097 | 6840.3787 | 5423.6779 | 7755.4986 | 7360.3289 | 6981.5584 | 6602.1772
VIC1 | Hydrogen Turbine | 0 | 0 | 0 | 0 | 0 | 0 | 0 | 0 | 0 | 0 | 0 | 0 | 0 | 0 | 0 | 0 | 0 | 0 | 0 | 0 | 0 | 0 | 0 | 0 | 0 | 0 | 0
VIC1 | Wind | 861.7499 | 805.1209 | 909.8236 | 866.0636 | 922.0045 | 837.3127 | 816.4067 | 752.5025 | 811.9176 | 674.0181 | 652.8525 | 703.0996 | 1001.8324 | 1073.9595 | 988.2247 | 1012.8736 | 930.7725 | 1049.0637 | 894.8469 | 915.2207 | 836.0882 | 809.2659 | 752.5844 | 702.5541 | 708.5371 | 641.6565 | 756.9382
VIC1 | Solar PV | 169.3789 | 146.1476 | 132.2014 | 127.3134 | 121.2315 | 120.5826 | 110.5851 | 106.3033 | 102.6893 | 100.4928 | 95.0055 | 89.4162 | 134.1451 | 127.2077 | 142.0372 | 138.6048 | 163.9397 | 144.5813 | 210.9799 | 198.3037 | 256.0389 | 297.5114 | 291.7539 | 255.4835 | 320.5009 | 342.9916 | 303.4307
VIC1 | Grid Battery | 16.0591 | 15.556 | 15.3514 | 14.6156 | 13.4024 | 12.6673 | 11.3204 | 11.0774 | 9.7776 | 10.0062 | 7.5414 | 6.6251 | 195.5865 | 182.2685 | 184.2899 | 172.8037 | 216.0971 | 200.9293 | 243.7911 | 222.5126 | 209.7106 | 207.9219 | 202.8113 | 178.829 | 216.3803 | 210.1877 | 180.1135
VIC1 | Pumped Hydro | 0 | 0 | 0.00010438 | 0.00010518 | 0.00010566 | 0.00010273 | 0.00010127 | 0.00011117 | 0.00010804 | 0.00013358 | 0.00016614 | 0.00016178 | 0.00016567 | 0.00016334 | 0.00021609 | 0.00021239 | 0.00020478 | 0.00020751 | 0.00055671 | 0.00054173 | 0.00050025 | 4.2939 | 4.1974 | 3.7213 | 23.254 | 49.8483 | 46.0752
VIC1 | VPP | 1.2445 | 2.0518 | 3.1305 | 5.0983 | 7.5739 | 9.5816 | 11.7429 | 14.0784 | 15.5783 | 20.0962 | 23.169 | 24.5834 | 25.9385 | 28.693 | 29.3534 | 32.1522 | 34.906 | 34.4308 | 36.6567 | 36.6798 | 36.6429 | 39.1796 | 39.9896 | 37.1627 | 36.911 | 37.4536 | 35.5663
Total excluding storage |  | 127304.0671 | 120827.4337 | 117465.1109 | 108827.7159 | 101930.0652 | 80690.5802 | 74525.3687 | 66824.9356 | 61920.7792 | 59755.0005 | 60337.0248 | 58818.2984 | 29285.5628 | 26351.9039 | 32334.1521 | 27406.9226 | 28839.5506 | 23265.7386 | 21983.9024 | 21623.3933 | 22699.9967 | 17627.287 | 16895.2651 | 22709.2177 | 13949.9905 | 15941.4721 | 15622.1606
Region | Technology | 2023-24 | 2024-25 | 2025-26 | 2026-27 | 2027-28 | 2028-29 | 2029-30 | 2030-31 | 2031-32 | 2032-33 | 2033-34 | 2034-35 | 2035-36 | 2036-37 | 2037-38 | 2038-39 | 2039-40 | 2040-41 | 2041-42 | 2042-43 | 2043-44 | 2044-45 | 2045-46 | 2046-47 | 2047-48 | 2048-49 | 2049-50
SA1 | Black Coal | 0 | 0 | 0 | 0 | 0 | 0 | 0 | 0 | 0 | 0 | 0 | 0 | 0 | 0 | 0 | 0 | 0 | 0 | 0 | 0 | 0 | 0 | 0 | 0 | 0 | 0 | 0
SA1 | Brown Coal | 0 | 0 | 0 | 0 | 0 | 0 | 0 | 0 | 0 | 0 | 0 | 0 | 0 | 0 | 0 | 0 | 0 | 0 | 0 | 0 | 0 | 0 | 0 | 0 | 0 | 0 | 0
SA1 | CCGT | 4461.755 | 3721.8655 | 3716.9445 | 458.4188 | 274.9479 | 1205.3981 | 419.729 | 728.517 | 373.9838 | 2015.4506 | 4601.2055 | 6016.578 | 5341.2275 | 5190.6805 | 0 | 0 | 0 | 0 | 0 | 0 | 0 | 0 | 0 | 0 | 0 | 0 | 0
SA1 | Gas - Steam | 89.5634 | 103.6827 | 130.0683 | 0 | 0 | 0 | 0 | 0 | 0 | 0 | 0 | 0 | 0 | 0 | 0 | 0 | 0 | 0 | 0 | 0 | 0 | 0 | 0 | 0 | 0 | 0 | 0
SA1 | OCGT / Diesel | 680.8593 | 856.1102 | 859.4352 | 244.9419 | 195.1123 | 647.8566 | 120.6377 | 346.6211 | 173.6849 | 796.1143 | 2410.1547 | 4407.7047 | 3728.7164 | 3698.9937 | 5132.3283 | 4144.6523 | 4872.754 | 3431.9576 | 3186.8271 | 3150.1487 | 4160.278 | 1263.6224 | 1149.9355 | 1036.4364 | 978.5532 | 1186.072 | 1096.0273
SA1 | Hydro | 0 | 0 | 0 | 0 | 0 | 0 | 0 | 0 | 0 | 0 | 0 | 0 | 0 | 0 | 0 | 0 | 0 | 0 | 0 | 0 | 0 | 0 | 0 | 0 | 0 | 0 | 0
SA1 | Hydrogen Turbine | 0 | 0 | 0 | 0 | 0 | 0 | 0 | 0 | 0 | 0 | 0 | 0 | 0 | 0 | 0 | 0 | 0 | 0 | 0 | 0 | 0 | 0 | 0 | 0 | 0 | 0 | 0
SA1 | Wind | 565.6788 | 538.097 | 491.4591 | 516.5537 | 490.288 | 439.9151 | 399.1569 | 365.4536 | 373.2136 | 316.7163 | 440.2661 | 398.9522 | 559.2909 | 527.6452 | 567.56 | 540.3133 | 492.6521 | 521.349 | 460.9473 | 466.0973 | 385.3359 | 428.0569 | 397.4387 | 446.6403 | 490.2273 | 491.7953 | 499.2715
SA1 | Solar PV | 100.7391 | 87.1427 | 82.8329 | 74.4689 | 73.0896 | 69.6933 | 63.7913 | 60.3619 | 59.2544 | 56.3434 | 52.9143 | 52.3273 | 52.8857 | 69.3152 | 99.83 | 93.803 | 92.3623 | 104.8494 | 155.1937 | 137.0163 | 177.9872 | 166.3311 | 167.7829 | 168.2424 | 171.3561 | 234.4142 | 237.1723
SA1 | Grid Battery | 17.0851 | 16.5783 | 15.4633 | 14.6543 | 13.4927 | 12.5786 | 11.6481 | 10.9585 | 10.1651 | 9.6629 | 9.1654 | 7.3562 | 65.3617 | 63.7316 | 101.5873 | 92.9562 | 89.7037 | 96.2434 | 146.2336 | 125.1574 | 131.852 | 164.2834 | 165.3439 | 140.3289 | 125.6434 | 170.376 | 147.6654
SA1 | Pumped Hydro | 0 | 0 | 8.7952e-05 | 8.5709e-05 | 8.3368e-05 | 8.5686e-05 | 8.2746e-05 | 8.7398e-05 | 8.4645e-05 | 0.0001044 | 0.00011127 | 0.00012587 | 0.0001725 | 0.00017031 | 0.00016142 | 0.00015605 | 0.00014926 | 0.00015328 | 0.00015677 | 0.00014522 | 0.0001585 | 0.00016732 | 0.00016192 | 0.00014834 | 0.00015859 | 0.00015515 | 0.00015234
SA1 | VPP | 5.0549 | 6.7494 | 7.8695 | 9.358 | 10.4722 | 11.5141 | 12.5794 | 13.6547 | 14.8723 | 16.2686 | 17.7365 | 18.3001 | 19.2651 | 20.5832 | 20.8958 | 21.0394 | 21.2878 | 20.1292 | 21.3385 | 20.8939 | 20.4052 | 20.3183 | 20.5063 | 19.5406 | 18.8442 | 19.5743 | 18.8114
Total excluding storage |  | 5920.7356 | 5330.2258 | 5304.0727 | 1318.3957 | 1057.4028 | 2386.9559 | 1027.5426 | 1525.567 | 1005.1743 | 3210.5563 | 7531.4426 | 10901.2186 | 9766.7476 | 9570.9495 | 5922.2015 | 4892.7644 | 5568.76 | 4174.5286 | 3970.5405 | 3899.3137 | 4875.8584 | 2042.6122 | 1901.0074 | 1811.1889 | 1784.6246 | 2102.2319 | 1998.948
Region | Technology | 2023-24 | 2024-25 | 2025-26 | 2026-27 | 2027-28 | 2028-29 | 2029-30 | 2030-31 | 2031-32 | 2032-33 | 2033-34 | 2034-35 | 2035-36 | 2036-37 | 2037-38 | 2038-39 | 2039-40 | 2040-41 | 2041-42 | 2042-43 | 2043-44 | 2044-45 | 2045-46 | 2046-47 | 2047-48 | 2048-49 | 2049-50
TAS1 | Black Coal | 0 | 0 | 0 | 0 | 0 | 0 | 0 | 0 | 0 | 0 | 0 | 0 | 0 | 0 | 0 | 0 | 0 | 0 | 0 | 0 | 0 | 0 | 0 | 0 | 0 | 0 | 0
TAS1 | Brown Coal | 0 | 0 | 0 | 0 | 0 | 0 | 0 | 0 | 0 | 0 | 0 | 0 | 0 | 0 | 0 | 0 | 0 | 0 | 0 | 0 | 0 | 0 | 0 | 0 | 0 | 0 | 0
TAS1 | CCGT | 0 | 0 | 0 | 0 | 0 | 0 | 0 | 0 | 0 | 0 | 0 | 0 | 0 | 0 | 0 | 0 | 0 | 0 | 0 | 0 | 0 | 0 | 0 | 0 | 0 | 0 | 0
TAS1 | Gas - Steam | 0 | 0 | 0 | 0 | 0 | 0 | 0 | 0 | 0 | 0 | 0 | 0 | 0 | 0 | 0 | 0 | 0 | 0 | 0 | 0 | 0 | 0 | 0 | 0 | 0 | 0 | 0
TAS1 | OCGT / Diesel | 0.00033658 | 0.00043329 | 0.00042909 | 0.00042716 | 0.00042492 | 0.00042743 | 0.00043822 | 3.1451 | 0.37345 | 14.0584 | 0.00057065 | 24.8575 | 55.711 | 17.0025 | 58.6594 | 32.5473 | 126.5561 | 7.8779 | 16.5411 | 5.3645 | 10.5678 | 13.5477 | 5.969 | 0.00041772 | 13.2678 | 34.8609 | 15.7872
TAS1 | Hydro | 64646.5402 | 53421.7222 | 43580.1878 | 39217.5449 | 33060.3894 | 39802.6176 | 43358.2915 | 40774.4503 | 39058.0957 | 37542.2082 | 44027.7323 | 41987.3357 | 38065.9426 | 32401.9453 | 32898.0361 | 29119.3244 | 27356.5502 | 24263.1102 | 22723.165 | 22924.2591 | 20911.9941 | 18605.3509 | 15765.9808 | 17417.1031 | 17171.4285 | 17637.6617 | 16177.2129
TAS1 | Hydrogen Turbine | 0 | 0 | 0 | 0 | 0 | 0 | 0 | 0 | 0 | 0 | 0 | 0 | 0 | 0 | 0 | 0 | 0 | 0 | 0 | 0 | 0 | 0 | 0 | 0 | 0 | 0 | 0
TAS1 | Wind | 163.5229 | 248.7894 | 303.2013 | 335.9302 | 357.6726 | 331.2556 | 377.5342 | 381.5787 | 434.9849 | 420.8534 | 419.2258 | 450.2364 | 576.251 | 594.0892 | 573.2279 | 527.3875 | 491.1194 | 505.2346 | 481.8567 | 437.9584 | 438.7901 | 419.4631 | 446.442 | 420.9166 | 420.4256 | 394.2137 | 403.1348
TAS1 | Solar PV | 0 | 6.5955e-06 | 5.9916e-06 | 6.2739e-06 | 7.0615e-06 | 5.9134e-06 | 6.3815e-06 | 7.8077e-06 | 7.3206e-06 | 8.9528e-06 | 1.1994e-05 | 1.2947e-05 | 2.9321e-05 | 2.7197e-05 | 2.4626e-05 | 2.3879e-05 | 2.6358e-05 | 2.2661e-05 | 3.2225e-05 | 5.4065e-05 | 0.00026215 | 1.6428 | 1.5185 | 1.2567 | 7.0237 | 6.9455 | 5.9887
TAS1 | Grid Battery | 0 | 9.3761e-05 | 0.00010404 | 0.00010305 | 9.8482e-05 | 9.3641e-05 | 9.8842e-05 | 9.9142e-05 | 0.00010202 | 0.00015582 | 0.00015893 | 0.00015665 | 0.00018179 | 0.00017654 | 0.00021318 | 0.00020838 | 0.00020573 | 0.00022586 | 0.00021699 | 0.00020073 | 0.0002009 | 0.00022321 | 0.00021272 | 0.00020827 | 0.00021828 | 0.00019505 | 0.00029589
TAS1 | Pumped Hydro | 0 | 0 | 0.00020107 | 0.00020408 | 0.00020784 | 0.00020703 | 0.00022894 | 0.00025012 | 0.00026872 | 0.0006902 | 7.7416 | 35.2827 | 107.5167 | 108.1383 | 114.6861 | 113.2058 | 112.0577 | 95.1391 | 88.7472 | 79.3506 | 88.4217 | 88.4391 | 81.4783 | 79.6579 | 70.398 | 62.9554 | 57.244
TAS1 | VPP | 0.013637 | 0.058192 | 0.13975 | 0.25771 | 0.41677 | 0.47811 | 1.0182 | 1.206 | 1.5159 | 1.9695 | 2.1033 | 2.1671 | 1.9155 | 2.014 | 2.2295 | 2.179 | 2.4133 | 2.2974 | 2.3015 | 2.3248 | 2.4968 | 2.3299 | 2.4659 | 2.5344 | 2.4885 | 2.3184 | 2.2291
Total excluding storage |  | 64810.0771 | 53670.5703 | 43883.5296 | 39553.7335 | 33418.4795 | 40134.352 | 43736.8447 | 41160.3805 | 39494.9703 | 37979.0904 | 44456.8038 | 42499.8796 | 38807.337 | 33123.1896 | 33646.8392 | 29794.6441 | 28088.6969 | 24873.6594 | 23312.6119 | 23449.2577 | 21452.271 | 19130.7738 | 16303.8548 | 17921.4694 | 17685.0323 | 18138.9559 | 16661.597
Explicitly modelled pumping
Region | Technology | 2023-24 | 2024-25 | 2025-26 | 2026-27 | 2027-28 | 2028-29 | 2029-30 | 2030-31 | 2031-32 | 2032-33 | 2033-34 | 2034-35 | 2035-36 | 2036-37 | 2037-38 | 2038-39 | 2039-40 | 2040-41 | 2041-42 | 2042-43 | 2043-44 | 2044-45 | 2045-46 | 2046-47 | 2047-48 | 2048-49 | 2049-50
NEM | Grid Battery pump | 48.5824 | 46.9413 | 44.7835 | 42.7109 | 39.386 | 36.8969 | 33.9207 | 32.5275 | 29.5949 | 28.8155 | 24.7612 | 21.1511 | 19.3291 | 16.999 | 15.3665 | 14.3509 | 13.746 | 12.4787 | 7.7936 | 7.3723 | 3.393 | 3.1899 | 2.9768 | 2.669 | 2.5163 | 2.4294 | 2.3224
NEM | Pumped Hydro Pump | 13624.5115 | 14760.3232 | 13444.9383 | 18589.0143 | 19345.3704 | 16542.8815 | 18222.6149 | 21203.2973 | 19715.194 | 21755.4807 | 20399.6039 | 19043.5555 | 28002.8787 | 26353.1955 | 21079.7814 | 22827.9074 | 21648.3472 | 22018.9019 | 20575.7026 | 20183.1688 | 17460.3241 | 18405.1363 | 17033.8397 | 15103.6746 | 12491.7189 | 12221.471 | 11161.8967
NEM | VPP pump | 11.6107 | 17.5709 | 24.2334 | 33.9538 | 43.5396 | 52.7662 | 65.1758 | 76.9542 | 88.5243 | 105.2695 | 117.7327 | 126.6373 | 138.5902 | 151.072 | 156.2016 | 165.9212 | 176.9362 | 176.0296 | 186.1708 | 188.7968 | 187.007 | 194.9143 | 196.4839 | 186.9854 | 188.636 | 190.9337 | 187.447
Region | Technology | 2023-24 | 2024-25 | 2025-26 | 2026-27 | 2027-28 | 2028-29 | 2029-30 | 2030-31 | 2031-32 | 2032-33 | 2033-34 | 2034-35 | 2035-36 | 2036-37 | 2037-38 | 2038-39 | 2039-40 | 2040-41 | 2041-42 | 2042-43 | 2043-44 | 2044-45 | 2045-46 | 2046-47 | 2047-48 | 2048-49 | 2049-50
NSW1 | Grid Battery pump | 3.3473 | 3.0456 | 2.8892 | 2.8545 | 2.5618 | 2.3404 | 2.1955 | 2.1699 | 1.9388 | 1.7523 | 1.5918 | 1.4429 | 1.4302 | 0 | 0 | 0 | 0 | 0 | 0 | 0 | 0 | 0 | 0 | 0 | 0 | 0 | 0
NSW1 | Pumped Hydro Pump | 8002.1015 | 8246.445 | 6117.5448 | 10104.0297 | 11653.4107 | 10387.4237 | 11444.9794 | 13923.6901 | 13085.6024 | 14610.6797 | 13850.7499 | 13103.5035 | 23502.2497 | 22900.3195 | 18938.3388 | 20519.9753 | 19483.3928 | 19539.9871 | 18559.444 | 17724.0238 | 15314.2055 | 16076.154 | 14959.339 | 13793.0557 | 11003.0247 | 10805.5724 | 9859.2377
NSW1 | VPP pump | 2.851 | 5.0336 | 7.8761 | 11.6392 | 14.7716 | 17.8785 | 22.7102 | 27.5045 | 31.1126 | 35.1131 | 38.4819 | 41.5955 | 47.5503 | 51.4445 | 53.1156 | 55.566 | 59.9133 | 58.7186 | 61.5117 | 61.4706 | 59.4853 | 63.7963 | 63.0179 | 60.738 | 62.0629 | 64.7442 | 63.4388
Region | Technology | 2023-24 | 2024-25 | 2025-26 | 2026-27 | 2027-28 | 2028-29 | 2029-30 | 2030-31 | 2031-32 | 2032-33 | 2033-34 | 2034-35 | 2035-36 | 2036-37 | 2037-38 | 2038-39 | 2039-40 | 2040-41 | 2041-42 | 2042-43 | 2043-44 | 2044-45 | 2045-46 | 2046-47 | 2047-48 | 2048-49 | 2049-50
QLD1 | Grid Battery pump | 5.989 | 5.7786 | 5.3222 | 5.1396 | 4.8322 | 4.6774 | 4.4007 | 4.2802 | 3.9451 | 3.7448 | 3.3744 | 3.1213 | 2.9325 | 2.8013 | 2.4977 | 2.4075 | 2.3168 | 2.1804 | 2.0903 | 1.9786 | 1.8489 | 1.745 | 1.6638 | 1.494 | 1.4644 | 1.3633 | 1.3395
QLD1 | Pumped Hydro Pump | 5622.41 | 6513.8782 | 7327.3935 | 8484.9845 | 7691.9597 | 6155.4578 | 6777.6355 | 7279.6072 | 6629.5916 | 7144.801 | 6548.854 | 5940.052 | 4500.629 | 3452.876 | 2141.4426 | 2307.9321 | 2164.9544 | 2478.9148 | 2016.2586 | 2459.145 | 2146.1186 | 2328.9823 | 2074.5007 | 1310.6189 | 1488.6942 | 1415.8986 | 1302.659
QLD1 | VPP pump | 1.346 | 2.1147 | 3.2473 | 5.0105 | 6.996 | 9.553 | 12.5824 | 15.474 | 19.7344 | 25.065 | 28.6724 | 32.0341 | 35.6417 | 39.2739 | 41.3508 | 45.0333 | 48.2449 | 50.2135 | 53.9076 | 56.6672 | 57.6607 | 58.3747 | 59.1699 | 56.7696 | 57.8265 | 56.5851 | 57.4071
Region | Technology | 2023-24 | 2024-25 | 2025-26 | 2026-27 | 2027-28 | 2028-29 | 2029-30 | 2030-31 | 2031-32 | 2032-33 | 2033-34 | 2034-35 | 2035-36 | 2036-37 | 2037-38 | 2038-39 | 2039-40 | 2040-41 | 2041-42 | 2042-43 | 2043-44 | 2044-45 | 2045-46 | 2046-47 | 2047-48 | 2048-49 | 2049-50
VIC1 | Grid Battery pump | 19.0776 | 18.5206 | 18.2894 | 17.3863 | 15.9961 | 15.0405 | 13.5133 | 13.1518 | 11.6729 | 11.9044 | 8.9549 | 7.8967 | 6.7492 | 6.2832 | 5.5916 | 5.2026 | 5.0419 | 4.5724 | 0 | 0 | 0 | 0 | 0 | 0 | 0 | 0 | 0
VIC1 | Pumped Hydro Pump | 0 | 0 | 0 | 0 | 0 | 0 | 0 | 0 | 0 | 0 | 0 | 0 | 0 | 0 | 0 | 0 | 0 | 0 | 0 | 0 | 0 | 0 | 0 | 0 | 0 | 0 | 0
VIC1 | VPP pump | 1.4607 | 2.414 | 3.6904 | 5.991 | 8.9303 | 11.2536 | 13.8479 | 16.5315 | 18.373 | 23.6483 | 27.2432 | 28.9216 | 30.4854 | 33.7584 | 34.5356 | 37.935 | 40.9619 | 40.6311 | 43.0068 | 43.2873 | 42.9807 | 46.0966 | 47.1884 | 43.585 | 43.5691 | 43.9248 | 41.8458
Region | Technology | 2023-24 | 2024-25 | 2025-26 | 2026-27 | 2027-28 | 2028-29 | 2029-30 | 2030-31 | 2031-32 | 2032-33 | 2033-34 | 2034-35 | 2035-36 | 2036-37 | 2037-38 | 2038-39 | 2039-40 | 2040-41 | 2041-42 | 2042-43 | 2043-44 | 2044-45 | 2045-46 | 2046-47 | 2047-48 | 2048-49 | 2049-50
SA1 | Grid Battery pump | 20.1685 | 19.5965 | 18.2826 | 17.3304 | 15.9959 | 14.8386 | 13.8113 | 12.9255 | 12.0381 | 11.414 | 10.8401 | 8.6902 | 8.2172 | 7.9144 | 7.2772 | 6.7408 | 6.3874 | 5.7259 | 5.7033 | 5.3937 | 1.5441 | 1.4449 | 1.313 | 1.1749 | 1.0519 | 1.0661 | 0.98296
SA1 | Pumped Hydro Pump | 0 | 0 | 0 | 0 | 0 | 0 | 0 | 0 | 0 | 0 | 0 | 0 | 0 | 0 | 0 | 0 | 0 | 0 | 0 | 0 | 0 | 0 | 0 | 0 | 0 | 0 | 0
SA1 | VPP pump | 5.9371 | 7.9402 | 9.2553 | 11.01 | 12.3494 | 13.518 | 14.8366 | 16.0287 | 17.5161 | 19.1251 | 20.866 | 21.5294 | 22.6661 | 24.217 | 24.5848 | 24.8225 | 24.9774 | 23.7525 | 25.0363 | 24.6385 | 23.9518 | 23.9054 | 24.1942 | 22.923 | 22.2374 | 22.9639 | 22.1325
Region | Technology | 2023-24 | 2024-25 | 2025-26 | 2026-27 | 2027-28 | 2028-29 | 2029-30 | 2030-31 | 2031-32 | 2032-33 | 2033-34 | 2034-35 | 2035-36 | 2036-37 | 2037-38 | 2038-39 | 2039-40 | 2040-41 | 2041-42 | 2042-43 | 2043-44 | 2044-45 | 2045-46 | 2046-47 | 2047-48 | 2048-49 | 2049-50
TAS1 | Grid Battery pump | 0 | 0 | 0 | 0 | 0 | 0 | 0 | 0 | 0 | 0 | 0 | 0 | 0 | 0 | 0 | 0 | 0 | 0 | 0 | 0 | 0 | 0 | 0 | 0 | 0 | 0 | 0
TAS1 | Pumped Hydro Pump | 0 | 0 | 0 | 0 | 0 | 0 | 0 | 0 | 0 | 0 | 0 | 0 | 0 | 0 | 0 | 0 | 0 | 0 | 0 | 0 | 0 | 0 | 0 | 0 | 0 | 0 | 0
TAS1 | VPP pump | 0.015892 | 0.068368 | 0.1643 | 0.30322 | 0.49234 | 0.56308 | 1.1987 | 1.4156 | 1.7881 | 2.318 | 2.4691 | 2.5568 | 2.2466 | 2.3782 | 2.6147 | 2.5643 | 2.8386 | 2.7139 | 2.7084 | 2.7332 | 2.9285 | 2.7413 | 2.9135 | 2.9698 | 2.9401 | 2.7156 | 2.6227

## BaseCase_FOM Cost
FOM cost by technology ($000s) - BaseCase, Progressive Change Scenario
FOM | Real June 2021 dollars discounted to 1 July 2021. For new entrant capacity, the FOM is incurred annually in modelling. For existing capacity, FOM is considered to be a sunk cost, since the fixed retirement dates are assumed to be the same in the Base Case and the option case.
Explicitly modelled generation
Region | Technology | 2023-24 | 2024-25 | 2025-26 | 2026-27 | 2027-28 | 2028-29 | 2029-30 | 2030-31 | 2031-32 | 2032-33 | 2033-34 | 2034-35 | 2035-36 | 2036-37 | 2037-38 | 2038-39 | 2039-40 | 2040-41 | 2041-42 | 2042-43 | 2043-44 | 2044-45 | 2045-46 | 2046-47 | 2047-48 | 2048-49 | 2049-50
NEM | Black Coal | 0 | 0 | 0 | 0 | 0 | 0 | 0 | 0 | 0 | 0 | 0 | 0 | 0 | 0 | 0 | 0 | 0 | 0 | 0 | 0 | 0 | 0 | 0 | 0 | 0 | 0 | 0
NEM | Brown Coal | 0 | 0 | 0 | 0 | 0 | 0 | 0 | 0 | 0 | 0 | 0 | 0 | 0 | 0 | 0 | 0 | 0 | 0 | 0 | 0 | 0 | 0 | 0 | 0 | 0 | 0 | 0
NEM | CCGT | 0 | 0 | 0 | 0 | 0 | 0 | 0 | 0 | 0 | 0 | 0 | 0 | 0 | 0 | 0 | 0 | 0 | 0 | 0 | 0 | 0 | 0 | 0 | 0 | 0 | 0 | 0
NEM | Gas - Steam | 0 | 0 | 0 | 0 | 0 | 0 | 0 | 0 | 0 | 0 | 0 | 0 | 0 | 0 | 0 | 0 | 0 | 0 | 0 | 0 | 0 | 0 | 0 | 0 | 0 | 0 | 0
NEM | OCGT / Diesel | 0 | 2299.4447 | 5550.3624 | 5261.007 | 5543.7769 | 5240.0234 | 4966.8469 | 7946.6723 | 7552.4736 | 7874.8617 | 9421.2908 | 14645.7878 | 18072.4769 | 17082.2528 | 16191.7092 | 15347.5916 | 14586.2665 | 13787.0583 | 15582.7456 | 14770.375 | 15316.5224 | 21354.8196 | 20241.5352 | 23935.4168 | 23151.9339 | 33641.2775 | 33533.9533
NEM | Hydro | 0 | 0 | 0 | 0 | 0 | 0 | 0 | 0 | 0 | 0 | 0 | 0 | 0 | 0 | 0 | 0 | 0 | 0 | 0 | 0 | 0 | 0 | 0 | 0 | 0 | 0 | 0
NEM | Hydrogen Turbine | 0 | 0 | 0 | 0 | 0 | 0 | 0 | 0 | 0 | 0 | 0 | 0 | 0 | 0 | 0 | 0 | 0 | 0 | 0 | 0 | 0 | 0 | 0 | 0 | 0 | 0 | 0
NEM | Wind | 0 | 21556.9442 | 54656.134 | 91041.4989 | 125373.1345 | 157567.361 | 183453.1139 | 175967.8989 | 169512.5037 | 162373.6242 | 183658.8603 | 193441.4127 | 259800.2546 | 271439.6533 | 297998.1595 | 309360.5101 | 297356.7118 | 308941.5614 | 318475.8992 | 322180.31 | 317617.4799 | 305871.9679 | 309909.1871 | 340343.6538 | 343853.9915 | 359537.2001 | 389318.3854
NEM | Solar PV | 0 | 0.013185 | 0.01845 | 0.025362 | 544.4052 | 3767.2952 | 10639.2646 | 10084.6119 | 9584.3601 | 9059.2173 | 31285.2302 | 33603.5608 | 49123.4772 | 51303.0654 | 74768.6062 | 70870.717 | 69834.9712 | 92154.6648 | 102619.978 | 121926.8423 | 142088.1601 | 139822.7168 | 139654.3104 | 178040.1596 | 187487.7488 | 208650.1092 | 230544.1811
NEM | Grid Battery | 0 | 0.024803 | 0.035282 | 0.034072 | 0.040359 | 2373.0566 | 2671.0917 | 2531.8436 | 2406.2507 | 7350.2168 | 21226.7715 | 21459.8148 | 46793.5067 | 44229.6054 | 58890.7571 | 55820.623 | 56780.0746 | 56370.0687 | 71804.2652 | 68060.9154 | 67652.481 | 68490.1713 | 64919.5939 | 69653.7467 | 71792.3351 | 73088.3252 | 76670.7109
NEM | Pumped Hydro | 0 | 0 | 7708.1778 | 7306.3304 | 17649.0578 | 19635.5753 | 19136.837 | 18139.1859 | 17239.383 | 16294.822 | 20096.783 | 20040.6591 | 22973.8256 | 21715.0478 | 21521.1152 | 20399.1614 | 19387.2506 | 18324.9881 | 17369.7003 | 18115.2071 | 17622.0763 | 18092.6381 | 17149.4201 | 24249.295 | 23749.0441 | 25296.7189 | 23977.9327
NEM | VPP | 0 | 0 | 0 | 0 | 0 | 0 | 0 | 0 | 0 | 0 | 0 | 0 | 0 | 0 | 0 | 0 | 0 | 0 | 0 | 0 | 0 | 0 | 0 | 0 | 0 | 0 | 0
Total excluding storage |  | 0 | 23856.4269 | 67914.7279 | 103608.8958 | 149110.4148 | 188583.3116 | 220867.1542 | 214670.2127 | 206294.9711 | 202952.742 | 265688.9358 | 283191.2353 | 396763.541 | 405769.6246 | 469370.3471 | 471798.6031 | 457945.2748 | 489578.3413 | 525852.5884 | 545053.6498 | 560296.7196 | 553632.3137 | 551874.0467 | 636222.2719 | 650035.0534 | 700213.6308 | 754045.1634
Region | Technology | 2023-24 | 2024-25 | 2025-26 | 2026-27 | 2027-28 | 2028-29 | 2029-30 | 2030-31 | 2031-32 | 2032-33 | 2033-34 | 2034-35 | 2035-36 | 2036-37 | 2037-38 | 2038-39 | 2039-40 | 2040-41 | 2041-42 | 2042-43 | 2043-44 | 2044-45 | 2045-46 | 2046-47 | 2047-48 | 2048-49 | 2049-50
NSW1 | Black Coal | 0 | 0 | 0 | 0 | 0 | 0 | 0 | 0 | 0 | 0 | 0 | 0 | 0 | 0 | 0 | 0 | 0 | 0 | 0 | 0 | 0 | 0 | 0 | 0 | 0 | 0 | 0
NSW1 | Brown Coal | 0 | 0 | 0 | 0 | 0 | 0 | 0 | 0 | 0 | 0 | 0 | 0 | 0 | 0 | 0 | 0 | 0 | 0 | 0 | 0 | 0 | 0 | 0 | 0 | 0 | 0 | 0
NSW1 | CCGT | 0 | 0 | 0 | 0 | 0 | 0 | 0 | 0 | 0 | 0 | 0 | 0 | 0 | 0 | 0 | 0 | 0 | 0 | 0 | 0 | 0 | 0 | 0 | 0 | 0 | 0 | 0
NSW1 | Gas - Steam | 0 | 0 | 0 | 0 | 0 | 0 | 0 | 0 | 0 | 0 | 0 | 0 | 0 | 0 | 0 | 0 | 0 | 0 | 0 | 0 | 0 | 0 | 0 | 0 | 0 | 0 | 0
NSW1 | OCGT / Diesel | 0 | 2299.442 | 5550.3598 | 5261.0046 | 5543.7745 | 5240.0209 | 4966.8445 | 7946.6697 | 7552.471 | 7874.859 | 9421.2849 | 8930.1279 | 8487.1443 | 8022.1181 | 7603.9034 | 7207.4914 | 6849.9601 | 6474.6383 | 6137.0979 | 5817.1544 | 5528.5915 | 5225.6698 | 4953.2416 | 5546.6685 | 5271.5232 | 7848.9447 | 7439.7581
NSW1 | Hydro | 0 | 0 | 0 | 0 | 0 | 0 | 0 | 0 | 0 | 0 | 0 | 0 | 0 | 0 | 0 | 0 | 0 | 0 | 0 | 0 | 0 | 0 | 0 | 0 | 0 | 0 | 0
NSW1 | Hydrogen Turbine | 0 | 0 | 0 | 0 | 0 | 0 | 0 | 0 | 0 | 0 | 0 | 0 | 0 | 0 | 0 | 0 | 0 | 0 | 0 | 0 | 0 | 0 | 0 | 0 | 0 | 0 | 0
NSW1 | Wind | 0 | 16261.9125 | 36761.6115 | 61036.5985 | 80907.5679 | 100158.1199 | 114621.1161 | 108645.6077 | 103256.1867 | 97598.5913 | 108381.7261 | 107674.2528 | 108304.1147 | 105600.5747 | 104835.8555 | 120177.6381 | 114216.1664 | 117475.3477 | 122319.8725 | 118734.0054 | 120888.5498 | 115642.2421 | 116463.5056 | 117004.4182 | 121093.5631 | 121590.8248 | 125027.6223
NSW1 | Solar PV | 0 | 0.0040918 | 0.0058456 | 0.0092162 | 544.3879 | 3767.2777 | 10639.2446 | 10084.5921 | 9584.3407 | 9059.1973 | 31285.2088 | 33603.5358 | 43139.7754 | 41786.6451 | 44224.7407 | 41919.1856 | 39839.7629 | 50850.0507 | 51092.6287 | 55484.4753 | 57562.9954 | 54409.0136 | 54946.9387 | 64349.235 | 61365.846 | 63934.5389 | 74189.0716
NSW1 | Grid Battery | 0 | 0.013082 | 0.023049 | 0.022182 | 0.029057 | 2373.0454 | 2671.0805 | 2531.831 | 2406.2383 | 7350.1932 | 18675.0631 | 17701.4824 | 16823.392 | 15901.6079 | 15072.6171 | 14286.8409 | 13578.135 | 12834.1662 | 16205.9037 | 15361.0463 | 14599.0539 | 14769.3289 | 13999.364 | 19295.219 | 18338.0699 | 17333.3019 | 17696.0799
NSW1 | Pumped Hydro | 0 | 0 | 7708.1663 | 7306.3188 | 17649.0461 | 19635.563 | 19136.8243 | 18139.1701 | 17239.3673 | 16294.7908 | 15445.3288 | 14640.1221 | 13913.8913 | 13151.5238 | 12465.8993 | 11816.0183 | 11229.8787 | 10614.5731 | 10061.2068 | 9536.6889 | 9063.6166 | 9847.8463 | 9334.4514 | 8847.8217 | 8408.921 | 7948.1809 | 7533.8207
NSW1 | VPP | 0 | 0 | 0 | 0 | 0 | 0 | 0 | 0 | 0 | 0 | 0 | 0 | 0 | 0 | 0 | 0 | 0 | 0 | 0 | 0 | 0 | 0 | 0 | 0 | 0 | 0 | 0
Total excluding storage |  | 0 | 18561.3717 | 50020.1665 | 73603.9533 | 104644.8055 | 131174.0269 | 152035.11 | 147347.8705 | 140038.6041 | 138177.6317 | 183208.6117 | 182549.521 | 190668.3178 | 184462.4696 | 184203.0161 | 195407.1743 | 185713.9031 | 198248.7761 | 205816.7095 | 204933.3703 | 207642.8071 | 199894.1008 | 199697.5013 | 215043.3625 | 214477.9233 | 218655.7912 | 231886.3527
Region | Technology | 2023-24 | 2024-25 | 2025-26 | 2026-27 | 2027-28 | 2028-29 | 2029-30 | 2030-31 | 2031-32 | 2032-33 | 2033-34 | 2034-35 | 2035-36 | 2036-37 | 2037-38 | 2038-39 | 2039-40 | 2040-41 | 2041-42 | 2042-43 | 2043-44 | 2044-45 | 2045-46 | 2046-47 | 2047-48 | 2048-49 | 2049-50
QLD1 | Black Coal | 0 | 0 | 0 | 0 | 0 | 0 | 0 | 0 | 0 | 0 | 0 | 0 | 0 | 0 | 0 | 0 | 0 | 0 | 0 | 0 | 0 | 0 | 0 | 0 | 0 | 0 | 0
QLD1 | Brown Coal | 0 | 0 | 0 | 0 | 0 | 0 | 0 | 0 | 0 | 0 | 0 | 0 | 0 | 0 | 0 | 0 | 0 | 0 | 0 | 0 | 0 | 0 | 0 | 0 | 0 | 0 | 0
QLD1 | CCGT | 0 | 0 | 0 | 0 | 0 | 0 | 0 | 0 | 0 | 0 | 0 | 0 | 0 | 0 | 0 | 0 | 0 | 0 | 0 | 0 | 0 | 0 | 0 | 0 | 0 | 0 | 0
QLD1 | Gas - Steam | 0 | 0 | 0 | 0 | 0 | 0 | 0 | 0 | 0 | 0 | 0 | 0 | 0 | 0 | 0 | 0 | 0 | 0 | 0 | 0 | 0 | 0 | 0 | 0 | 0 | 0 | 0
QLD1 | OCGT / Diesel | 0 | 0.00066823 | 0.00063339 | 0.00060169 | 0.00058927 | 0.00071773 | 0.00068347 | 0.00089443 | 0.00085209 | 0.00081022 | 0.0040276 | 5715.6578 | 6336.8005 | 5989.5956 | 5677.3419 | 5381.3667 | 5114.4212 | 4834.1927 | 4582.1732 | 4343.2922 | 4127.8409 | 3901.669 | 3698.2644 | 7402.9386 | 7035.7121 | 14070.6358 | 13337.0956
QLD1 | Hydro | 0 | 0 | 0 | 0 | 0 | 0 | 0 | 0 | 0 | 0 | 0 | 0 | 0 | 0 | 0 | 0 | 0 | 0 | 0 | 0 | 0 | 0 | 0 | 0 | 0 | 0 | 0
QLD1 | Hydrogen Turbine | 0 | 0 | 0 | 0 | 0 | 0 | 0 | 0 | 0 | 0 | 0 | 0 | 0 | 0 | 0 | 0 | 0 | 0 | 0 | 0 | 0 | 0 | 0 | 0 | 0 | 0 | 0
QLD1 | Wind | 0 | 0.015176 | 0.014385 | 10664.6295 | 23824.02 | 35761.8923 | 46287.7919 | 43874.6843 | 41698.2581 | 39413.5343 | 37358.8213 | 41014.4187 | 62753.4494 | 68654.6521 | 85185.2734 | 80744.335 | 76738.9709 | 78890.4073 | 87899.7476 | 93392.472 | 90450.7237 | 85547.9309 | 88454.4353 | 109494.5659 | 104692.329 | 121557.6702 | 117881.4499
QLD1 | Solar PV | 0 | 0.0030507 | 0.0029089 | 0.0068518 | 0.0079643 | 0.0083338 | 0.011081 | 0.010515 | 0.010012 | 0.0094823 | 0.0090085 | 0.0085552 | 2376.4584 | 4759.0639 | 19275.0627 | 18270.2016 | 17363.8989 | 27368.0595 | 26976.1716 | 42952.6135 | 48893.3098 | 46214.3559 | 46278.0744 | 71062.7013 | 76075.875 | 87409.447 | 98904.6764
QLD1 | Grid Battery | 0 | 0.0027468 | 0.0030365 | 0.0030094 | 0.002862 | 0.0030273 | 0.0028969 | 0.00389 | 0.0037121 | 0.0069564 | 2551.6888 | 3758.3084 | 13468.7233 | 12730.7473 | 24696.1201 | 23408.6447 | 22247.4469 | 21028.4686 | 26760.0884 | 25365.0131 | 26311.5612 | 24869.9026 | 23573.3675 | 24437.3308 | 23225.1046 | 24111.8315 | 28981.0839
QLD1 | Pumped Hydro | 0 | 0 | 0.0025444 | 0.0026921 | 0.0026734 | 0.0030676 | 0.0029363 | 0.0049537 | 0.0047168 | 0.0065956 | 4404.9889 | 4175.3452 | 3968.2251 | 3750.7988 | 3555.2595 | 3369.9143 | 3202.748 | 3027.2635 | 2869.4444 | 4370.8886 | 4154.0684 | 3926.4594 | 3721.7625 | 11521.6569 | 10950.1193 | 12265.4322 | 11626.0021
QLD1 | VPP | 0 | 0 | 0 | 0 | 0 | 0 | 0 | 0 | 0 | 0 | 0 | 0 | 0 | 0 | 0 | 0 | 0 | 0 | 0 | 0 | 0 | 0 | 0 | 0 | 0 | 0 | 0
Total excluding storage |  | 0 | 0.021642 | 0.023508 | 10664.6426 | 23824.0341 | 35761.9075 | 46287.8095 | 43874.7045 | 41698.2774 | 39413.5582 | 44315.5121 | 54663.7386 | 88903.6566 | 95884.8576 | 138389.0576 | 131174.4623 | 124667.4859 | 135148.3918 | 149087.6251 | 170424.2793 | 173937.504 | 164460.3178 | 165725.9041 | 223919.1935 | 221979.1399 | 259415.0166 | 270730.3079
Region | Technology | 2023-24 | 2024-25 | 2025-26 | 2026-27 | 2027-28 | 2028-29 | 2029-30 | 2030-31 | 2031-32 | 2032-33 | 2033-34 | 2034-35 | 2035-36 | 2036-37 | 2037-38 | 2038-39 | 2039-40 | 2040-41 | 2041-42 | 2042-43 | 2043-44 | 2044-45 | 2045-46 | 2046-47 | 2047-48 | 2048-49 | 2049-50
VIC1 | Black Coal | 0 | 0 | 0 | 0 | 0 | 0 | 0 | 0 | 0 | 0 | 0 | 0 | 0 | 0 | 0 | 0 | 0 | 0 | 0 | 0 | 0 | 0 | 0 | 0 | 0 | 0 | 0
VIC1 | Brown Coal | 0 | 0 | 0 | 0 | 0 | 0 | 0 | 0 | 0 | 0 | 0 | 0 | 0 | 0 | 0 | 0 | 0 | 0 | 0 | 0 | 0 | 0 | 0 | 0 | 0 | 0 | 0
VIC1 | CCGT | 0 | 0 | 0 | 0 | 0 | 0 | 0 | 0 | 0 | 0 | 0 | 0 | 0 | 0 | 0 | 0 | 0 | 0 | 0 | 0 | 0 | 0 | 0 | 0 | 0 | 0 | 0
VIC1 | Gas - Steam | 0 | 0 | 0 | 0 | 0 | 0 | 0 | 0 | 0 | 0 | 0 | 0 | 0 | 0 | 0 | 0 | 0 | 0 | 0 | 0 | 0 | 0 | 0 | 0 | 0 | 0 | 0
VIC1 | OCGT / Diesel | 0 | 0.00074459 | 0.00070577 | 0.00066897 | 0.00063579 | 0.00060766 | 0.00058445 | 0.0005956 | 0.00058499 | 0.00061206 | 0.00062036 | 0.00068466 | 3248.5271 | 3070.5344 | 2910.4591 | 2758.729 | 2621.8809 | 2478.2232 | 4863.4705 | 4609.9246 | 4381.247 | 10224.6726 | 9691.6328 | 9186.3818 | 9134.5323 | 10105.2333 | 10630.4221
VIC1 | Hydro | 0 | 0 | 0 | 0 | 0 | 0 | 0 | 0 | 0 | 0 | 0 | 0 | 0 | 0 | 0 | 0 | 0 | 0 | 0 | 0 | 0 | 0 | 0 | 0 | 0 | 0 | 0
VIC1 | Hydrogen Turbine | 0 | 0 | 0 | 0 | 0 | 0 | 0 | 0 | 0 | 0 | 0 | 0 | 0 | 0 | 0 | 0 | 0 | 0 | 0 | 0 | 0 | 0 | 0 | 0 | 0 | 0 | 0
VIC1 | Wind | 0 | 0.0095422 | 10366.0714 | 9825.6624 | 9338.2556 | 8826.5959 | 8366.4418 | 7930.2768 | 7536.8916 | 7123.9319 | 6752.5446 | 13081.746 | 37114.3305 | 44617.3381 | 48464.1021 | 50583.3785 | 48817.7911 | 54671.1734 | 52205.5329 | 54893.7477 | 52992.2419 | 51654.3799 | 51192.1717 | 53121.0433 | 51863.1706 | 49335.3847 | 81995.7254
VIC1 | Solar PV | 0 | 0.0021419 | 0.0059933 | 0.0056862 | 0.0054132 | 0.0051265 | 0.0048605 | 0.0046166 | 0.0043946 | 0.0041619 | 0.0041799 | 0.0047231 | 3607.1672 | 3409.5241 | 6352.5276 | 6021.3533 | 8171.9275 | 7724.1789 | 13451.3481 | 12968.5846 | 19941.4986 | 23564.1042 | 23609.1617 | 24502.9156 | 30798.9601 | 31920.1668 | 31580.7569
VIC1 | Grid Battery | 0 | 0.0032561 | 0.0031021 | 0.0029869 | 0.0028388 | 0.0028689 | 0.0027889 | 0.0029527 | 0.0028584 | 0.0053818 | 0.0065946 | 0.0074737 | 13006.4939 | 12293.8443 | 13272.5771 | 12580.6418 | 15685.0345 | 15917.5993 | 19813.9386 | 18780.9845 | 17849.3442 | 16871.3461 | 15991.7972 | 15158.1017 | 19679.9554 | 18601.6547 | 17631.9002
VIC1 | Pumped Hydro | 0 | 0 | 0.0023046 | 0.0023124 | 0.0023247 | 0.0023824 | 0.0023234 | 0.0026027 | 0.0024943 | 0.0033237 | 0.0044885 | 0.0044497 | 0.0050738 | 0.0048164 | 0.0069486 | 0.0066131 | 0.0063285 | 0.0061892 | 0.018019 | 0.017089 | 0.01625 | 139.0831 | 131.8324 | 124.9596 | 821.4081 | 1710.0399 | 1620.8909
VIC1 | VPP | 0 | 0 | 0 | 0 | 0 | 0 | 0 | 0 | 0 | 0 | 0 | 0 | 0 | 0 | 0 | 0 | 0 | 0 | 0 | 0 | 0 | 0 | 0 | 0 | 0 | 0 | 0
Total excluding storage |  | 0 | 0.015685 | 10366.0835 | 9825.674 | 9338.2668 | 8826.6069 | 8366.4524 | 7930.2875 | 7536.9019 | 7123.9454 | 6752.5605 | 13081.7634 | 56976.5238 | 63391.2456 | 70999.6729 | 71944.1093 | 75296.6402 | 80791.1809 | 90334.3081 | 91253.2584 | 95164.3479 | 102453.5858 | 100616.5958 | 102093.4019 | 112298.0264 | 111672.4793 | 143459.6955
Region | Technology | 2023-24 | 2024-25 | 2025-26 | 2026-27 | 2027-28 | 2028-29 | 2029-30 | 2030-31 | 2031-32 | 2032-33 | 2033-34 | 2034-35 | 2035-36 | 2036-37 | 2037-38 | 2038-39 | 2039-40 | 2040-41 | 2041-42 | 2042-43 | 2043-44 | 2044-45 | 2045-46 | 2046-47 | 2047-48 | 2048-49 | 2049-50
SA1 | Black Coal | 0 | 0 | 0 | 0 | 0 | 0 | 0 | 0 | 0 | 0 | 0 | 0 | 0 | 0 | 0 | 0 | 0 | 0 | 0 | 0 | 0 | 0 | 0 | 0 | 0 | 0 | 0
SA1 | Brown Coal | 0 | 0 | 0 | 0 | 0 | 0 | 0 | 0 | 0 | 0 | 0 | 0 | 0 | 0 | 0 | 0 | 0 | 0 | 0 | 0 | 0 | 0 | 0 | 0 | 0 | 0 | 0
SA1 | CCGT | 0 | 0 | 0 | 0 | 0 | 0 | 0 | 0 | 0 | 0 | 0 | 0 | 0 | 0 | 0 | 0 | 0 | 0 | 0 | 0 | 0 | 0 | 0 | 0 | 0 | 0 | 0
SA1 | Gas - Steam | 0 | 0 | 0 | 0 | 0 | 0 | 0 | 0 | 0 | 0 | 0 | 0 | 0 | 0 | 0 | 0 | 0 | 0 | 0 | 0 | 0 | 0 | 0 | 0 | 0 | 0 | 0
SA1 | OCGT / Diesel | 0 | 0.0006694 | 0.00063451 | 0.00060245 | 0.00059126 | 0.00060292 | 0.00058744 | 0.00060916 | 0.00059981 | 0.00063789 | 0.00064518 | 0.00087729 | 0.0039144 | 0.003703 | 0.0035277 | 0.0033438 | 0.0031812 | 0.003008 | 0.0028523 | 0.0027047 | 1278.8415 | 2002.8066 | 1898.3948 | 1799.4264 | 1710.1649 | 1616.4622 | 2126.6762
SA1 | Hydro | 0 | 0 | 0 | 0 | 0 | 0 | 0 | 0 | 0 | 0 | 0 | 0 | 0 | 0 | 0 | 0 | 0 | 0 | 0 | 0 | 0 | 0 | 0 | 0 | 0 | 0 | 0
SA1 | Hydrogen Turbine | 0 | 0 | 0 | 0 | 0 | 0 | 0 | 0 | 0 | 0 | 0 | 0 | 0 | 0 | 0 | 0 | 0 | 0 | 0 | 0 | 0 | 0 | 0 | 0 | 0 | 0 | 0
SA1 | Wind | 0 | 0.012603 | 0.011946 | 0.012532 | 0.012164 | 0.013441 | 0.012985 | 0.015193 | 0.014769 | 0.025895 | 11875.6837 | 11455.7732 | 23543.5654 | 24185.1297 | 30764.2483 | 30605.2246 | 31685.5961 | 33425.4544 | 31708.1403 | 32069.3207 | 30568.6365 | 30793.8811 | 30828.4224 | 38420.3944 | 42742.4596 | 44876.4028 | 43392.8127
SA1 | Solar PV | 0 | 0.0028196 | 0.0026726 | 0.0025568 | 0.0027256 | 0.0028713 | 0.0029196 | 0.0033819 | 0.0035203 | 0.0047643 | 0.0064566 | 0.0098717 | 0.072841 | 1347.8291 | 4916.2718 | 4659.9732 | 4459.3785 | 6212.3724 | 11099.8254 | 10521.1625 | 15690.3267 | 15481.6883 | 14674.5861 | 17987.346 | 18514.2036 | 24693.2473 | 25213.0799
SA1 | Grid Battery | 0 | 0.0033003 | 0.0033975 | 0.0032271 | 0.003067 | 0.0029258 | 0.0028825 | 0.0031087 | 0.0030229 | 0.0064016 | 0.0076524 | 0.011106 | 3494.8902 | 3303.3988 | 5849.4332 | 5544.4865 | 5269.4495 | 6589.8254 | 9024.3252 | 8553.8628 | 8892.5134 | 11979.5833 | 11355.0553 | 10763.0856 | 10549.1942 | 13041.5267 | 12361.6368
SA1 | Pumped Hydro | 0 | 0 | 0.0019237 | 0.0018406 | 0.0017895 | 0.0018931 | 0.0018152 | 0.0019522 | 0.0018721 | 0.0024566 | 0.0027523 | 0.0032262 | 0.0047891 | 0.0045669 | 0.0044631 | 0.0042352 | 0.0040336 | 0.0039949 | 0.0040034 | 0.0038064 | 0.0041716 | 0.0042797 | 0.0040642 | 0.0038626 | 0.0040122 | 0.0039118 | 0.0037468
SA1 | VPP | 0 | 0 | 0 | 0 | 0 | 0 | 0 | 0 | 0 | 0 | 0 | 0 | 0 | 0 | 0 | 0 | 0 | 0 | 0 | 0 | 0 | 0 | 0 | 0 | 0 | 0 | 0
Total excluding storage |  | 0 | 0.019392 | 0.020574 | 0.020759 | 0.020337 | 0.021734 | 0.02119 | 0.024245 | 0.023784 | 0.040156 | 11875.7012 | 11455.7982 | 27038.5371 | 28836.3658 | 41529.9613 | 40809.6919 | 41414.4313 | 46227.6592 | 51832.2978 | 51144.3525 | 56430.3223 | 60257.9635 | 58756.4627 | 68970.2563 | 73516.0263 | 84227.643 | 83094.2094
Region | Technology | 2023-24 | 2024-25 | 2025-26 | 2026-27 | 2027-28 | 2028-29 | 2029-30 | 2030-31 | 2031-32 | 2032-33 | 2033-34 | 2034-35 | 2035-36 | 2036-37 | 2037-38 | 2038-39 | 2039-40 | 2040-41 | 2041-42 | 2042-43 | 2043-44 | 2044-45 | 2045-46 | 2046-47 | 2047-48 | 2048-49 | 2049-50
TAS1 | Black Coal | 0 | 0 | 0 | 0 | 0 | 0 | 0 | 0 | 0 | 0 | 0 | 0 | 0 | 0 | 0 | 0 | 0 | 0 | 0 | 0 | 0 | 0 | 0 | 0 | 0 | 0 | 0
TAS1 | Brown Coal | 0 | 0 | 0 | 0 | 0 | 0 | 0 | 0 | 0 | 0 | 0 | 0 | 0 | 0 | 0 | 0 | 0 | 0 | 0 | 0 | 0 | 0 | 0 | 0 | 0 | 0 | 0
TAS1 | CCGT | 0 | 0 | 0 | 0 | 0 | 0 | 0 | 0 | 0 | 0 | 0 | 0 | 0 | 0 | 0 | 0 | 0 | 0 | 0 | 0 | 0 | 0 | 0 | 0 | 0 | 0 | 0
TAS1 | Gas - Steam | 0 | 0 | 0 | 0 | 0 | 0 | 0 | 0 | 0 | 0 | 0 | 0 | 0 | 0 | 0 | 0 | 0 | 0 | 0 | 0 | 0 | 0 | 0 | 0 | 0 | 0 | 0
TAS1 | OCGT / Diesel | 0 | 0.00063332 | 0.0006003 | 0.00057051 | 0.00055844 | 0.00055714 | 0.00056372 | 0.00056565 | 0.00056426 | 0.00058285 | 0.00058182 | 0.00061353 | 0.0010766 | 0.0010192 | 0.0012151 | 0.0011531 | 0.0010986 | 0.0010419 | 0.0011842 | 0.0011239 | 0.0015096 | 0.0017042 | 0.0016164 | 0.0015334 | 0.0014587 | 0.0013804 | 0.0013098
TAS1 | Hydro | 0 | 0 | 0 | 0 | 0 | 0 | 0 | 0 | 0 | 0 | 0 | 0 | 0 | 0 | 0 | 0 | 0 | 0 | 0 | 0 | 0 | 0 | 0 | 0 | 0 | 0 | 0
TAS1 | Hydrogen Turbine | 0 | 0 | 0 | 0 | 0 | 0 | 0 | 0 | 0 | 0 | 0 | 0 | 0 | 0 | 0 | 0 | 0 | 0 | 0 | 0 | 0 | 0 | 0 | 0 | 0 | 0 | 0
TAS1 | Wind | 0 | 5294.9944 | 7528.4248 | 9514.596 | 11303.2789 | 12820.7395 | 14177.7511 | 15517.3148 | 17021.1525 | 18237.5407 | 19290.0845 | 20215.222 | 28084.7946 | 28381.9587 | 28748.6801 | 27249.9339 | 25898.1873 | 24479.1785 | 24342.606 | 23090.7643 | 22717.328 | 22233.5339 | 22970.652 | 22303.2321 | 23462.4692 | 22176.9176 | 21020.775
TAS1 | Solar PV | 0 | 0.0010813 | 0.0010297 | 0.0010507 | 0.0012081 | 0.0011873 | 0.0011896 | 0.0013655 | 0.0013901 | 0.0015143 | 0.0017372 | 0.0018344 | 0.0033941 | 0.0032803 | 0.0034176 | 0.0032547 | 0.0034264 | 0.0032485 | 0.004335 | 0.0064068 | 0.029564 | 153.5548 | 145.5496 | 137.9617 | 732.8641 | 692.7092 | 656.5964
TAS1 | Grid Battery | 0 | 0.002418 | 0.0026968 | 0.0026668 | 0.0025345 | 0.0024104 | 0.0026182 | 0.0026678 | 0.0027579 | 0.0048604 | 0.0053917 | 0.0054494 | 0.0074581 | 0.0070685 | 0.0095853 | 0.0091108 | 0.0087675 | 0.0092521 | 0.0092135 | 0.0087477 | 0.0083563 | 0.01031 | 0.0097905 | 0.00953 | 0.010971 | 0.010485 | 0.010009
TAS1 | Pumped Hydro | 0 | 0 | 0.0047106 | 0.0047781 | 0.0048607 | 0.0048898 | 0.0056308 | 0.0063567 | 0.0066578 | 0.018867 | 246.4581 | 1225.1842 | 5091.6993 | 4812.7158 | 5499.9449 | 5213.2179 | 4954.6136 | 4683.1413 | 4439.0272 | 4207.6087 | 4404.3709 | 4179.2451 | 3961.3697 | 3754.8529 | 3568.5916 | 3373.062 | 3197.2152
TAS1 | VPP | 0 | 0 | 0 | 0 | 0 | 0 | 0 | 0 | 0 | 0 | 0 | 0 | 0 | 0 | 0 | 0 | 0 | 0 | 0 | 0 | 0 | 0 | 0 | 0 | 0 | 0 | 0
Total excluding storage |  | 0 | 5294.9985 | 7528.4338 | 9514.6051 | 11303.288 | 12820.7485 | 14177.7611 | 15517.3258 | 17021.1639 | 18237.5666 | 19536.5503 | 21440.4141 | 33176.5059 | 33194.6859 | 34248.6392 | 32463.1654 | 30852.8142 | 29162.3333 | 28781.6479 | 27298.3892 | 27121.7383 | 26566.3458 | 27077.5827 | 26196.0577 | 27763.9374 | 26242.7007 | 24874.5979

## BaseCase_Fuel Cost
Fuel cost by technology ($000s) - BaseCase, Progressive Change Scenario
Fuel | Real June 2021 dollars discounted to 1 July 2021
Explicitly modelled generation
Region | Technology | 2023-24 | 2024-25 | 2025-26 | 2026-27 | 2027-28 | 2028-29 | 2029-30 | 2030-31 | 2031-32 | 2032-33 | 2033-34 | 2034-35 | 2035-36 | 2036-37 | 2037-38 | 2038-39 | 2039-40 | 2040-41 | 2041-42 | 2042-43 | 2043-44 | 2044-45 | 2045-46 | 2046-47 | 2047-48 | 2048-49 | 2049-50
NEM | Black Coal | 1446566.51 | 1313348.071 | 1111163.5875 | 935024.782 | 829334.222 | 924674.39 | 775633.176 | 711502.856 | 663068.421 | 728498.84 | 534226.006 | 509171.977 | 359587.905 | 337506.951 | 301654.818 | 280285.868 | 250837.805 | 133265.047 | 127630.004 | 77078.103 | 74062.479 | 63847.78 | 48304.3375 | 35420.189 | 32866.453 | 31976.3805 | 30352.2775
NEM | Brown Coal | 218264.91 | 199574.82 | 194204.496 | 180905.704 | 174513.372 | 114498.694 | 111978.376 | 102473.166 | 94260.463 | 93256.964 | 91106.373 | 87296.231 | 27119.1 | 26164.249 | 27303.763 | 25128.725 | 24053.923 | 19165.803 | 18792.962 | 18374.373 | 17266.842 | 9832.6907 | 10536.86 | 14801.249 | 0 | 0 | 0
NEM | CCGT | 118167.7598 | 115374.0559 | 122518.7964 | 81039.9893 | 71380.7522 | 75597.4247 | 61230.8307 | 92079.5387 | 75353.7961 | 135279.1316 | 292598.0105 | 323080.569 | 331377.538 | 288544.152 | 245265.395 | 203056.354 | 167023.9825 | 149587.406 | 125433.9785 | 147991.0875 | 100276.033 | 86673.839 | 46195.9755 | 30645.384 | 29525.736 | 28033.372 | 27134.472
NEM | Gas - Steam | 5463.9009 | 6492.8564 | 7940.2684 | 2040.5408 | 1147.7386 | 8298.6335 | 1279.6262 | 3734.7545 | 1789.4984 | 4775.046 | 5252.7975 | 12496.177 | 55619.1 | 57709.24 | 69215.512 | 56081.492 | 0 | 0 | 0 | 0 | 0 | 0 | 0 | 0 | 0 | 0 | 0
NEM | OCGT / Diesel | 7851.7202 | 9851.8089 | 12499.0485 | 6768.9009 | 8407.0725 | 15049.5726 | 2046.1591 | 16482.298 | 8727.1781 | 27607.9585 | 108109.9485 | 214877.6116 | 214641.691 | 302406.5988 | 414964.2835 | 301372.5983 | 475563.6775 | 470958.7166 | 333486.1658 | 418227.5647 | 571463.5169 | 447056.1596 | 490658.4979 | 607688.1014 | 770582.5569 | 962898.3343 | 971452.6518
NEM | Hydro | 0 | 0 | 0 | 0 | 0 | 0 | 0 | 0 | 0 | 0 | 0 | 0 | 0 | 0 | 0 | 0 | 0 | 0 | 0 | 0 | 0 | 0 | 0 | 0 | 0 | 0 | 0
NEM | Hydrogen Turbine | 0 | 0 | 0 | 0 | 0 | 0 | 0 | 0 | 0 | 0 | 0 | 0 | 0 | 0 | 0 | 0 | 0 | 0 | 0 | 0 | 0 | 0 | 0 | 0 | 0 | 0 | 0
NEM | Wind | 0 | 0 | 0 | 0 | 0 | 0 | 0 | 0 | 0 | 0 | 0 | 0 | 0 | 0 | 0 | 0 | 0 | 0 | 0 | 0 | 0 | 0 | 0 | 0 | 0 | 0 | 0
NEM | Solar PV | 0 | 0 | 0 | 0 | 0 | 0 | 0 | 0 | 0 | 0 | 0 | 0 | 0 | 0 | 0 | 0 | 0 | 0 | 0 | 0 | 0 | 0 | 0 | 0 | 0 | 0 | 0
NEM | Grid Battery | 0 | 0 | 0 | 0 | 0 | 0 | 0 | 0 | 0 | 0 | 0 | 0 | 0 | 0 | 0 | 0 | 0 | 0 | 0 | 0 | 0 | 0 | 0 | 0 | 0 | 0 | 0
NEM | Pumped Hydro | 0 | 0 | 0 | 0 | 0 | 0 | 0 | 0 | 0 | 0 | 0 | 0 | 0 | 0 | 0 | 0 | 0 | 0 | 0 | 0 | 0 | 0 | 0 | 0 | 0 | 0 | 0
NEM | VPP | 0 | 0 | 0 | 0 | 0 | 0 | 0 | 0 | 0 | 0 | 0 | 0 | 0 | 0 | 0 | 0 | 0 | 0 | 0 | 0 | 0 | 0 | 0 | 0 | 0 | 0 | 0
Total excluding storage |  | 1796314.801 | 1644641.6121 | 1448326.1969 | 1205779.9171 | 1084783.1573 | 1138118.7147 | 952168.168 | 926272.6131 | 843199.3566 | 989417.9401 | 1031293.1355 | 1146922.5656 | 988345.334 | 1012331.1908 | 1058403.7715 | 865925.0373 | 917479.388 | 772976.9726 | 605343.1103 | 661671.1282 | 763068.8709 | 607410.4693 | 595695.6709 | 688554.9234 | 832974.7459 | 1022908.0868 | 1028939.4013
Region | Technology | 2023-24 | 2024-25 | 2025-26 | 2026-27 | 2027-28 | 2028-29 | 2029-30 | 2030-31 | 2031-32 | 2032-33 | 2033-34 | 2034-35 | 2035-36 | 2036-37 | 2037-38 | 2038-39 | 2039-40 | 2040-41 | 2041-42 | 2042-43 | 2043-44 | 2044-45 | 2045-46 | 2046-47 | 2047-48
NSW1 | Black Coal | 728280.768 | 638956.934 | 486330.6855 | 392515.776 | 314697.334 | 411412.576 | 323885.576 | 313947.956 | 297032.212 | 339045.052 | 140054.752 | 131823.772 | 124125.848 | 110557.656 | 109376.56 | 102728.588 | 88553.98 | 0 | 0 | 0 | 0 | 0 | 0 | 0 | 0 | 0 | 0
NSW1 | Brown Coal | 0 | 0 | 0 | 0 | 0 | 0 | 0 | 0 | 0 | 0 | 0 | 0 | 0 | 0 | 0 | 0 | 0 | 0 | 0 | 0 | 0 | 0 | 0 | 0 | 0 | 0 | 0
NSW1 | CCGT | 264.6981 | 270.0701 | 2219.169 | 1858.5959 | 1994.0238 | 1524.0272 | 460.6711 | 8815.665 | 5071.5045 | 15845.967 | 68761.656 | 69112.984 | 60399.22 | 60297.348 | 69604.048 | 55623.384 | 46551.168 | 45429.188 | 36787.488 | 45594.432 | 0 | 0 | 0 | 0 | 0 | 0 | 0
NSW1 | Gas - Steam | 0 | 0 | 0 | 0 | 0 | 0 | 0 | 0 | 0 | 0 | 0 | 0 | 0 | 0 | 0 | 0 | 0 | 0 | 0 | 0 | 0 | 0 | 0 | 0 | 0 | 0 | 0
NSW1 | OCGT / Diesel | 252.691 | 570.2993 | 4062.2508 | 1618.2564 | 4285.4911 | 2089.8947 | 296.6647 | 7099.3577 | 3963.2812 | 9129.0974 | 65047.5806 | 118015.8642 | 43240.9487 | 78583.4049 | 115996.471 | 84262.0978 | 136410.3116 | 217477.3995 | 123833.9772 | 175607.826 | 249775.315 | 154863.9414 | 170063.9664 | 207401.13 | 238844.8963 | 243475.2113 | 270039.2819
NSW1 | Hydro | 0 | 0 | 0 | 0 | 0 | 0 | 0 | 0 | 0 | 0 | 0 | 0 | 0 | 0 | 0 | 0 | 0 | 0 | 0 | 0 | 0 | 0 | 0 | 0 | 0 | 0 | 0
NSW1 | Hydrogen Turbine | 0 | 0 | 0 | 0 | 0 | 0 | 0 | 0 | 0 | 0 | 0 | 0 | 0 | 0 | 0 | 0 | 0 | 0 | 0 | 0 | 0 | 0 | 0 | 0 | 0 | 0 | 0
NSW1 | Wind | 0 | 0 | 0 | 0 | 0 | 0 | 0 | 0 | 0 | 0 | 0 | 0 | 0 | 0 | 0 | 0 | 0 | 0 | 0 | 0 | 0 | 0 | 0 | 0 | 0 | 0 | 0
NSW1 | Solar PV | 0 | 0 | 0 | 0 | 0 | 0 | 0 | 0 | 0 | 0 | 0 | 0 | 0 | 0 | 0 | 0 | 0 | 0 | 0 | 0 | 0 | 0 | 0 | 0 | 0 | 0 | 0
NSW1 | Grid Battery | 0 | 0 | 0 | 0 | 0 | 0 | 0 | 0 | 0 | 0 | 0 | 0 | 0 | 0 | 0 | 0 | 0 | 0 | 0 | 0 | 0 | 0 | 0 | 0 | 0 | 0 | 0
NSW1 | Pumped Hydro | 0 | 0 | 0 | 0 | 0 | 0 | 0 | 0 | 0 | 0 | 0 | 0 | 0 | 0 | 0 | 0 | 0 | 0 | 0 | 0 | 0 | 0 | 0 | 0 | 0 | 0 | 0
NSW1 | VPP | 0 | 0 | 0 | 0 | 0 | 0 | 0 | 0 | 0 | 0 | 0 | 0 | 0 | 0 | 0 | 0 | 0 | 0 | 0 | 0 | 0 | 0 | 0 | 0 | 0 | 0 | 0
Total excluding storage |  | 728798.157 | 639797.3033 | 492612.1053 | 395992.6283 | 320976.8489 | 415026.4979 | 324642.9118 | 329862.9787 | 306066.9977 | 364020.1164 | 273863.9886 | 318952.6202 | 227766.0167 | 249438.4089 | 294977.079 | 242614.0698 | 271515.4596 | 262906.5875 | 160621.4652 | 221202.258 | 249775.315 | 154863.9414 | 170063.9664 | 207401.13 | 238844.8963 | 243475.2113 | 270039.2819
Region | Technology | 2023-24 | 2024-25 | 2025-26 | 2026-27 | 2027-28 | 2028-29 | 2029-30 | 2030-31 | 2031-32 | 2032-33 | 2033-34 | 2034-35 | 2035-36 | 2036-37 | 2037-38 | 2038-39 | 2039-40 | 2040-41 | 2041-42 | 2042-43 | 2043-44 | 2044-45 | 2045-46 | 2046-47 | 2047-48
QLD1 | Black Coal | 718285.742 | 674391.137 | 624832.902 | 542509.006 | 514636.888 | 513261.814 | 451747.6 | 397554.9 | 366036.209 | 389453.788 | 394171.254 | 377348.205 | 235462.057 | 226949.295 | 192278.258 | 177557.28 | 162283.825 | 133265.047 | 127630.004 | 77078.103 | 74062.479 | 63847.78 | 48304.3375 | 35420.189 | 32866.453 | 31976.3805 | 30352.2775
QLD1 | Brown Coal | 0 | 0 | 0 | 0 | 0 | 0 | 0 | 0 | 0 | 0 | 0 | 0 | 0 | 0 | 0 | 0 | 0 | 0 | 0 | 0 | 0 | 0 | 0 | 0 | 0 | 0 | 0
QLD1 | CCGT | 67611.8613 | 72903.2298 | 77695.8034 | 73905.2049 | 66209.1506 | 60085.3545 | 55887.4566 | 74761.3707 | 65885.5726 | 95585.5226 | 169174.5185 | 182262.737 | 207119.326 | 165990.56 | 175661.347 | 147432.97 | 120472.8145 | 104158.218 | 88646.4905 | 102396.6555 | 100276.033 | 86673.839 | 46195.9755 | 30645.384 | 29525.736 | 28033.372 | 27134.472
QLD1 | Gas - Steam | 0 | 0 | 0 | 0 | 0 | 0 | 0 | 0 | 0 | 0 | 0 | 0 | 0 | 0 | 0 | 0 | 0 | 0 | 0 | 0 | 0 | 0 | 0 | 0 | 0 | 0 | 0
QLD1 | OCGT / Diesel | 10.7217 | 0.018525 | 118.3929 | 177.4623 | 107.9447 | 165.1522 | 0.018618 | 2408.9475 | 485.4733 | 5171.213 | 15726.3853 | 34608.6339 | 88608.8596 | 145319.4301 | 171258.1836 | 122527.3221 | 142693.0996 | 128950.1649 | 70648.0558 | 128075.559 | 129861.8508 | 128662.5516 | 142536.4339 | 166556.9833 | 201197.9819 | 299164.4373 | 295821.2787
QLD1 | Hydro | 0 | 0 | 0 | 0 | 0 | 0 | 0 | 0 | 0 | 0 | 0 | 0 | 0 | 0 | 0 | 0 | 0 | 0 | 0 | 0 | 0 | 0 | 0 | 0 | 0 | 0 | 0
QLD1 | Hydrogen Turbine | 0 | 0 | 0 | 0 | 0 | 0 | 0 | 0 | 0 | 0 | 0 | 0 | 0 | 0 | 0 | 0 | 0 | 0 | 0 | 0 | 0 | 0 | 0 | 0 | 0 | 0 | 0
QLD1 | Wind | 0 | 0 | 0 | 0 | 0 | 0 | 0 | 0 | 0 | 0 | 0 | 0 | 0 | 0 | 0 | 0 | 0 | 0 | 0 | 0 | 0 | 0 | 0 | 0 | 0 | 0 | 0
QLD1 | Solar PV | 0 | 0 | 0 | 0 | 0 | 0 | 0 | 0 | 0 | 0 | 0 | 0 | 0 | 0 | 0 | 0 | 0 | 0 | 0 | 0 | 0 | 0 | 0 | 0 | 0 | 0 | 0
QLD1 | Grid Battery | 0 | 0 | 0 | 0 | 0 | 0 | 0 | 0 | 0 | 0 | 0 | 0 | 0 | 0 | 0 | 0 | 0 | 0 | 0 | 0 | 0 | 0 | 0 | 0 | 0 | 0 | 0
QLD1 | Pumped Hydro | 0 | 0 | 0 | 0 | 0 | 0 | 0 | 0 | 0 | 0 | 0 | 0 | 0 | 0 | 0 | 0 | 0 | 0 | 0 | 0 | 0 | 0 | 0 | 0 | 0 | 0 | 0
QLD1 | VPP | 0 | 0 | 0 | 0 | 0 | 0 | 0 | 0 | 0 | 0 | 0 | 0 | 0 | 0 | 0 | 0 | 0 | 0 | 0 | 0 | 0 | 0 | 0 | 0 | 0 | 0 | 0
Total excluding storage |  | 785908.325 | 747294.3853 | 702647.0983 | 616591.6732 | 580953.9833 | 573512.3207 | 507635.0752 | 474725.2181 | 432407.2549 | 490210.5236 | 579072.1578 | 594219.5759 | 531190.2426 | 538259.2851 | 539197.7886 | 447517.5721 | 425449.7391 | 366373.4299 | 286924.5503 | 307550.3175 | 304200.3628 | 279184.1706 | 237036.7469 | 232622.5563 | 263590.1709 | 359174.1898 | 353308.0282
Region | Technology | 2023-24 | 2024-25 | 2025-26 | 2026-27 | 2027-28 | 2028-29 | 2029-30 | 2030-31 | 2031-32 | 2032-33 | 2033-34 | 2034-35 | 2035-36 | 2036-37 | 2037-38 | 2038-39 | 2039-40 | 2040-41 | 2041-42 | 2042-43 | 2043-44 | 2044-45 | 2045-46 | 2046-47 | 2047-48
VIC1 | Black Coal | 0 | 0 | 0 | 0 | 0 | 0 | 0 | 0 | 0 | 0 | 0 | 0 | 0 | 0 | 0 | 0 | 0 | 0 | 0 | 0 | 0 | 0 | 0 | 0 | 0 | 0 | 0
VIC1 | Brown Coal | 218264.91 | 199574.82 | 194204.496 | 180905.704 | 174513.372 | 114498.694 | 111978.376 | 102473.166 | 94260.463 | 93256.964 | 91106.373 | 87296.231 | 27119.1 | 26164.249 | 27303.763 | 25128.725 | 24053.923 | 19165.803 | 18792.962 | 18374.373 | 17266.842 | 9832.6907 | 10536.86 | 14801.249 | 0 | 0 | 0
VIC1 | CCGT | 0 | 0 | 0 | 0 | 0 | 0 | 0 | 0 | 0 | 0 | 0 | 0 | 0 | 0 | 0 | 0 | 0 | 0 | 0 | 0 | 0 | 0 | 0 | 0 | 0 | 0 | 0
VIC1 | Gas - Steam | 907.4614 | 1154.3989 | 1169.0389 | 2040.5408 | 1147.7386 | 8298.6335 | 1279.6262 | 3734.7545 | 1789.4984 | 4775.046 | 5252.7975 | 12496.177 | 55619.1 | 57709.24 | 69215.512 | 56081.492 | 0 | 0 | 0 | 0 | 0 | 0 | 0 | 0 | 0 | 0 | 0
VIC1 | OCGT / Diesel | 1317.4452 | 1672.4334 | 758.3224 | 2032.9072 | 1507.0002 | 5601.4985 | 562.9452 | 2801.6873 | 2155.394 | 4153.5239 | 3003.7876 | 11562.9601 | 40296.7295 | 36306.5457 | 65460.7918 | 45729.1784 | 134704.4186 | 82136.8533 | 100209.5013 | 76598.807 | 122444.3806 | 126690.2833 | 140355.3775 | 197527.0063 | 295448.8748 | 378860.2872 | 361286.443
VIC1 | Hydro | 0 | 0 | 0 | 0 | 0 | 0 | 0 | 0 | 0 | 0 | 0 | 0 | 0 | 0 | 0 | 0 | 0 | 0 | 0 | 0 | 0 | 0 | 0 | 0 | 0 | 0 | 0
VIC1 | Hydrogen Turbine | 0 | 0 | 0 | 0 | 0 | 0 | 0 | 0 | 0 | 0 | 0 | 0 | 0 | 0 | 0 | 0 | 0 | 0 | 0 | 0 | 0 | 0 | 0 | 0 | 0 | 0 | 0
VIC1 | Wind | 0 | 0 | 0 | 0 | 0 | 0 | 0 | 0 | 0 | 0 | 0 | 0 | 0 | 0 | 0 | 0 | 0 | 0 | 0 | 0 | 0 | 0 | 0 | 0 | 0 | 0 | 0
VIC1 | Solar PV | 0 | 0 | 0 | 0 | 0 | 0 | 0 | 0 | 0 | 0 | 0 | 0 | 0 | 0 | 0 | 0 | 0 | 0 | 0 | 0 | 0 | 0 | 0 | 0 | 0 | 0 | 0
VIC1 | Grid Battery | 0 | 0 | 0 | 0 | 0 | 0 | 0 | 0 | 0 | 0 | 0 | 0 | 0 | 0 | 0 | 0 | 0 | 0 | 0 | 0 | 0 | 0 | 0 | 0 | 0 | 0 | 0
VIC1 | Pumped Hydro | 0 | 0 | 0 | 0 | 0 | 0 | 0 | 0 | 0 | 0 | 0 | 0 | 0 | 0 | 0 | 0 | 0 | 0 | 0 | 0 | 0 | 0 | 0 | 0 | 0 | 0 | 0
VIC1 | VPP | 0 | 0 | 0 | 0 | 0 | 0 | 0 | 0 | 0 | 0 | 0 | 0 | 0 | 0 | 0 | 0 | 0 | 0 | 0 | 0 | 0 | 0 | 0 | 0 | 0 | 0 | 0
Total excluding storage |  | 220489.8166 | 202401.6523 | 196131.8573 | 184979.152 | 177168.1108 | 128398.826 | 113820.9474 | 109009.6078 | 98205.3554 | 102185.5339 | 99362.9581 | 111355.3681 | 123034.9295 | 120180.0347 | 161980.0668 | 126939.3954 | 158758.3416 | 101302.6563 | 119002.4633 | 94973.18 | 139711.2226 | 136522.974 | 150892.2375 | 212328.2553 | 295448.8748 | 378860.2872 | 361286.443
Region | Technology | 2023-24 | 2024-25 | 2025-26 | 2026-27 | 2027-28 | 2028-29 | 2029-30 | 2030-31 | 2031-32 | 2032-33 | 2033-34 | 2034-35 | 2035-36 | 2036-37 | 2037-38 | 2038-39 | 2039-40 | 2040-41 | 2041-42 | 2042-43 | 2043-44 | 2044-45 | 2045-46 | 2046-47 | 2047-48
SA1 | Black Coal | 0 | 0 | 0 | 0 | 0 | 0 | 0 | 0 | 0 | 0 | 0 | 0 | 0 | 0 | 0 | 0 | 0 | 0 | 0 | 0 | 0 | 0 | 0 | 0 | 0 | 0 | 0
SA1 | Brown Coal | 0 | 0 | 0 | 0 | 0 | 0 | 0 | 0 | 0 | 0 | 0 | 0 | 0 | 0 | 0 | 0 | 0 | 0 | 0 | 0 | 0 | 0 | 0 | 0 | 0 | 0 | 0
SA1 | CCGT | 50291.2005 | 42200.756 | 42603.824 | 5276.1885 | 3177.5778 | 13988.043 | 4882.703 | 8502.503 | 4396.719 | 23847.642 | 54661.836 | 71704.848 | 63858.992 | 62256.244 | 0 | 0 | 0 | 0 | 0 | 0 | 0 | 0 | 0 | 0 | 0 | 0 | 0
SA1 | Gas - Steam | 4556.4395 | 5338.4575 | 6771.2295 | 0 | 0 | 0 | 0 | 0 | 0 | 0 | 0 | 0 | 0 | 0 | 0 | 0 | 0 | 0 | 0 | 0 | 0 | 0 | 0 | 0 | 0 | 0 | 0
SA1 | OCGT / Diesel | 6270.8574 | 7609.0479 | 7560.0727 | 2940.2654 | 2506.6267 | 7193.0173 | 1186.5204 | 4123.0806 | 2117.2109 | 8928.8196 | 24332.1809 | 50283.4995 | 41575.1795 | 41914.2378 | 61268.3865 | 48308.7316 | 59638.6916 | 42257.0861 | 38506.1516 | 37851.6879 | 69197.2974 | 36602.328 | 37598.2035 | 36202.968 | 34857.8816 | 40786.0077 | 44027.954
SA1 | Hydro | 0 | 0 | 0 | 0 | 0 | 0 | 0 | 0 | 0 | 0 | 0 | 0 | 0 | 0 | 0 | 0 | 0 | 0 | 0 | 0 | 0 | 0 | 0 | 0 | 0 | 0 | 0
SA1 | Hydrogen Turbine | 0 | 0 | 0 | 0 | 0 | 0 | 0 | 0 | 0 | 0 | 0 | 0 | 0 | 0 | 0 | 0 | 0 | 0 | 0 | 0 | 0 | 0 | 0 | 0 | 0 | 0 | 0
SA1 | Wind | 0 | 0 | 0 | 0 | 0 | 0 | 0 | 0 | 0 | 0 | 0 | 0 | 0 | 0 | 0 | 0 | 0 | 0 | 0 | 0 | 0 | 0 | 0 | 0 | 0 | 0 | 0
SA1 | Solar PV | 0 | 0 | 0 | 0 | 0 | 0 | 0 | 0 | 0 | 0 | 0 | 0 | 0 | 0 | 0 | 0 | 0 | 0 | 0 | 0 | 0 | 0 | 0 | 0 | 0 | 0 | 0
SA1 | Grid Battery | 0 | 0 | 0 | 0 | 0 | 0 | 0 | 0 | 0 | 0 | 0 | 0 | 0 | 0 | 0 | 0 | 0 | 0 | 0 | 0 | 0 | 0 | 0 | 0 | 0 | 0 | 0
SA1 | Pumped Hydro | 0 | 0 | 0 | 0 | 0 | 0 | 0 | 0 | 0 | 0 | 0 | 0 | 0 | 0 | 0 | 0 | 0 | 0 | 0 | 0 | 0 | 0 | 0 | 0 | 0 | 0 | 0
SA1 | VPP | 0 | 0 | 0 | 0 | 0 | 0 | 0 | 0 | 0 | 0 | 0 | 0 | 0 | 0 | 0 | 0 | 0 | 0 | 0 | 0 | 0 | 0 | 0 | 0 | 0 | 0 | 0
Total excluding storage |  | 61118.4974 | 55148.2614 | 56935.1262 | 8216.4539 | 5684.2045 | 21181.0603 | 6069.2234 | 12625.5836 | 6513.9299 | 32776.4616 | 78994.0169 | 121988.3475 | 105434.1715 | 104170.4818 | 61268.3865 | 48308.7316 | 59638.6916 | 42257.0861 | 38506.1516 | 37851.6879 | 69197.2974 | 36602.328 | 37598.2035 | 36202.968 | 34857.8816 | 40786.0077 | 44027.954
Region | Technology | 2023-24 | 2024-25 | 2025-26 | 2026-27 | 2027-28 | 2028-29 | 2029-30 | 2030-31 | 2031-32 | 2032-33 | 2033-34 | 2034-35 | 2035-36 | 2036-37 | 2037-38 | 2038-39 | 2039-40 | 2040-41 | 2041-42 | 2042-43 | 2043-44 | 2044-45 | 2045-46 | 2046-47 | 2047-48
TAS1 | Black Coal | 0 | 0 | 0 | 0 | 0 | 0 | 0 | 0 | 0 | 0 | 0 | 0 | 0 | 0 | 0 | 0 | 0 | 0 | 0 | 0 | 0 | 0 | 0 | 0 | 0 | 0 | 0
TAS1 | Brown Coal | 0 | 0 | 0 | 0 | 0 | 0 | 0 | 0 | 0 | 0 | 0 | 0 | 0 | 0 | 0 | 0 | 0 | 0 | 0 | 0 | 0 | 0 | 0 | 0 | 0 | 0 | 0
TAS1 | CCGT | 0 | 0 | 0 | 0 | 0 | 0 | 0 | 0 | 0 | 0 | 0 | 0 | 0 | 0 | 0 | 0 | 0 | 0 | 0 | 0 | 0 | 0 | 0 | 0 | 0 | 0 | 0
TAS1 | Gas - Steam | 0 | 0 | 0 | 0 | 0 | 0 | 0 | 0 | 0 | 0 | 0 | 0 | 0 | 0 | 0 | 0 | 0 | 0 | 0 | 0 | 0 | 0 | 0 | 0 | 0 | 0 | 0
TAS1 | OCGT / Diesel | 0.0049489 | 0.0098062 | 0.0097535 | 0.009707 | 0.009695 | 0.00981 | 0.010234 | 49.225 | 5.8187 | 225.3046 | 0.014081 | 406.6539 | 919.9736 | 282.9804 | 980.4506 | 545.2684 | 2117.156 | 137.2128 | 288.4798 | 93.6848 | 184.6729 | 237.0552 | 104.5167 | 0.013767 | 232.9223 | 612.3907 | 277.6941
TAS1 | Hydro | 0 | 0 | 0 | 0 | 0 | 0 | 0 | 0 | 0 | 0 | 0 | 0 | 0 | 0 | 0 | 0 | 0 | 0 | 0 | 0 | 0 | 0 | 0 | 0 | 0 | 0 | 0
TAS1 | Hydrogen Turbine | 0 | 0 | 0 | 0 | 0 | 0 | 0 | 0 | 0 | 0 | 0 | 0 | 0 | 0 | 0 | 0 | 0 | 0 | 0 | 0 | 0 | 0 | 0 | 0 | 0 | 0 | 0
TAS1 | Wind | 0 | 0 | 0 | 0 | 0 | 0 | 0 | 0 | 0 | 0 | 0 | 0 | 0 | 0 | 0 | 0 | 0 | 0 | 0 | 0 | 0 | 0 | 0 | 0 | 0 | 0 | 0
TAS1 | Solar PV | 0 | 0 | 0 | 0 | 0 | 0 | 0 | 0 | 0 | 0 | 0 | 0 | 0 | 0 | 0 | 0 | 0 | 0 | 0 | 0 | 0 | 0 | 0 | 0 | 0 | 0 | 0
TAS1 | Grid Battery | 0 | 0 | 0 | 0 | 0 | 0 | 0 | 0 | 0 | 0 | 0 | 0 | 0 | 0 | 0 | 0 | 0 | 0 | 0 | 0 | 0 | 0 | 0 | 0 | 0 | 0 | 0
TAS1 | Pumped Hydro | 0 | 0 | 0 | 0 | 0 | 0 | 0 | 0 | 0 | 0 | 0 | 0 | 0 | 0 | 0 | 0 | 0 | 0 | 0 | 0 | 0 | 0 | 0 | 0 | 0 | 0 | 0
TAS1 | VPP | 0 | 0 | 0 | 0 | 0 | 0 | 0 | 0 | 0 | 0 | 0 | 0 | 0 | 0 | 0 | 0 | 0 | 0 | 0 | 0 | 0 | 0 | 0 | 0 | 0 | 0 | 0
Total excluding storage |  | 0.0049489 | 0.0098062 | 0.0097535 | 0.009707 | 0.009695 | 0.00981 | 0.010234 | 49.225 | 5.8187 | 225.3046 | 0.014081 | 406.6539 | 919.9736 | 282.9804 | 980.4506 | 545.2684 | 2117.156 | 137.2128 | 288.4798 | 93.6848 | 184.6729 | 237.0552 | 104.5167 | 0.013767 | 232.9223 | 612.3907 | 277.6941

## BaseCase_Build Cost
New generation build cost (CAPEX) by technology ($000s) - BaseCase, Progressive Change Scenario
CAPEX | Real June 2021 dollars discounted to 1 July 2021. The total capital costs are annualised for modelling purposes.
Explicitly modelled generation
Region | Technology | 2023-24 | 2024-25 | 2025-26 | 2026-27 | 2027-28 | 2028-29 | 2029-30 | 2030-31 | 2031-32 | 2032-33 | 2033-34 | 2034-35 | 2035-36 | 2036-37 | 2037-38 | 2038-39 | 2039-40 | 2040-41 | 2041-42 | 2042-43 | 2043-44 | 2044-45 | 2045-46 | 2046-47 | 2047-48 | 2048-49 | 2049-50
NEM | Black Coal | 0 | 0 | 0 | 0 | 0 | 0 | 0 | 0 | 0 | 0 | 0 | 0 | 0 | 0 | 0 | 0 | 0 | 0 | 0 | 0 | 0 | 0 | 0 | 0 | 0 | 0 | 0
NEM | Brown Coal | 0 | 0 | 0 | 0 | 0 | 0 | 0 | 0 | 0 | 0 | 0 | 0 | 0 | 0 | 0 | 0 | 0 | 0 | 0 | 0 | 0 | 0 | 0 | 0 | 0 | 0 | 0
NEM | CCGT | 0 | 0 | 0 | 0 | 0 | 0 | 0 | 0 | 0 | 0 | 0 | 0 | 0 | 0 | 0 | 0 | 0 | 0 | 0 | 0 | 0 | 0 | 0 | 0 | 0 | 0 | 0
NEM | Gas - Steam | 0 | 0 | 0 | 0 | 0 | 0 | 0 | 0 | 0 | 0 | 0 | 0 | 0 | 0 | 0 | 0 | 0 | 0 | 0 | 0 | 0 | 0 | 0 | 0 | 0 | 0 | 0
NEM | OCGT / Diesel | 0 | 16779.2388 | 40449.2874 | 38340.5568 | 40385.3691 | 38172.5829 | 36182.5436 | 57679.1658 | 54817.9619 | 57106.767 | 68167.5307 | 106564.6216 | 131810.2748 | 124588.1487 | 118093.0346 | 111936.5257 | 106383.8572 | 100554.8911 | 113621.9056 | 107698.4888 | 111593.8591 | 155265.1581 | 147170.7661 | 173472.1147 | 168652.3905 | 246274.8728 | 243115.8817
NEM | Hydro | 0 | 0 | 0 | 0 | 0 | 0 | 0 | 0 | 0 | 0 | 0 | 0 | 0 | 0 | 0 | 0 | 0 | 0 | 0 | 0 | 0 | 0 | 0 | 0 | 0 | 0 | 0
NEM | Hydrogen Turbine | 0 | 0 | 0 | 0 | 0 | 0 | 0 | 0 | 0 | 0 | 0 | 0 | 0 | 0 | 0 | 0 | 0 | 0 | 0 | 0 | 0 | 0 | 0 | 0 | 0 | 0 | 0
NEM | Wind | 0 | 138296.3476 | 348269.6639 | 578878.9533 | 794656.3577 | 995650.2237 | 1154748.4579 | 1108552.2181 | 1068399.2924 | 1023818.224 | 1159639.0971 | 1221288.531 | 1631154.9437 | 1699672.8218 | 1852327.5208 | 1914678.8444 | 1839842.2892 | 1906540.0212 | 1958586.789 | 1973050.2352 | 1942894.5877 | 1870432.8249 | 1895481.9848 | 2065729.796 | 2081295.7669 | 2174397.6323 | 2185658.2428
NEM | Solar PV | 0 | 0.079171 | 0.10966 | 0.14709 | 2825.1965 | 19328.4575 | 52864.4993 | 50108.535 | 47622.8778 | 45013.5419 | 144887.2771 | 154887.6901 | 222734.5556 | 232012.2714 | 332520.8192 | 315185.6114 | 311072.0885 | 401590.6789 | 445485.0071 | 518752.5786 | 603049.6219 | 596057.2539 | 591409.8189 | 735799.0903 | 772539.0724 | 849178.4465 | 930800.8194
NEM | Grid Battery | 0 | 0.20368 | 0.28676 | 0.27661 | 0.32393 | 17186.6782 | 19160.863 | 18161.9751 | 17261.0438 | 43966.9568 | 117576.3013 | 118494.3817 | 246139.286 | 232652.8664 | 300641.4297 | 284968.1806 | 287514.2461 | 283551.7476 | 347697.0846 | 329570.6986 | 325630.8362 | 326366.956 | 309352.5339 | 325049.3856 | 331073.9575 | 327434.9394 | 337726.4888
NEM | Pumped Hydro | 0 | 0 | 80749.261 | 76539.5921 | 184500.7302 | 204277.9765 | 198931.2306 | 188560.4513 | 179206.8192 | 169387.8935 | 219389.4944 | 214939.2146 | 231950.4953 | 219241.5048 | 214422.372 | 203243.9553 | 193161.9359 | 182578.2476 | 173060.3964 | 185111.6997 | 179555.8179 | 187091.2329 | 177337.6627 | 269411.88 | 266152.218 | 289164.6433 | 274089.7104
NEM | VPP | 0 | 0 | 0 | 0 | 0 | 0 | 0 | 0 | 0 | 0 | 0 | 0 | 0 | 0 | 0 | 0 | 0 | 0 | 0 | 0 | 0 | 0 | 0 | 0 | 0 | 0 | 0
Total excluding storage |  | 0 | 155075.8693 | 469468.6087 | 693759.5259 | 1022367.9774 | 1274615.9187 | 1461887.5944 | 1423062.3454 | 1367307.9951 | 1339293.3832 | 1709659.7005 | 1816174.439 | 2463789.5553 | 2508167.613 | 2818005.1762 | 2830013.1175 | 2737974.4169 | 2874815.5865 | 3038451.1827 | 3114183.7009 | 3162724.7228 | 3135213.4258 | 3120752.7663 | 3569462.2667 | 3619713.4052 | 3886450.5343 | 3971391.1431
Region | Technology | 2023-24 | 2024-25 | 2025-26 | 2026-27 | 2027-28 | 2028-29 | 2029-30 | 2030-31 | 2031-32 | 2032-33 | 2033-34 | 2034-35 | 2035-36 | 2036-37 | 2037-38 | 2038-39 | 2039-40 | 2040-41 | 2041-42 | 2042-43 | 2043-44 | 2044-45 | 2045-46 | 2046-47 | 2047-48 | 2048-49 | 2049-50
NSW1 | Black Coal | 0 | 0 | 0 | 0 | 0 | 0 | 0 | 0 | 0 | 0 | 0 | 0 | 0 | 0 | 0 | 0 | 0 | 0 | 0 | 0 | 0 | 0 | 0 | 0 | 0 | 0 | 0
NSW1 | Brown Coal | 0 | 0 | 0 | 0 | 0 | 0 | 0 | 0 | 0 | 0 | 0 | 0 | 0 | 0 | 0 | 0 | 0 | 0 | 0 | 0 | 0 | 0 | 0 | 0 | 0 | 0 | 0
NSW1 | CCGT | 0 | 0 | 0 | 0 | 0 | 0 | 0 | 0 | 0 | 0 | 0 | 0 | 0 | 0 | 0 | 0 | 0 | 0 | 0 | 0 | 0 | 0 | 0 | 0 | 0 | 0 | 0
NSW1 | Gas - Steam | 0 | 0 | 0 | 0 | 0 | 0 | 0 | 0 | 0 | 0 | 0 | 0 | 0 | 0 | 0 | 0 | 0 | 0 | 0 | 0 | 0 | 0 | 0 | 0 | 0 | 0 | 0
NSW1 | OCGT / Diesel | 0 | 16779.2157 | 40449.2655 | 38340.536 | 40385.3489 | 38172.5618 | 36182.5231 | 57679.1433 | 54817.9398 | 57106.7446 | 68167.4835 | 64613.7285 | 61408.5314 | 58043.8456 | 55017.8632 | 52149.6333 | 49562.7241 | 46847.0918 | 44404.8263 | 42089.8828 | 40001.9927 | 37810.2103 | 35839.0619 | 39941.4586 | 37960.1421 | 55886.332 | 48576.6218
NSW1 | Hydro | 0 | 0 | 0 | 0 | 0 | 0 | 0 | 0 | 0 | 0 | 0 | 0 | 0 | 0 | 0 | 0 | 0 | 0 | 0 | 0 | 0 | 0 | 0 | 0 | 0 | 0 | 0
NSW1 | Hydrogen Turbine | 0 | 0 | 0 | 0 | 0 | 0 | 0 | 0 | 0 | 0 | 0 | 0 | 0 | 0 | 0 | 0 | 0 | 0 | 0 | 0 | 0 | 0 | 0 | 0 | 0 | 0 | 0
NSW1 | Wind | 0 | 101380.5234 | 228833.5344 | 379353.7999 | 504066.482 | 624151.1577 | 711833.0329 | 674723.2542 | 641253.2616 | 606117.8222 | 678266.2038 | 674753.4038 | 679663.3487 | 663359.9934 | 656745.3998 | 744584.4809 | 707648.9924 | 728869.2282 | 757484.0073 | 733572.8291 | 744706.1753 | 712424.3737 | 716430.3439 | 718642.9882 | 741021.9939 | 743882.8272 | 731383.2395
NSW1 | Solar PV | 0 | 0.023621 | 0.033329 | 0.051356 | 2825.0949 | 19328.3554 | 52864.3852 | 50108.4223 | 47622.7686 | 45013.4306 | 144887.1595 | 154887.5564 | 195937.8512 | 189515.9505 | 198789.9518 | 188426.4948 | 179079.5021 | 223857.512 | 223388.0031 | 239304.5731 | 245732.8905 | 232268.7358 | 232279.9254 | 272340.4318 | 259623.5262 | 271385.9298 | 316908.5497
NSW1 | Grid Battery | 0 | 0.10667 | 0.18589 | 0.17869 | 0.23086 | 17186.5863 | 19160.7722 | 18161.8763 | 17260.9477 | 43966.799 | 103790.3642 | 98379.4961 | 93499.3345 | 88376.3364 | 83769.0529 | 79401.9462 | 75463.1725 | 71328.4163 | 84721.9183 | 80305.1362 | 76321.5593 | 76048.7409 | 72084.086 | 91830.0277 | 87274.7318 | 76606.873 | 76407.1903
NSW1 | Pumped Hydro | 0 | 0 | 80749.1298 | 76539.4601 | 184500.5984 | 204277.8374 | 198931.0894 | 188560.2754 | 179206.6465 | 169387.5868 | 160557.311 | 152187.0248 | 144637.7096 | 136712.7449 | 129585.5402 | 122829.8961 | 116736.8563 | 110340.6304 | 104588.2757 | 99135.8065 | 94218.1241 | 104275.0158 | 98838.8777 | 93686.1473 | 89038.7981 | 84160.1995 | 79772.7011
NSW1 | VPP | 0 | 0 | 0 | 0 | 0 | 0 | 0 | 0 | 0 | 0 | 0 | 0 | 0 | 0 | 0 | 0 | 0 | 0 | 0 | 0 | 0 | 0 | 0 | 0 | 0 | 0 | 0
Total excluding storage |  | 0 | 118159.8694 | 350032.149 | 494234.0261 | 731777.7551 | 903116.4985 | 1018971.8029 | 989232.9715 | 940161.5642 | 921592.3832 | 1155668.5221 | 1144821.2096 | 1175146.7753 | 1136008.8707 | 1123907.8078 | 1187392.4513 | 1128491.2474 | 1181242.8787 | 1214587.0307 | 1194408.2277 | 1200980.742 | 1162827.0765 | 1155472.2949 | 1216441.0537 | 1214919.192 | 1231922.1616 | 1253048.3025
Region | Technology | 2023-24 | 2024-25 | 2025-26 | 2026-27 | 2027-28 | 2028-29 | 2029-30 | 2030-31 | 2031-32 | 2032-33 | 2033-34 | 2034-35 | 2035-36 | 2036-37 | 2037-38 | 2038-39 | 2039-40 | 2040-41 | 2041-42 | 2042-43 | 2043-44 | 2044-45 | 2045-46 | 2046-47 | 2047-48 | 2048-49 | 2049-50
QLD1 | Black Coal | 0 | 0 | 0 | 0 | 0 | 0 | 0 | 0 | 0 | 0 | 0 | 0 | 0 | 0 | 0 | 0 | 0 | 0 | 0 | 0 | 0 | 0 | 0 | 0 | 0 | 0 | 0
QLD1 | Brown Coal | 0 | 0 | 0 | 0 | 0 | 0 | 0 | 0 | 0 | 0 | 0 | 0 | 0 | 0 | 0 | 0 | 0 | 0 | 0 | 0 | 0 | 0 | 0 | 0 | 0 | 0 | 0
QLD1 | CCGT | 0 | 0 | 0 | 0 | 0 | 0 | 0 | 0 | 0 | 0 | 0 | 0 | 0 | 0 | 0 | 0 | 0 | 0 | 0 | 0 | 0 | 0 | 0 | 0 | 0 | 0 | 0
QLD1 | Gas - Steam | 0 | 0 | 0 | 0 | 0 | 0 | 0 | 0 | 0 | 0 | 0 | 0 | 0 | 0 | 0 | 0 | 0 | 0 | 0 | 0 | 0 | 0 | 0 | 0 | 0 | 0 | 0
QLD1 | OCGT / Diesel | 0 | 0.0056795 | 0.0053834 | 0.0051125 | 0.0050073 | 0.0060632 | 0.0057737 | 0.0075073 | 0.007152 | 0.0068018 | 0.031465 | 41950.8747 | 46495.8418 | 43948.2496 | 41657.109 | 39485.4114 | 37526.7174 | 35470.5599 | 33621.3838 | 31868.6102 | 30287.7515 | 28628.2302 | 27135.7633 | 53724.077 | 51059.0667 | 101346.8122 | 96063.3277
QLD1 | Hydro | 0 | 0 | 0 | 0 | 0 | 0 | 0 | 0 | 0 | 0 | 0 | 0 | 0 | 0 | 0 | 0 | 0 | 0 | 0 | 0 | 0 | 0 | 0 | 0 | 0 | 0 | 0
QLD1 | Hydrogen Turbine | 0 | 0 | 0 | 0 | 0 | 0 | 0 | 0 | 0 | 0 | 0 | 0 | 0 | 0 | 0 | 0 | 0 | 0 | 0 | 0 | 0 | 0 | 0 | 0 | 0 | 0 | 0
QLD1 | Wind | 0 | 0.097385 | 0.092308 | 69890.3982 | 151842.5863 | 225732.1866 | 290953.7506 | 275785.5457 | 262105.0625 | 247743.847 | 234828.4171 | 257614.0167 | 389271.0153 | 423119.5681 | 518346.1542 | 491323.369 | 466951.0217 | 477985.5453 | 528153.0096 | 557854.58 | 540349.7248 | 511064.3976 | 530887.6855 | 652855.9206 | 624394.9054 | 726001.1192 | 703602.8002
QLD1 | Solar PV | 0 | 0.018344 | 0.017487 | 0.039335 | 0.045095 | 0.046836 | 0.06033 | 0.057243 | 0.054494 | 0.051598 | 0.049004 | 0.046526 | 10235.0458 | 20521.8237 | 81625.2162 | 77369.8732 | 73531.9011 | 113998.0251 | 112210.4495 | 174296.9403 | 196310.1527 | 185553.9603 | 184758.0038 | 274011.9091 | 290045.8981 | 328560.3731 | 366122.3372
QLD1 | Grid Battery | 0 | 0.022717 | 0.024966 | 0.024688 | 0.023477 | 0.024481 | 0.023391 | 0.029454 | 0.028084 | 0.04587 | 13785.81 | 20114.7368 | 69147.0603 | 65358.3664 | 121572.585 | 115234.6779 | 109518.4028 | 103517.6893 | 127547.0648 | 120897.6935 | 124119.0715 | 117318.3529 | 111202.2294 | 113725.3112 | 108083.9092 | 110579.4678 | 128382.2388
QLD1 | Pumped Hydro | 0 | 0 | 0.030073 | 0.031786 | 0.031573 | 0.036166 | 0.034613 | 0.057982 | 0.055209 | 0.077168 | 57095.409 | 54118.8747 | 51434.2806 | 48616.1024 | 46081.6142 | 43679.2552 | 41512.5235 | 39237.9765 | 37192.3981 | 56326.8665 | 53532.7436 | 50599.587 | 47961.694 | 146780.6223 | 139499.4945 | 156049.7812 | 147914.4847
QLD1 | VPP | 0 | 0 | 0 | 0 | 0 | 0 | 0 | 0 | 0 | 0 | 0 | 0 | 0 | 0 | 0 | 0 | 0 | 0 | 0 | 0 | 0 | 0 | 0 | 0 | 0 | 0 | 0
Total excluding storage |  | 0 | 0.14413 | 0.17022 | 69890.4992 | 151842.6914 | 225732.3002 | 290953.8747 | 275785.6979 | 262105.2074 | 247744.0284 | 305709.7166 | 373798.5494 | 566583.2438 | 601564.1101 | 809282.6786 | 767092.5868 | 729040.5665 | 770209.7961 | 838724.3057 | 941244.6905 | 944599.4442 | 893164.528 | 901945.376 | 1241097.8401 | 1213083.2738 | 1422537.5535 | 1442085.1885
Region | Technology | 2023-24 | 2024-25 | 2025-26 | 2026-27 | 2027-28 | 2028-29 | 2029-30 | 2030-31 | 2031-32 | 2032-33 | 2033-34 | 2034-35 | 2035-36 | 2036-37 | 2037-38 | 2038-39 | 2039-40 | 2040-41 | 2041-42 | 2042-43 | 2043-44 | 2044-45 | 2045-46 | 2046-47 | 2047-48 | 2048-49 | 2049-50
VIC1 | Black Coal | 0 | 0 | 0 | 0 | 0 | 0 | 0 | 0 | 0 | 0 | 0 | 0 | 0 | 0 | 0 | 0 | 0 | 0 | 0 | 0 | 0 | 0 | 0 | 0 | 0 | 0 | 0
VIC1 | Brown Coal | 0 | 0 | 0 | 0 | 0 | 0 | 0 | 0 | 0 | 0 | 0 | 0 | 0 | 0 | 0 | 0 | 0 | 0 | 0 | 0 | 0 | 0 | 0 | 0 | 0 | 0 | 0
VIC1 | CCGT | 0 | 0 | 0 | 0 | 0 | 0 | 0 | 0 | 0 | 0 | 0 | 0 | 0 | 0 | 0 | 0 | 0 | 0 | 0 | 0 | 0 | 0 | 0 | 0 | 0 | 0 | 0
VIC1 | Gas - Steam | 0 | 0 | 0 | 0 | 0 | 0 | 0 | 0 | 0 | 0 | 0 | 0 | 0 | 0 | 0 | 0 | 0 | 0 | 0 | 0 | 0 | 0 | 0 | 0 | 0 | 0 | 0
VIC1 | OCGT / Diesel | 0 | 0.0063346 | 0.0060043 | 0.0056913 | 0.005409 | 0.0051746 | 0.0049806 | 0.0050751 | 0.0049831 | 0.0052076 | 0.0052756 | 0.005812 | 23905.8616 | 22596.0157 | 21418.0244 | 20301.445 | 19294.3815 | 18237.207 | 35595.6632 | 33739.9651 | 32066.2772 | 74371.5419 | 70494.3526 | 66819.2916 | 67290.1352 | 77374.9767 | 83169.0867
VIC1 | Hydro | 0 | 0 | 0 | 0 | 0 | 0 | 0 | 0 | 0 | 0 | 0 | 0 | 0 | 0 | 0 | 0 | 0 | 0 | 0 | 0 | 0 | 0 | 0 | 0 | 0 | 0 | 0
VIC1 | Hydrogen Turbine | 0 | 0 | 0 | 0 | 0 | 0 | 0 | 0 | 0 | 0 | 0 | 0 | 0 | 0 | 0 | 0 | 0 | 0 | 0 | 0 | 0 | 0 | 0 | 0 | 0 | 0 | 0
VIC1 | Wind | 0 | 0.062231 | 67033.1564 | 63538.5432 | 60386.682 | 57077.9868 | 54102.3576 | 51281.8561 | 48737.9939 | 46067.5515 | 43665.9392 | 83010.7325 | 231251.991 | 276776.5624 | 299274.7423 | 311931.2181 | 301090.4718 | 335992.9136 | 320837.6189 | 335895.538 | 323890.1393 | 315598.6563 | 312577.1722 | 323044.956 | 314677.2887 | 299172.0362 | 371290.6251
VIC1 | Solar PV | 0 | 0.013191 | 0.036047 | 0.034199 | 0.032553 | 0.030824 | 0.029224 | 0.027749 | 0.026408 | 0.025008 | 0.024842 | 0.027169 | 16561.2963 | 15653.8732 | 29653.0405 | 28107.1477 | 38095.6946 | 36008.389 | 61914.5545 | 59679.9606 | 95232.9648 | 112942.0028 | 112483.2118 | 116333.0821 | 146046.6886 | 150753.8706 | 148072.0962
VIC1 | Grid Battery | 0 | 0.026941 | 0.025665 | 0.024697 | 0.023472 | 0.023516 | 0.022764 | 0.023556 | 0.022703 | 0.036519 | 0.042741 | 0.046931 | 65825.6166 | 62218.9108 | 66638.3045 | 63164.2698 | 76713.0305 | 77283.2733 | 93671.3742 | 88788.0325 | 84383.6568 | 79760.1132 | 75602.0031 | 71660.6664 | 88990.7262 | 84114.7612 | 79729.6315
VIC1 | Pumped Hydro | 0 | 0 | 0.028668 | 0.028765 | 0.028933 | 0.02962 | 0.028905 | 0.032267 | 0.030939 | 0.040856 | 0.054729 | 0.054614 | 0.063057 | 0.05987 | 0.086851 | 0.082661 | 0.079145 | 0.077796 | 0.23559 | 0.22341 | 0.21243 | 2009.9163 | 1905.1346 | 1805.8149 | 11820.8808 | 24574.8643 | 23293.7103
VIC1 | VPP | 0 | 0 | 0 | 0 | 0 | 0 | 0 | 0 | 0 | 0 | 0 | 0 | 0 | 0 | 0 | 0 | 0 | 0 | 0 | 0 | 0 | 0 | 0 | 0 | 0 | 0 | 0
Total excluding storage |  | 0 | 0.1087 | 67033.2528 | 63538.6365 | 60386.7724 | 57078.0759 | 54102.4435 | 51281.9447 | 48738.079 | 46067.6591 | 43666.0668 | 83010.8671 | 337544.8286 | 377245.4219 | 416984.1986 | 423504.1633 | 435193.6576 | 467521.8606 | 512019.4464 | 518103.7196 | 535573.2505 | 584682.2304 | 573061.8743 | 579663.8109 | 628825.7195 | 635990.509 | 705555.1498
Region | Technology | 2023-24 | 2024-25 | 2025-26 | 2026-27 | 2027-28 | 2028-29 | 2029-30 | 2030-31 | 2031-32 | 2032-33 | 2033-34 | 2034-35 | 2035-36 | 2036-37 | 2037-38 | 2038-39 | 2039-40 | 2040-41 | 2041-42 | 2042-43 | 2043-44 | 2044-45 | 2045-46 | 2046-47 | 2047-48 | 2048-49 | 2049-50
SA1 | Black Coal | 0 | 0 | 0 | 0 | 0 | 0 | 0 | 0 | 0 | 0 | 0 | 0 | 0 | 0 | 0 | 0 | 0 | 0 | 0 | 0 | 0 | 0 | 0 | 0 | 0 | 0 | 0
SA1 | Brown Coal | 0 | 0 | 0 | 0 | 0 | 0 | 0 | 0 | 0 | 0 | 0 | 0 | 0 | 0 | 0 | 0 | 0 | 0 | 0 | 0 | 0 | 0 | 0 | 0 | 0 | 0 | 0
SA1 | CCGT | 0 | 0 | 0 | 0 | 0 | 0 | 0 | 0 | 0 | 0 | 0 | 0 | 0 | 0 | 0 | 0 | 0 | 0 | 0 | 0 | 0 | 0 | 0 | 0 | 0 | 0 | 0
SA1 | Gas - Steam | 0 | 0 | 0 | 0 | 0 | 0 | 0 | 0 | 0 | 0 | 0 | 0 | 0 | 0 | 0 | 0 | 0 | 0 | 0 | 0 | 0 | 0 | 0 | 0 | 0 | 0 | 0
SA1 | OCGT / Diesel | 0 | 0.0056903 | 0.0053937 | 0.0051201 | 0.0050214 | 0.0051191 | 0.004986 | 0.0051663 | 0.005086 | 0.0054012 | 0.0054647 | 0.0073757 | 0.030988 | 0.029315 | 0.027946 | 0.026489 | 0.025202 | 0.023831 | 0.022597 | 0.021428 | 9237.8255 | 14455.1619 | 13701.5753 | 12987.2751 | 12343.0347 | 11666.7407 | 15306.8364
SA1 | Hydro | 0 | 0 | 0 | 0 | 0 | 0 | 0 | 0 | 0 | 0 | 0 | 0 | 0 | 0 | 0 | 0 | 0 | 0 | 0 | 0 | 0 | 0 | 0 | 0 | 0 | 0 | 0
SA1 | Hydrogen Turbine | 0 | 0 | 0 | 0 | 0 | 0 | 0 | 0 | 0 | 0 | 0 | 0 | 0 | 0 | 0 | 0 | 0 | 0 | 0 | 0 | 0 | 0 | 0 | 0 | 0 | 0 | 0
SA1 | Wind | 0 | 0.080309 | 0.076123 | 0.075442 | 0.072804 | 0.080579 | 0.077512 | 0.090858 | 0.087958 | 0.15544 | 72670.4369 | 70094.6021 | 145296.8933 | 148968.2768 | 188276.6894 | 187044.008 | 193274.8953 | 202178.0839 | 191782.9258 | 193653.307 | 184565.4676 | 185385.4935 | 185423.0242 | 225571.5265 | 249250.2564 | 261716.018 | 252915.5325
SA1 | Solar PV | 0 | 0.016946 | 0.016063 | 0.01536 | 0.016206 | 0.016873 | 0.017013 | 0.019199 | 0.019748 | 0.025572 | 0.033464 | 0.049288 | 0.34389 | 6320.6063 | 22452.5924 | 21282.0782 | 20364.9725 | 27726.7356 | 47971.9777 | 45471.0732 | 65773.4837 | 64650.961 | 61280.5319 | 72537.2256 | 73890.0832 | 95706.0941 | 97070.1804
SA1 | Grid Battery | 0 | 0.027304 | 0.02801 | 0.026602 | 0.025282 | 0.024088 | 0.023572 | 0.024744 | 0.023929 | 0.042491 | 0.048883 | 0.066499 | 17667.2296 | 16699.2101 | 28661.433 | 27167.2352 | 25819.5908 | 31422.3178 | 41756.6771 | 39579.7888 | 40806.5031 | 53239.703 | 50464.1728 | 47833.3392 | 46724.5437 | 56133.7929 | 53207.3866
SA1 | Pumped Hydro | 0 | 0 | 0.034856 | 0.033343 | 0.032471 | 0.034199 | 0.032813 | 0.035118 | 0.033709 | 0.043161 | 0.047962 | 0.055546 | 0.080561 | 0.077031 | 0.076227 | 0.072332 | 0.068902 | 0.069477 | 0.070901 | 0.067409 | 0.075274 | 0.078067 | 0.074112 | 0.070421 | 0.073235 | 0.070978 | 0.067988
SA1 | VPP | 0 | 0 | 0 | 0 | 0 | 0 | 0 | 0 | 0 | 0 | 0 | 0 | 0 | 0 | 0 | 0 | 0 | 0 | 0 | 0 | 0 | 0 | 0 | 0 | 0 | 0 | 0
Total excluding storage |  | 0 | 0.13025 | 0.16045 | 0.15587 | 0.15179 | 0.16086 | 0.15589 | 0.17509 | 0.17043 | 0.27207 | 72670.5727 | 70094.7809 | 162964.5783 | 171988.1995 | 239390.8189 | 235493.4202 | 239459.5526 | 261327.2306 | 281511.6741 | 278704.2578 | 300383.3551 | 317731.3974 | 310869.3783 | 358929.4369 | 382207.9912 | 425222.7167 | 418500.0039
Region | Technology | 2023-24 | 2024-25 | 2025-26 | 2026-27 | 2027-28 | 2028-29 | 2029-30 | 2030-31 | 2031-32 | 2032-33 | 2033-34 | 2034-35 | 2035-36 | 2036-37 | 2037-38 | 2038-39 | 2039-40 | 2040-41 | 2041-42 | 2042-43 | 2043-44 | 2044-45 | 2045-46 | 2046-47 | 2047-48 | 2048-49 | 2049-50
TAS1 | Black Coal | 0 | 0 | 0 | 0 | 0 | 0 | 0 | 0 | 0 | 0 | 0 | 0 | 0 | 0 | 0 | 0 | 0 | 0 | 0 | 0 | 0 | 0 | 0 | 0 | 0 | 0 | 0
TAS1 | Brown Coal | 0 | 0 | 0 | 0 | 0 | 0 | 0 | 0 | 0 | 0 | 0 | 0 | 0 | 0 | 0 | 0 | 0 | 0 | 0 | 0 | 0 | 0 | 0 | 0 | 0 | 0 | 0
TAS1 | CCGT | 0 | 0 | 0 | 0 | 0 | 0 | 0 | 0 | 0 | 0 | 0 | 0 | 0 | 0 | 0 | 0 | 0 | 0 | 0 | 0 | 0 | 0 | 0 | 0 | 0 | 0 | 0
TAS1 | Gas - Steam | 0 | 0 | 0 | 0 | 0 | 0 | 0 | 0 | 0 | 0 | 0 | 0 | 0 | 0 | 0 | 0 | 0 | 0 | 0 | 0 | 0 | 0 | 0 | 0 | 0 | 0 | 0
TAS1 | OCGT / Diesel | 0 | 0.0053998 | 0.0051183 | 0.0048627 | 0.0047602 | 0.0047475 | 0.0048003 | 0.0048149 | 0.0048012 | 0.0049539 | 0.0049424 | 0.0052043 | 0.0089263 | 0.0084503 | 0.010036 | 0.0095246 | 0.0090744 | 0.0086064 | 0.0097393 | 0.0092433 | 0.012237 | 0.01379 | 0.01308 | 0.012408 | 0.011804 | 0.011171 | 0.0091845
TAS1 | Hydro | 0 | 0 | 0 | 0 | 0 | 0 | 0 | 0 | 0 | 0 | 0 | 0 | 0 | 0 | 0 | 0 | 0 | 0 | 0 | 0 | 0 | 0 | 0 | 0 | 0 | 0 | 0
TAS1 | Hydrogen Turbine | 0 | 0 | 0 | 0 | 0 | 0 | 0 | 0 | 0 | 0 | 0 | 0 | 0 | 0 | 0 | 0 | 0 | 0 | 0 | 0 | 0 | 0 | 0 | 0 | 0 | 0 | 0
TAS1 | Wind | 0 | 36915.5843 | 52402.8046 | 66096.1366 | 78360.5346 | 88688.812 | 97859.2393 | 106761.4713 | 116302.8864 | 123888.8479 | 130208.1 | 135815.7759 | 185671.6953 | 187448.4211 | 189684.5352 | 179795.7684 | 170876.9081 | 161514.2503 | 160329.2275 | 152073.9811 | 149383.0807 | 145959.9038 | 150163.7589 | 145614.4048 | 151951.3226 | 143625.6317 | 126466.0454
TAS1 | Solar PV | 0 | 0.0070685 | 0.006732 | 0.0068398 | 0.0077495 | 0.0075866 | 0.0075529 | 0.0084694 | 0.00855 | 0.0091437 | 0.010243 | 0.010666 | 0.0184 | 0.017768 | 0.018349 | 0.017469 | 0.018221 | 0.017272 | 0.022214 | 0.031372 | 0.13015 | 641.5939 | 608.1459 | 576.4418 | 2932.8764 | 2772.1788 | 2627.6558
TAS1 | Grid Battery | 0 | 0.020044 | 0.022225 | 0.021925 | 0.020838 | 0.0198 | 0.021025 | 0.021117 | 0.021409 | 0.032899 | 0.035455 | 0.035382 | 0.045143 | 0.042763 | 0.054214 | 0.051504 | 0.049437 | 0.050961 | 0.050222 | 0.047666 | 0.04548 | 0.046041 | 0.04261 | 0.041087 | 0.046574 | 0.044428 | 0.041611
TAS1 | Pumped Hydro | 0 | 0 | 0.037601 | 0.038141 | 0.038802 | 0.039039 | 0.044842 | 0.050527 | 0.052866 | 0.14558 | 1736.6716 | 8633.205 | 35878.3615 | 33912.5206 | 38755.0545 | 36734.6489 | 34912.408 | 32999.4934 | 31279.4162 | 29648.7358 | 31804.6624 | 30206.6358 | 28631.8823 | 27139.2251 | 25792.9714 | 24379.7273 | 23108.7463
TAS1 | VPP | 0 | 0 | 0 | 0 | 0 | 0 | 0 | 0 | 0 | 0 | 0 | 0 | 0 | 0 | 0 | 0 | 0 | 0 | 0 | 0 | 0 | 0 | 0 | 0 | 0 | 0 | 0
Total excluding storage |  | 0 | 36915.6168 | 52402.8762 | 66096.2083 | 78360.6067 | 88688.8832 | 97859.3175 | 106761.5562 | 116302.974 | 123889.0404 | 131944.8223 | 144449.0321 | 221550.1292 | 221361.0107 | 228439.6722 | 216530.4959 | 205789.3929 | 194513.8205 | 191608.7258 | 181722.8052 | 181187.9309 | 176808.1933 | 179403.8428 | 173330.1251 | 180677.2288 | 170777.5935 | 152202.4983

## BaseCase_Rehab Cost
Rehabilition cost by technology ($000s) - BaseCase, Progressive Change Scenario
Rehab | Real June 2021 dollars discounted to 1 July 2021
Explicitly modelled generation
Region | Technology | 2023-24 | 2024-25 | 2025-26 | 2026-27 | 2027-28 | 2028-29 | 2029-30 | 2030-31 | 2031-32 | 2032-33 | 2033-34 | 2034-35 | 2035-36 | 2036-37 | 2037-38 | 2038-39 | 2039-40 | 2040-41 | 2041-42 | 2042-43 | 2043-44 | 2044-45 | 2045-46 | 2046-47 | 2047-48 | 2048-49 | 2049-50
NEM | Black Coal | 0 | 0 | 0 | 0 | 0 | 0 | 0 | 0 | 0 | 0 | 0 | 0 | 0 | 0 | 0 | 0 | 0 | 0 | 0 | 0 | 0 | 0 | 0 | 0 | 0 | 0 | 0
NEM | Brown Coal | 0 | 0 | 0 | 0 | 0 | 0 | 0 | 0 | 0 | 0 | 0 | 0 | 0 | 0 | 0 | 0 | 0 | 0 | 0 | 0 | 0 | 0 | 0 | 0 | 0 | 0 | 0
NEM | CCGT | 0 | 0 | 0 | 0 | 0 | 0 | 0 | 0 | 0 | 0 | 0 | 0 | 0 | 0 | 0 | 0 | 0 | 0 | 0 | 0 | 0 | 0 | 0 | 0 | 0 | 0 | 0
NEM | Gas - Steam | 0 | 0 | 0 | 0 | 0 | 0 | 0 | 0 | 0 | 0 | 0 | 0 | 0 | 0 | 0 | 0 | 0 | 0 | 0 | 0 | 0 | 0 | 0 | 0 | 0 | 0 | 0
NEM | OCGT / Diesel | 0 | 0 | 0 | 0 | 0 | 0 | 0 | 0 | 0 | 0 | 0 | 0 | 0 | 0 | 0 | 0 | 0 | 0 | 0 | 0 | 0 | 0 | 0 | 0 | 0 | 0 | 0
NEM | Hydro | 0 | 0 | 0 | 0 | 0 | 0 | 0 | 0 | 0 | 0 | 0 | 0 | 0 | 0 | 0 | 0 | 0 | 0 | 0 | 0 | 0 | 0 | 0 | 0 | 0 | 0 | 0
NEM | Hydrogen Turbine | 0 | 0 | 0 | 0 | 0 | 0 | 0 | 0 | 0 | 0 | 0 | 0 | 0 | 0 | 0 | 0 | 0 | 0 | 0 | 0 | 0 | 0 | 0 | 0 | 0 | 0 | 0
NEM | Wind | 0 | 0 | 0 | 0 | 0 | 0 | 0 | 0 | 0 | 0 | 0 | 0 | 0 | 0 | 0 | 0 | 0 | 0 | 0 | 0 | 0 | 0 | 0 | 0 | 0 | 0 | 0
NEM | Solar PV | 0 | 0 | 0 | 0 | 0 | 0 | 0 | 0 | 0 | 0 | 0 | 0 | 0 | 0 | 0 | 0 | 0 | 0 | 0 | 0 | 0 | 0 | 0 | 0 | 0 | 0 | 0
NEM | Grid Battery | 0 | 0 | 0 | 0 | 0 | 0 | 0 | 0 | 0 | 0 | 0 | 0 | 0 | 0 | 0 | 0 | 0 | 0 | 0 | 0 | 0 | 0 | 0 | 0 | 0 | 0 | 0
NEM | Pumped Hydro | 0 | 0 | 0 | 0 | 0 | 0 | 0 | 0 | 0 | 0 | 0 | 0 | 0 | 0 | 0 | 0 | 0 | 0 | 0 | 0 | 0 | 0 | 0 | 0 | 0 | 0 | 0
NEM | VPP | 0 | 0 | 0 | 0 | 0 | 0 | 0 | 0 | 0 | 0 | 0 | 0 | 0 | 0 | 0 | 0 | 0 | 0 | 0 | 0 | 0 | 0 | 0 | 0 | 0 | 0 | 0
Total excluding storage |  | 0 | 0 | 0 | 0 | 0 | 0 | 0 | 0 | 0 | 0 | 0 | 0 | 0 | 0 | 0 | 0 | 0 | 0 | 0 | 0 | 0 | 0 | 0 | 0 | 0 | 0 | 0
Region | Technology | 2023-24 | 2024-25 | 2025-26 | 2026-27 | 2027-28 | 2028-29 | 2029-30 | 2030-31 | 2031-32 | 2032-33 | 2033-34 | 2034-35 | 2035-36 | 2036-37 | 2037-38 | 2038-39 | 2039-40 | 2040-41 | 2041-42 | 2042-43 | 2043-44 | 2044-45 | 2045-46 | 2046-47 | 2047-48 | 2048-49 | 2049-50
NSW1 | Black Coal | 0 | 0 | 0 | 0 | 0 | 0 | 0 | 0 | 0 | 0 | 0 | 0 | 0 | 0 | 0 | 0 | 0 | 0 | 0 | 0 | 0 | 0 | 0 | 0 | 0 | 0 | 0
NSW1 | Brown Coal | 0 | 0 | 0 | 0 | 0 | 0 | 0 | 0 | 0 | 0 | 0 | 0 | 0 | 0 | 0 | 0 | 0 | 0 | 0 | 0 | 0 | 0 | 0 | 0 | 0 | 0 | 0
NSW1 | CCGT | 0 | 0 | 0 | 0 | 0 | 0 | 0 | 0 | 0 | 0 | 0 | 0 | 0 | 0 | 0 | 0 | 0 | 0 | 0 | 0 | 0 | 0 | 0 | 0 | 0 | 0 | 0
NSW1 | Gas - Steam | 0 | 0 | 0 | 0 | 0 | 0 | 0 | 0 | 0 | 0 | 0 | 0 | 0 | 0 | 0 | 0 | 0 | 0 | 0 | 0 | 0 | 0 | 0 | 0 | 0 | 0 | 0
NSW1 | OCGT / Diesel | 0 | 0 | 0 | 0 | 0 | 0 | 0 | 0 | 0 | 0 | 0 | 0 | 0 | 0 | 0 | 0 | 0 | 0 | 0 | 0 | 0 | 0 | 0 | 0 | 0 | 0 | 0
NSW1 | Hydro | 0 | 0 | 0 | 0 | 0 | 0 | 0 | 0 | 0 | 0 | 0 | 0 | 0 | 0 | 0 | 0 | 0 | 0 | 0 | 0 | 0 | 0 | 0 | 0 | 0 | 0 | 0
NSW1 | Hydrogen Turbine | 0 | 0 | 0 | 0 | 0 | 0 | 0 | 0 | 0 | 0 | 0 | 0 | 0 | 0 | 0 | 0 | 0 | 0 | 0 | 0 | 0 | 0 | 0 | 0 | 0 | 0 | 0
NSW1 | Wind | 0 | 0 | 0 | 0 | 0 | 0 | 0 | 0 | 0 | 0 | 0 | 0 | 0 | 0 | 0 | 0 | 0 | 0 | 0 | 0 | 0 | 0 | 0 | 0 | 0 | 0 | 0
NSW1 | Solar PV | 0 | 0 | 0 | 0 | 0 | 0 | 0 | 0 | 0 | 0 | 0 | 0 | 0 | 0 | 0 | 0 | 0 | 0 | 0 | 0 | 0 | 0 | 0 | 0 | 0 | 0 | 0
NSW1 | Grid Battery | 0 | 0 | 0 | 0 | 0 | 0 | 0 | 0 | 0 | 0 | 0 | 0 | 0 | 0 | 0 | 0 | 0 | 0 | 0 | 0 | 0 | 0 | 0 | 0 | 0 | 0 | 0
NSW1 | Pumped Hydro | 0 | 0 | 0 | 0 | 0 | 0 | 0 | 0 | 0 | 0 | 0 | 0 | 0 | 0 | 0 | 0 | 0 | 0 | 0 | 0 | 0 | 0 | 0 | 0 | 0 | 0 | 0
NSW1 | VPP | 0 | 0 | 0 | 0 | 0 | 0 | 0 | 0 | 0 | 0 | 0 | 0 | 0 | 0 | 0 | 0 | 0 | 0 | 0 | 0 | 0 | 0 | 0 | 0 | 0 | 0 | 0
Total excluding storage |  | 0 | 0 | 0 | 0 | 0 | 0 | 0 | 0 | 0 | 0 | 0 | 0 | 0 | 0 | 0 | 0 | 0 | 0 | 0 | 0 | 0 | 0 | 0 | 0 | 0 | 0 | 0
Region | Technology | 2023-24 | 2024-25 | 2025-26 | 2026-27 | 2027-28 | 2028-29 | 2029-30 | 2030-31 | 2031-32 | 2032-33 | 2033-34 | 2034-35 | 2035-36 | 2036-37 | 2037-38 | 2038-39 | 2039-40 | 2040-41 | 2041-42 | 2042-43 | 2043-44 | 2044-45 | 2045-46 | 2046-47 | 2047-48 | 2048-49 | 2049-50
QLD1 | Black Coal | 0 | 0 | 0 | 0 | 0 | 0 | 0 | 0 | 0 | 0 | 0 | 0 | 0 | 0 | 0 | 0 | 0 | 0 | 0 | 0 | 0 | 0 | 0 | 0 | 0 | 0 | 0
QLD1 | Brown Coal | 0 | 0 | 0 | 0 | 0 | 0 | 0 | 0 | 0 | 0 | 0 | 0 | 0 | 0 | 0 | 0 | 0 | 0 | 0 | 0 | 0 | 0 | 0 | 0 | 0 | 0 | 0
QLD1 | CCGT | 0 | 0 | 0 | 0 | 0 | 0 | 0 | 0 | 0 | 0 | 0 | 0 | 0 | 0 | 0 | 0 | 0 | 0 | 0 | 0 | 0 | 0 | 0 | 0 | 0 | 0 | 0
QLD1 | Gas - Steam | 0 | 0 | 0 | 0 | 0 | 0 | 0 | 0 | 0 | 0 | 0 | 0 | 0 | 0 | 0 | 0 | 0 | 0 | 0 | 0 | 0 | 0 | 0 | 0 | 0 | 0 | 0
QLD1 | OCGT / Diesel | 0 | 0 | 0 | 0 | 0 | 0 | 0 | 0 | 0 | 0 | 0 | 0 | 0 | 0 | 0 | 0 | 0 | 0 | 0 | 0 | 0 | 0 | 0 | 0 | 0 | 0 | 0
QLD1 | Hydro | 0 | 0 | 0 | 0 | 0 | 0 | 0 | 0 | 0 | 0 | 0 | 0 | 0 | 0 | 0 | 0 | 0 | 0 | 0 | 0 | 0 | 0 | 0 | 0 | 0 | 0 | 0
QLD1 | Hydrogen Turbine | 0 | 0 | 0 | 0 | 0 | 0 | 0 | 0 | 0 | 0 | 0 | 0 | 0 | 0 | 0 | 0 | 0 | 0 | 0 | 0 | 0 | 0 | 0 | 0 | 0 | 0 | 0
QLD1 | Wind | 0 | 0 | 0 | 0 | 0 | 0 | 0 | 0 | 0 | 0 | 0 | 0 | 0 | 0 | 0 | 0 | 0 | 0 | 0 | 0 | 0 | 0 | 0 | 0 | 0 | 0 | 0
QLD1 | Solar PV | 0 | 0 | 0 | 0 | 0 | 0 | 0 | 0 | 0 | 0 | 0 | 0 | 0 | 0 | 0 | 0 | 0 | 0 | 0 | 0 | 0 | 0 | 0 | 0 | 0 | 0 | 0
QLD1 | Grid Battery | 0 | 0 | 0 | 0 | 0 | 0 | 0 | 0 | 0 | 0 | 0 | 0 | 0 | 0 | 0 | 0 | 0 | 0 | 0 | 0 | 0 | 0 | 0 | 0 | 0 | 0 | 0
QLD1 | Pumped Hydro | 0 | 0 | 0 | 0 | 0 | 0 | 0 | 0 | 0 | 0 | 0 | 0 | 0 | 0 | 0 | 0 | 0 | 0 | 0 | 0 | 0 | 0 | 0 | 0 | 0 | 0 | 0
QLD1 | VPP | 0 | 0 | 0 | 0 | 0 | 0 | 0 | 0 | 0 | 0 | 0 | 0 | 0 | 0 | 0 | 0 | 0 | 0 | 0 | 0 | 0 | 0 | 0 | 0 | 0 | 0 | 0
Total excluding storage |  | 0 | 0 | 0 | 0 | 0 | 0 | 0 | 0 | 0 | 0 | 0 | 0 | 0 | 0 | 0 | 0 | 0 | 0 | 0 | 0 | 0 | 0 | 0 | 0 | 0 | 0 | 0
Region | Technology | 2023-24 | 2024-25 | 2025-26 | 2026-27 | 2027-28 | 2028-29 | 2029-30 | 2030-31 | 2031-32 | 2032-33 | 2033-34 | 2034-35 | 2035-36 | 2036-37 | 2037-38 | 2038-39 | 2039-40 | 2040-41 | 2041-42 | 2042-43 | 2043-44 | 2044-45 | 2045-46 | 2046-47 | 2047-48 | 2048-49 | 2049-50
VIC1 | Black Coal | 0 | 0 | 0 | 0 | 0 | 0 | 0 | 0 | 0 | 0 | 0 | 0 | 0 | 0 | 0 | 0 | 0 | 0 | 0 | 0 | 0 | 0 | 0 | 0 | 0 | 0 | 0
VIC1 | Brown Coal | 0 | 0 | 0 | 0 | 0 | 0 | 0 | 0 | 0 | 0 | 0 | 0 | 0 | 0 | 0 | 0 | 0 | 0 | 0 | 0 | 0 | 0 | 0 | 0 | 0 | 0 | 0
VIC1 | CCGT | 0 | 0 | 0 | 0 | 0 | 0 | 0 | 0 | 0 | 0 | 0 | 0 | 0 | 0 | 0 | 0 | 0 | 0 | 0 | 0 | 0 | 0 | 0 | 0 | 0 | 0 | 0
VIC1 | Gas - Steam | 0 | 0 | 0 | 0 | 0 | 0 | 0 | 0 | 0 | 0 | 0 | 0 | 0 | 0 | 0 | 0 | 0 | 0 | 0 | 0 | 0 | 0 | 0 | 0 | 0 | 0 | 0
VIC1 | OCGT / Diesel | 0 | 0 | 0 | 0 | 0 | 0 | 0 | 0 | 0 | 0 | 0 | 0 | 0 | 0 | 0 | 0 | 0 | 0 | 0 | 0 | 0 | 0 | 0 | 0 | 0 | 0 | 0
VIC1 | Hydro | 0 | 0 | 0 | 0 | 0 | 0 | 0 | 0 | 0 | 0 | 0 | 0 | 0 | 0 | 0 | 0 | 0 | 0 | 0 | 0 | 0 | 0 | 0 | 0 | 0 | 0 | 0
VIC1 | Hydrogen Turbine | 0 | 0 | 0 | 0 | 0 | 0 | 0 | 0 | 0 | 0 | 0 | 0 | 0 | 0 | 0 | 0 | 0 | 0 | 0 | 0 | 0 | 0 | 0 | 0 | 0 | 0 | 0
VIC1 | Wind | 0 | 0 | 0 | 0 | 0 | 0 | 0 | 0 | 0 | 0 | 0 | 0 | 0 | 0 | 0 | 0 | 0 | 0 | 0 | 0 | 0 | 0 | 0 | 0 | 0 | 0 | 0
VIC1 | Solar PV | 0 | 0 | 0 | 0 | 0 | 0 | 0 | 0 | 0 | 0 | 0 | 0 | 0 | 0 | 0 | 0 | 0 | 0 | 0 | 0 | 0 | 0 | 0 | 0 | 0 | 0 | 0
VIC1 | Grid Battery | 0 | 0 | 0 | 0 | 0 | 0 | 0 | 0 | 0 | 0 | 0 | 0 | 0 | 0 | 0 | 0 | 0 | 0 | 0 | 0 | 0 | 0 | 0 | 0 | 0 | 0 | 0
VIC1 | Pumped Hydro | 0 | 0 | 0 | 0 | 0 | 0 | 0 | 0 | 0 | 0 | 0 | 0 | 0 | 0 | 0 | 0 | 0 | 0 | 0 | 0 | 0 | 0 | 0 | 0 | 0 | 0 | 0
VIC1 | VPP | 0 | 0 | 0 | 0 | 0 | 0 | 0 | 0 | 0 | 0 | 0 | 0 | 0 | 0 | 0 | 0 | 0 | 0 | 0 | 0 | 0 | 0 | 0 | 0 | 0 | 0 | 0
Total excluding storage |  | 0 | 0 | 0 | 0 | 0 | 0 | 0 | 0 | 0 | 0 | 0 | 0 | 0 | 0 | 0 | 0 | 0 | 0 | 0 | 0 | 0 | 0 | 0 | 0 | 0 | 0 | 0
Region | Technology | 2023-24 | 2024-25 | 2025-26 | 2026-27 | 2027-28 | 2028-29 | 2029-30 | 2030-31 | 2031-32 | 2032-33 | 2033-34 | 2034-35 | 2035-36 | 2036-37 | 2037-38 | 2038-39 | 2039-40 | 2040-41 | 2041-42 | 2042-43 | 2043-44 | 2044-45 | 2045-46 | 2046-47 | 2047-48 | 2048-49 | 2049-50
SA1 | Black Coal | 0 | 0 | 0 | 0 | 0 | 0 | 0 | 0 | 0 | 0 | 0 | 0 | 0 | 0 | 0 | 0 | 0 | 0 | 0 | 0 | 0 | 0 | 0 | 0 | 0 | 0 | 0
SA1 | Brown Coal | 0 | 0 | 0 | 0 | 0 | 0 | 0 | 0 | 0 | 0 | 0 | 0 | 0 | 0 | 0 | 0 | 0 | 0 | 0 | 0 | 0 | 0 | 0 | 0 | 0 | 0 | 0
SA1 | CCGT | 0 | 0 | 0 | 0 | 0 | 0 | 0 | 0 | 0 | 0 | 0 | 0 | 0 | 0 | 0 | 0 | 0 | 0 | 0 | 0 | 0 | 0 | 0 | 0 | 0 | 0 | 0
SA1 | Gas - Steam | 0 | 0 | 0 | 0 | 0 | 0 | 0 | 0 | 0 | 0 | 0 | 0 | 0 | 0 | 0 | 0 | 0 | 0 | 0 | 0 | 0 | 0 | 0 | 0 | 0 | 0 | 0
SA1 | OCGT / Diesel | 0 | 0 | 0 | 0 | 0 | 0 | 0 | 0 | 0 | 0 | 0 | 0 | 0 | 0 | 0 | 0 | 0 | 0 | 0 | 0 | 0 | 0 | 0 | 0 | 0 | 0 | 0
SA1 | Hydro | 0 | 0 | 0 | 0 | 0 | 0 | 0 | 0 | 0 | 0 | 0 | 0 | 0 | 0 | 0 | 0 | 0 | 0 | 0 | 0 | 0 | 0 | 0 | 0 | 0 | 0 | 0
SA1 | Hydrogen Turbine | 0 | 0 | 0 | 0 | 0 | 0 | 0 | 0 | 0 | 0 | 0 | 0 | 0 | 0 | 0 | 0 | 0 | 0 | 0 | 0 | 0 | 0 | 0 | 0 | 0 | 0 | 0
SA1 | Wind | 0 | 0 | 0 | 0 | 0 | 0 | 0 | 0 | 0 | 0 | 0 | 0 | 0 | 0 | 0 | 0 | 0 | 0 | 0 | 0 | 0 | 0 | 0 | 0 | 0 | 0 | 0
SA1 | Solar PV | 0 | 0 | 0 | 0 | 0 | 0 | 0 | 0 | 0 | 0 | 0 | 0 | 0 | 0 | 0 | 0 | 0 | 0 | 0 | 0 | 0 | 0 | 0 | 0 | 0 | 0 | 0
SA1 | Grid Battery | 0 | 0 | 0 | 0 | 0 | 0 | 0 | 0 | 0 | 0 | 0 | 0 | 0 | 0 | 0 | 0 | 0 | 0 | 0 | 0 | 0 | 0 | 0 | 0 | 0 | 0 | 0
SA1 | Pumped Hydro | 0 | 0 | 0 | 0 | 0 | 0 | 0 | 0 | 0 | 0 | 0 | 0 | 0 | 0 | 0 | 0 | 0 | 0 | 0 | 0 | 0 | 0 | 0 | 0 | 0 | 0 | 0
SA1 | VPP | 0 | 0 | 0 | 0 | 0 | 0 | 0 | 0 | 0 | 0 | 0 | 0 | 0 | 0 | 0 | 0 | 0 | 0 | 0 | 0 | 0 | 0 | 0 | 0 | 0 | 0 | 0
Total excluding storage |  | 0 | 0 | 0 | 0 | 0 | 0 | 0 | 0 | 0 | 0 | 0 | 0 | 0 | 0 | 0 | 0 | 0 | 0 | 0 | 0 | 0 | 0 | 0 | 0 | 0 | 0 | 0
Region | Technology | 2023-24 | 2024-25 | 2025-26 | 2026-27 | 2027-28 | 2028-29 | 2029-30 | 2030-31 | 2031-32 | 2032-33 | 2033-34 | 2034-35 | 2035-36 | 2036-37 | 2037-38 | 2038-39 | 2039-40 | 2040-41 | 2041-42 | 2042-43 | 2043-44 | 2044-45 | 2045-46 | 2046-47 | 2047-48 | 2048-49 | 2049-50
TAS1 | Black Coal | 0 | 0 | 0 | 0 | 0 | 0 | 0 | 0 | 0 | 0 | 0 | 0 | 0 | 0 | 0 | 0 | 0 | 0 | 0 | 0 | 0 | 0 | 0 | 0 | 0 | 0 | 0
TAS1 | Brown Coal | 0 | 0 | 0 | 0 | 0 | 0 | 0 | 0 | 0 | 0 | 0 | 0 | 0 | 0 | 0 | 0 | 0 | 0 | 0 | 0 | 0 | 0 | 0 | 0 | 0 | 0 | 0
TAS1 | CCGT | 0 | 0 | 0 | 0 | 0 | 0 | 0 | 0 | 0 | 0 | 0 | 0 | 0 | 0 | 0 | 0 | 0 | 0 | 0 | 0 | 0 | 0 | 0 | 0 | 0 | 0 | 0
TAS1 | Gas - Steam | 0 | 0 | 0 | 0 | 0 | 0 | 0 | 0 | 0 | 0 | 0 | 0 | 0 | 0 | 0 | 0 | 0 | 0 | 0 | 0 | 0 | 0 | 0 | 0 | 0 | 0 | 0
TAS1 | OCGT / Diesel | 0 | 0 | 0 | 0 | 0 | 0 | 0 | 0 | 0 | 0 | 0 | 0 | 0 | 0 | 0 | 0 | 0 | 0 | 0 | 0 | 0 | 0 | 0 | 0 | 0 | 0 | 0
TAS1 | Hydro | 0 | 0 | 0 | 0 | 0 | 0 | 0 | 0 | 0 | 0 | 0 | 0 | 0 | 0 | 0 | 0 | 0 | 0 | 0 | 0 | 0 | 0 | 0 | 0 | 0 | 0 | 0
TAS1 | Hydrogen Turbine | 0 | 0 | 0 | 0 | 0 | 0 | 0 | 0 | 0 | 0 | 0 | 0 | 0 | 0 | 0 | 0 | 0 | 0 | 0 | 0 | 0 | 0 | 0 | 0 | 0 | 0 | 0
TAS1 | Wind | 0 | 0 | 0 | 0 | 0 | 0 | 0 | 0 | 0 | 0 | 0 | 0 | 0 | 0 | 0 | 0 | 0 | 0 | 0 | 0 | 0 | 0 | 0 | 0 | 0 | 0 | 0
TAS1 | Solar PV | 0 | 0 | 0 | 0 | 0 | 0 | 0 | 0 | 0 | 0 | 0 | 0 | 0 | 0 | 0 | 0 | 0 | 0 | 0 | 0 | 0 | 0 | 0 | 0 | 0 | 0 | 0
TAS1 | Grid Battery | 0 | 0 | 0 | 0 | 0 | 0 | 0 | 0 | 0 | 0 | 0 | 0 | 0 | 0 | 0 | 0 | 0 | 0 | 0 | 0 | 0 | 0 | 0 | 0 | 0 | 0 | 0
TAS1 | Pumped Hydro | 0 | 0 | 0 | 0 | 0 | 0 | 0 | 0 | 0 | 0 | 0 | 0 | 0 | 0 | 0 | 0 | 0 | 0 | 0 | 0 | 0 | 0 | 0 | 0 | 0 | 0 | 0
TAS1 | VPP | 0 | 0 | 0 | 0 | 0 | 0 | 0 | 0 | 0 | 0 | 0 | 0 | 0 | 0 | 0 | 0 | 0 | 0 | 0 | 0 | 0 | 0 | 0 | 0 | 0 | 0 | 0
Total excluding storage |  | 0 | 0 | 0 | 0 | 0 | 0 | 0 | 0 | 0 | 0 | 0 | 0 | 0 | 0 | 0 | 0 | 0 | 0 | 0 | 0 | 0 | 0 | 0 | 0 | 0 | 0 | 0

## BaseCase_REZ Tx Cost
REZ transmission expansion cost by region ($000s) - BaseCase, Progressive Change Scenario
REZ Expansion | Real June 2021 dollars discounted to 1 July 2021. As with the total capital costs, the REZ transmission expansion costs are annualised for modelling purposes.
Explicitly modelled generation
Region | Technology | 2023-24 | 2024-25 | 2025-26 | 2026-27 | 2027-28 | 2028-29 | 2029-30 | 2030-31 | 2031-32 | 2032-33 | 2033-34 | 2034-35 | 2035-36 | 2036-37 | 2037-38 | 2038-39 | 2039-40 | 2040-41 | 2041-42 | 2042-43 | 2043-44 | 2044-45 | 2045-46 | 2046-47 | 2047-48 | 2048-49 | 2049-50
NSW1 | Transmission | 0 | 0.0002121 | 0.00023522 | 0.00028831 | 0.00030352 | 0.00033716 | 0.00034282 | 0.00033512 | 0.00032917 | 0.00035356 | 14123.603 | 18088.271 | 22247.031 | 23195.0913 | 21985.8685 | 20839.6859 | 19805.9226 | 18720.7201 | 17744.7585 | 17031.1782 | 22305.6177 | 21083.4522 | 32455.9591 | 48088.8212 | 50667.0042 | 61788.4053 | 73547.6736
QLD1 | Transmission | 68.9739 | 65.4774 | 62.064 | 58.8285 | 56.1736 | 78.4483 | 79.9566 | 77.2878 | 73.6138 | 69.581 | 66.9471 | 72.5676 | 30439.6378 | 32273.164 | 50071.8502 | 47463.7191 | 45048.5025 | 56297.2668 | 64192.1048 | 77792.0031 | 82275.5407 | 78019.6226 | 78149.8378 | 124336.603 | 125245.472 | 157333.4378 | 174307.3421
VIC1 | Transmission | 0 | 9.0433e-05 | 8.9802e-05 | 8.512e-05 | 8.0898e-05 | 8.5418e-05 | 8.0965e-05 | 7.6744e-05 | 7.6015e-05 | 7.891e-05 | 8.3883e-05 | 8.8982e-05 | 0.0002992 | 5992.6017 | 5680.1913 | 6342.0888 | 6027.4863 | 12388.6095 | 11742.7579 | 12128.1491 | 11526.5261 | 11814.7682 | 15077.0895 | 16884.2151 | 17044.0051 | 16598.9152 | 15857.6296
SA1 | Transmission | 57.1281 | 54.0052 | 51.1919 | 48.5235 | 46.1168 | 43.5908 | 41.3185 | 39.1654 | 37.2228 | 35.1872 | 1779.4857 | 1686.7222 | 1619.9556 | 1548.1122 | 9469.5102 | 9054.5318 | 9761.4439 | 14370.3096 | 14102.2996 | 14401.9875 | 14579.8852 | 15281.2089 | 14487.2339 | 28734.2841 | 34629.9133 | 36328.6469 | 36130.4249
TAS1 | Transmission | 0 | 0.0001177 | 0.00013765 | 0.00014138 | 0.00015593 | 0.00021765 | 0.00021527 | 0.00021008 | 0.00020663 | 0.00021551 | 127.4028 | 205.0056 | 210.3077 | 2584.6447 | 5134.498 | 4866.8227 | 4625.4015 | 4371.9673 | 5757.015 | 5711.5528 | 6532.862 | 6174.9146 | 8827.3038 | 9040.9035 | 9864.5384 | 9324.0423 | 8837.9548
NEM | Total | 126.102 | 119.483 | 113.2563 | 107.3525 | 102.2909 | 122.0397 | 121.2758 | 116.4538 | 110.8373 | 104.7689 | 16097.4387 | 20052.5664 | 54516.9325 | 65593.6139 | 92341.9182 | 88566.8483 | 85268.7568 | 106148.8733 | 113538.9358 | 127064.8707 | 137220.4317 | 132373.9665 | 148997.424 | 227084.8269 | 237450.9329 | 281373.4476 | 308681.0251

## BaseCase_USE+DSP Cost
USE+DSP cost by region ($000s) - BaseCase, Progressive Change Scenario
USE+DSP | Real June 2021 dollars discounted to 1 July 2021
Explicitly modelled generation
Region | Technology | 2023-24 | 2024-25 | 2025-26 | 2026-27 | 2027-28 | 2028-29 | 2029-30 | 2030-31 | 2031-32 | 2032-33 | 2033-34 | 2034-35 | 2035-36 | 2036-37 | 2037-38 | 2038-39 | 2039-40 | 2040-41 | 2041-42 | 2042-43 | 2043-44 | 2044-45 | 2045-46 | 2046-47 | 2047-48 | 2048-49 | 2049-50
NSW1 | USE+DSP | 18535.7693 | 16178.8105 | 27003.4226 | 116.9457 | 24854.0827 | 33297.1725 | 0.09245 | 33712.4831 | 1477.9625 | 10957.6519 | 48870.7163 | 61317.2678 | 58.2249 | 45.8686 | 9887.809 | 0.65239 | 44.7061 | 43.9443 | 10999.9721 | 26.5043 | 188.823 | 593.5428 | 160.7726 | 10972.2282 | 112.473 | 313.0217 | 915.584
QLD1 | USE+DSP | 0.010816 | 0.011026 | 0.011081 | 0.011052 | 0.01109 | 1760.4785 | 0.011051 | 7293.0151 | 0.011194 | 391.8134 | 3116.2749 | 5245.9773 | 9857.3085 | 0.012081 | 86822.1823 | 0.012063 | 0.012106 | 10.9392 | 1102.6193 | 832.5377 | 326.7812 | 1684.1268 | 407.3167 | 2609.9688 | 0.013038 | 1861.4351 | 4302.6522
VIC1 | USE+DSP | 27.8899 | 2852.056 | 0.11815 | 0.13532 | 19.1514 | 52.3894 | 0.11869 | 54.778 | 1.2782 | 57.5432 | 49.7699 | 151.0515 | 8531.2316 | 545.9822 | 7850.4892 | 388.829 | 1415.1377 | 1019.9609 | 5594.4038 | 346.7369 | 673.7926 | 1187.7943 | 341.777 | 0.14314 | 916.5873 | 1874.8839 | 1731.8559
SA1 | USE+DSP | 4.1471 | 0.013038 | 0.013038 | 1.3728 | 15.8971 | 28.1094 | 0.0128 | 34.0401 | 1.5227 | 36.7023 | 5.1865 | 111.1393 | 784.133 | 871.0595 | 1267.3544 | 37.6925 | 63.308 | 136.8364 | 1003.6198 | 43.6579 | 284.1904 | 539.3572 | 138.8933 | 143.5345 | 403.1034 | 520.3581 | 928.348
TAS1 | USE+DSP | 0.0076106 | 0.0075803 | 0.0075747 | 0.0075721 | 0.00759 | 0.0075839 | 0.0076804 | 11.6601 | 0.0077735 | 22.1908 | 0.0083474 | 29.5823 | 33.8983 | 0.0085239 | 87.7276 | 6.2152 | 30.735 | 96.1663 | 206.099 | 0.0087493 | 152.2661 | 286.5035 | 85.758 | 0.0089513 | 189.986 | 139.3019 | 135.8953
NEM | Total | 18567.8248 | 19030.8982 | 27003.5724 | 118.4724 | 24889.1498 | 35138.1574 | 0.24267 | 41105.9764 | 1480.7824 | 11465.9016 | 52041.9559 | 66855.0182 | 19264.7963 | 1462.9309 | 105915.5625 | 433.4012 | 1553.8988 | 1307.847 | 18906.714 | 1249.4456 | 1625.8534 | 4291.3245 | 1134.5175 | 13725.8836 | 1622.1627 | 4709.0008 | 8014.3354

## Option 5_CF
Annual capacity factor by technology - Option 5, Progressive Change Scenario
Explicitly modelled generation
Region | Technology | 2023-24 | 2024-25 | 2025-26 | 2026-27 | 2027-28 | 2028-29 | 2029-30 | 2030-31 | 2031-32 | 2032-33 | 2033-34 | 2034-35 | 2035-36 | 2036-37 | 2037-38 | 2038-39 | 2039-40 | 2040-41 | 2041-42 | 2042-43 | 2043-44 | 2044-45 | 2045-46 | 2046-47 | 2047-48 | 2048-49 | 2049-50
NEM | Black Coal | 51.15% | 49.42% | 47.97% | 52.77% | 51.76% | 55.43% | 49.44% | 58.39% | 57.32% | 66% | 69.75% | 70.43% | 71.72% | 72.05% | 72.7% | 71.76% | 70.2% | 63.35% | 64.68% | 66.02% | 66.52% | 61.69% | 59.69% | 62.68% | 59.79% | 62.35% | 62.74%
NEM | Brown Coal | 69.41% | 67.04% | 68.75% | 67.46% | 68.21% | 70.09% | 72.34% | 69.9% | 67.65% | 70.88% | 73.02% | 73.96% | 69.07% | 70.42% | 77.18% | 75.7% | 76.42% | 65.59% | 68.4% | 69.16% | 68.69% | 42.6% | 48.23% | 68.46% | - | - | -
NEM | CCGT | 5.631% | 5.877% | 6.473% | 4.258% | 4.032% | 4.74% | 3.881% | 6.753% | 5.306% | 11.35% | 28.35% | 33.24% | 36.25% | 37.45% | 44.04% | 39.2% | 37.04% | 33.16% | 30.16% | 36.62% | 35.94% | 33.06% | 31.68% | 31.09% | 31.21% | 30.97% | 31.5%
NEM | Gas - Steam | 0.4457% | 0.5467% | 0.7012% | 0.5143% | 0.3087% | 2.273% | 0.3613% | 1.101% | 0.5418% | 1.511% | 1.662% | 4.588% | 19.52% | 21.5% | 28.62% | 12.5% | - | - | - | - | - | - | - | - | - | - | -
NEM | OCGT / Diesel | 0.1313% | 0.1549% | 0.1898% | 0.09375% | 0.1126% | 0.236% | 0.03638% | 0.2661% | 0.1411% | 0.5208% | 2.203% | 4.064% | 4.024% | 5.882% | 8.456% | 5.647% | 9.522% | 10.84% | 6.661% | 9.946% | 14.21% | 9.825% | 11.53% | 13.79% | 18.32% | 17.7% | 18.78%
NEM | Hydro | 23.8% | 23.58% | 21.95% | 20.95% | 18.01% | 24.75% | 24.38% | 23.61% | 23.48% | 23.3% | 28.24% | 28.85% | 28.1% | 24.82% | 29.06% | 25.14% | 23.7% | 23.7% | 22.33% | 24.68% | 25.27% | 23.51% | 20.3% | 26.42% | 27% | 27.28% | 28.82%
NEM | Hydrogen Turbine | bar: 2023-24 to 2049-50
NEM | Wind | 31.79% | 31.13% | 32.4% | 33.9% | 36.71% | 35.52% | 34.91% | 35.26% | 37.05% | 35.54% | 35.37% | 35.52% | 37.45% | 37.95% | 36.34% | 36.38% | 36.25% | 36.52% | 35.46% | 34.44% | 33.75% | 34.81% | 35.6% | 34.46% | 33.93% | 33.16% | 33.19%
NEM | Solar PV | 23.92% | 21.06% | 21.9% | 21.88% | 22.75% | 21.09% | 21.15% | 22.58% | 23.59% | 23.69% | 24.42% | 24.19% | 26.02% | 25.96% | 22.28% | 23.88% | 25.41% | 24.92% | 24.86% | 24.24% | 23.11% | 23.99% | 23.8% | 20.18% | 21.39% | 22.45% | 22.8%
NEM | Grid Battery | 5.324% | 5.417% | 5.448% | 5.49% | 5.377% | 7.698% | 7.913% | 8.255% | 7.969% | 10.14% | 12.06% | 12.11% | 15.94% | 16.01% | 16.54% | 16.72% | 17.45% | 16.74% | 19.28% | 18.67% | 18.88% | 19.67% | 19.97% | 17.9% | 18.25% | 18.99% | 18.87%
NEM | Pumped Hydro | 11.37% | 13.81% | 16.78% | 20.89% | 12.49% | 12.64% | 12.24% | 16.21% | 14.28% | 16.38% | 17.13% | 16.88% | 21.26% | 20.68% | 18.15% | 19.34% | 20.85% | 20.76% | 20.44% | 20.43% | 20.29% | 21.46% | 21.75% | 19.51% | 20.05% | 20.5% | 20.05%
NEM | VPP | 8.75% | 8.801% | 8.763% | 8.86% | 8.652% | 8.387% | 8.27% | 8.514% | 8.135% | 8.29% | 7.99% | 7.531% | 7.388% | 7.293% | 6.876% | 6.818% | 6.824% | 6.559% | 6.753% | 6.649% | 6.43% | 6.608% | 6.596% | 6.219% | 6.279% | 6.457% | 6.288%
Region | Technology | 2023-24 | 2024-25 | 2025-26 | 2026-27 | 2027-28 | 2028-29 | 2029-30 | 2030-31 | 2031-32 | 2032-33 | 2033-34 | 2034-35 | 2035-36 | 2036-37 | 2037-38 | 2038-39 | 2039-40 | 2040-41 | 2041-42 | 2042-43 | 2043-44 | 2044-45 | 2045-46 | 2046-47 | 2047-48 | 2048-49 | 2049-50
NSW1 | Black Coal | 45.2% | 41.98% | 37.94% | 51.29% | 48.01% | 54.4% | 44.98% | 55.05% | 54.97% | 66.47% | 69.98% | 69.98% | 70.17% | 66.24% | 69.98% | 69.98% | 65.88% | - | - | - | - | - | - | - | - | - | -
NSW1 | Brown Coal | bar: 2023-24 to 2049-50
NSW1 | CCGT | 0.1021% | 0.1067% | 0.9305% | 0.8034% | 0.8914% | 0.7101% | 0.2268% | 4.553% | 2.72% | 9.003% | 41.75% | 44.21% | 40.28% | 42.03% | 50.72% | 43.74% | 40.25% | 38.06% | 34.51% | 42.51% | - | - | - | - | - | - | -
NSW1 | Gas - Steam | bar: 2023-24 to 2049-50
NSW1 | OCGT / Diesel | 0.01329% | 0.02006% | 0.1306% | 0.05537% | 0.1454% | 0.07445% | 0.01093% | 0.2393% | 0.137% | 0.3317% | 2.306% | 4.397% | 1.626% | 2.91% | 4.815% | 2.929% | 6.542% | 10.66% | 5.943% | 8.471% | 14.9% | 11.03% | 13.54% | 16.25% | 21.17% | 17.57% | 20.14%
NSW1 | Hydro | 10.63% | 13.02% | 12.96% | 12.67% | 10.19% | 16.37% | 12.86% | 12.93% | 11.97% | 12.23% | 14.14% | 14.82% | 14.22% | 11.85% | 16.79% | 14.27% | 12.99% | 13.53% | 11.96% | 14.13% | 14.72% | 14.1% | 12.1% | 16.76% | 16.72% | 17.1% | 17.23%
NSW1 | Hydrogen Turbine | bar: 2023-24 to 2049-50
NSW1 | Wind | 35.95% | 33.54% | 34.03% | 34.3% | 36.81% | 36.67% | 34.26% | 34.77% | 34.99% | 35.17% | 34.25% | 33.99% | 35.74% | 35.55% | 35.57% | 34.44% | 34.82% | 33.11% | 33.81% | 32.6% | 31.92% | 33.23% | 32.97% | 33.91% | 32.1% | 31.55% | 29.81%
NSW1 | Solar PV | 26.07% | 20.95% | 21.06% | 22.54% | 23.68% | 21.54% | 22.04% | 23.64% | 23.92% | 24.19% | 24.19% | 23.89% | 25.88% | 25.85% | 22.21% | 23.25% | 25.4% | 24.67% | 24.56% | 24.04% | 22.84% | 24.27% | 23.88% | 20.69% | 21.12% | 22.59% | 22.41%
NSW1 | Grid Battery | 7.356% | 7.045% | 7.058% | 7.351% | 6.973% | 20.9% | 21.29% | 21.81% | 21.26% | 16.04% | 15.01% | 14.39% | 14.92% | 15.09% | 14.39% | 13.95% | 14.46% | 13.86% | 17.51% | 16.94% | 16.16% | 18.12% | 17.81% | 16.42% | 16.45% | 17.75% | 17.51%
NSW1 | Pumped Hydro | 10.01% | 11.51% | 21.02% | 26.43% | 12.05% | 12.71% | 11.85% | 16.23% | 14.03% | 16.12% | 15.05% | 14.86% | 22.47% | 22.08% | 19.62% | 20.79% | 22.28% | 22.24% | 22.42% | 21.37% | 21.28% | 22.77% | 23.25% | 20.27% | 19.23% | 20.2% | 19.01%
NSW1 | VPP | 9.051% | 8.864% | 8.977% | 9.19% | 8.746% | 8.377% | 8.274% | 8.669% | 8.203% | 7.953% | 7.584% | 7.191% | 7.381% | 7.274% | 6.929% | 6.676% | 6.781% | 6.487% | 6.711% | 6.569% | 6.313% | 6.728% | 6.632% | 6.299% | 6.328% | 6.705% | 6.532%
Region | Technology | 2023-24 | 2024-25 | 2025-26 | 2026-27 | 2027-28 | 2028-29 | 2029-30 | 2030-31 | 2031-32 | 2032-33 | 2033-34 | 2034-35 | 2035-36 | 2036-37 | 2037-38 | 2038-39 | 2039-40 | 2040-41 | 2041-42 | 2042-43 | 2043-44 | 2044-45 | 2045-46 | 2046-47 | 2047-48 | 2048-49 | 2049-50
QLD1 | Black Coal | 57.26% | 57.04% | 59.22% | 53.86% | 53.84% | 56.01% | 51.92% | 60.29% | 58.67% | 65.73% | 69.7% | 70.53% | 72.21% | 73.91% | 73.67% | 72.4% | 71.74% | 63.35% | 64.68% | 66.02% | 66.52% | 61.69% | 59.69% | 62.68% | 59.79% | 62.35% | 62.74%
QLD1 | Brown Coal | bar: 2023-24 to 2049-50
QLD1 | CCGT | 5.684% | 6.048% | 6.609% | 6.602% | 6.396% | 6.37% | 6.064% | 9.356% | 7.86% | 13.79% | 29.37% | 33.98% | 41.21% | 44.1% | 49.16% | 44.28% | 42.93% | 37.59% | 34.24% | 41.32% | 42.94% | 39.49% | 47.22% | 67.01% | 67.27% | 66.76% | 67.9%
QLD1 | Gas - Steam | bar: 2023-24 to 2049-50
QLD1 | OCGT / Diesel | 0.0006535% | 1.721e-06% | 0.008059% | 0.01243% | 0.007612% | 0.01264% | 2.234e-06% | 0.2119% | 0.04384% | 0.4982% | 2.103% | 2.828% | 6.948% | 11.71% | 14.31% | 10.73% | 14.11% | 13.55% | 7.593% | 14.77% | 16.28% | 16.46% | 19.34% | 18.19% | 22.4% | 19.18% | 21.19%
QLD1 | Hydro | 53.02% | 53.72% | 55.13% | 52.32% | 53.8% | 54.3% | 52.91% | 53.74% | 54.13% | 54.04% | 55.3% | 55.19% | 55.99% | 55.92% | 46.68% | 47.66% | 47.78% | 44.13% | 42.23% | - | - | - | - | - | - | - | -
QLD1 | Hydrogen Turbine | bar: 2023-24 to 2049-50
QLD1 | Wind | 39.11% | 31.47% | 35.25% | 38.28% | 39.85% | 37.77% | 36.51% | 37.99% | 38.11% | 37.56% | 37.43% | 37.14% | 37% | 38.72% | 36.45% | 36.05% | 36.99% | 35.41% | 35.23% | 32.93% | 32.71% | 32.47% | 33.92% | 33.03% | 32.65% | 32.96% | 31.79%
QLD1 | Solar PV | 22.93% | 21.94% | 24.23% | 22.5% | 23.35% | 21.18% | 20.88% | 22.61% | 24.88% | 24.56% | 26.83% | 26.55% | 28.15% | 27.69% | 22.66% | 25.37% | 26.28% | 26.64% | 26.62% | 25.63% | 24.83% | 25.24% | 24.68% | 20.3% | 22.89% | 23.97% | 24.82%
QLD1 | Grid Battery | 6.582% | 6.684% | 6.483% | 6.628% | 6.557% | 6.689% | 6.641% | 6.824% | 6.608% | 6.65% | 12.07% | 15.11% | 20.78% | 20.66% | 20.26% | 20.59% | 21.45% | 21.38% | 21.78% | 22.01% | 21.98% | 22.32% | 22.59% | 19.77% | 21.56% | 21.31% | 22.36%
QLD1 | Pumped Hydro | 11.95% | 14.78% | 12.44% | 15.22% | 14.53% | 12.31% | 14.25% | 16.11% | 15.49% | 17.7% | 22.93% | 22.02% | 19.48% | 17.49% | 13.62% | 14.95% | 16.04% | 16.52% | 15.24% | 18.82% | 18.58% | 18.94% | 19.07% | 18.63% | 21.31% | 21.05% | 21.68%
QLD1 | VPP | 7.946% | 7.993% | 7.853% | 8.169% | 8.078% | 8.295% | 8.29% | 8.507% | 8.358% | 8.517% | 8.1% | 7.71% | 7.543% | 7.414% | 7.022% | 7.105% | 7.02% | 6.907% | 7.017% | 7.061% | 6.967% | 6.899% | 6.899% | 6.498% | 6.645% | 6.52% | 6.686%
Region | Technology | 2023-24 | 2024-25 | 2025-26 | 2026-27 | 2027-28 | 2028-29 | 2029-30 | 2030-31 | 2031-32 | 2032-33 | 2033-34 | 2034-35 | 2035-36 | 2036-37 | 2037-38 | 2038-39 | 2039-40 | 2040-41 | 2041-42 | 2042-43 | 2043-44 | 2044-45 | 2045-46 | 2046-47 | 2047-48 | 2048-49 | 2049-50
VIC1 | Black Coal | bar: 2023-24 to 2049-50
VIC1 | Brown Coal | 69.41% | 67.04% | 68.75% | 67.46% | 68.21% | 70.09% | 72.34% | 69.9% | 67.65% | 70.88% | 73.02% | 73.96% | 69.07% | 70.42% | 77.18% | 75.7% | 76.42% | 65.59% | 68.4% | 69.16% | 68.69% | 42.6% | 48.23% | 68.46% | - | - | -
VIC1 | CCGT | bar: 2023-24 to 2049-50
VIC1 | Gas - Steam | 0.1969% | 0.258% | 0.2748% | 0.5143% | 0.3087% | 2.273% | 0.3613% | 1.101% | 0.5418% | 1.511% | 1.662% | 4.588% | 19.52% | 21.5% | 28.62% | 12.5% | - | - | - | - | - | - | - | - | - | - | -
VIC1 | OCGT / Diesel | 0.06004% | 0.08588% | 0.04158% | 0.119% | 0.09046% | 0.3719% | 0.03975% | 0.1911% | 0.1501% | 0.3016% | 0.2453% | 1.056% | 2.652% | 2.562% | 5.17% | 1.87% | 6.56% | 5.378% | 4.397% | 4.07% | 8.183% | 4.746% | 5.121% | 8.344% | 13.34% | 16.38% | 16.29%
VIC1 | Hydro | 13.79% | 16.72% | 17.22% | 16.36% | 13.68% | 20.5% | 17.11% | 14.8% | 14.78% | 13.49% | 16.49% | 17% | 16.23% | 13.58% | 20.4% | 17.05% | 14.75% | 14.75% | 13.47% | 16.45% | 17.01% | 16.14% | 13.52% | 20.32% | 20.36% | 20.35% | 20.36%
VIC1 | Hydrogen Turbine | bar: 2023-24 to 2049-50
VIC1 | Wind | 27.27% | 26.89% | 28.38% | 28.55% | 33.08% | 31.47% | 32.35% | 31.39% | 36.07% | 31.45% | 32.44% | 33.72% | 36.26% | 36.44% | 33.23% | 36.35% | 34.87% | 38.41% | 34.69% | 35.14% | 34.29% | 35.62% | 37.27% | 33.73% | 35.52% | 33.49% | 37.35%
VIC1 | Solar PV | 20.43% | 18.6% | 17.78% | 18.08% | 18.16% | 19.07% | 18.4% | 18.68% | 19% | 19.65% | 19.67% | 19.54% | 21.63% | 21.72% | 20.07% | 23.02% | 23.88% | 21.7% | 22.59% | 21.68% | 20.44% | 21.4% | 21.77% | 18.86% | 19.01% | 20.25% | 19.38%
VIC1 | Grid Battery | 5.582% | 5.704% | 5.94% | 5.966% | 5.835% | 5.741% | 5.46% | 5.595% | 5.218% | 5.688% | 5.281% | 4.878% | 15.19% | 15.13% | 14.24% | 15.17% | 16.23% | 15.21% | 19.46% | 18.17% | 17.4% | 18.37% | 18.7% | 17.17% | 16.64% | 17.63% | 16.29%
VIC1 | Pumped Hydro | bar: 2023-24 to 2049-50
VIC1 | VPP | 8.963% | 9.132% | 9.397% | 9.531% | 9.537% | 9.154% | 8.761% | 8.99% | 8.209% | 9.068% | 8.763% | 8.103% | 7.532% | 7.372% | 6.68% | 6.858% | 6.804% | 6.474% | 6.768% | 6.495% | 6.152% | 6.393% | 6.368% | 5.905% | 6.041% | 6.269% | 5.789%
Region | Technology | 2023-24 | 2024-25 | 2025-26 | 2026-27 | 2027-28 | 2028-29 | 2029-30 | 2030-31 | 2031-32 | 2032-33 | 2033-34 | 2034-35 | 2035-36 | 2036-37 | 2037-38 | 2038-39 | 2039-40 | 2040-41 | 2041-42 | 2042-43 | 2043-44 | 2044-45 | 2045-46 | 2046-47 | 2047-48 | 2048-49 | 2049-50
SA1 | Black Coal | bar: 2023-24 to 2049-50
SA1 | Brown Coal | bar: 2023-24 to 2049-50
SA1 | CCGT | 10.59% | 12.47% | 13.22% | 1.725% | 1.09% | 5.033% | 1.852% | 3.372% | 1.825% | 10.43% | 25.27% | 34.96% | 32.17% | 33.12% | - | - | - | - | - | - | - | - | - | - | - | - | -
SA1 | Gas - Steam | 0.6012% | 0.7271% | 0.9678% | - | - | - | - | - | - | - | - | - | - | - | - | - | - | - | - | - | - | - | - | - | - | - | -
SA1 | OCGT / Diesel | 0.5673% | 0.7393% | 0.7836% | 0.2685% | 0.2189% | 0.7631% | 0.1443% | 0.6326% | 0.3392% | 2.133% | 6.522% | 13.41% | 12.61% | 13.26% | 20.28% | 15.91% | 19.87% | 16.16% | 13.93% | 15.44% | 16.98% | 9% | 10.35% | 11.48% | 11.2% | 14.12% | 12.41%
SA1 | Hydro | bar: 2023-24 to 2049-50
SA1 | Hydrogen Turbine | bar: 2023-24 to 2049-50
SA1 | Wind | 31.38% | 31.54% | 30.29% | 33.63% | 34.1% | 32.24% | 32.2% | 32.68% | 35.16% | 31.54% | 33.39% | 31.63% | 36.66% | 36.81% | 34.84% | 35.16% | 34.15% | 35.97% | 33.53% | 34.34% | 31.1% | 34.29% | 34.6% | 32.42% | 32.64% | 30.93% | 32.81%
SA1 | Solar PV | 22.74% | 20.72% | 20.8% | 19.79% | 20.27% | 20.46% | 19.75% | 19.73% | 20.53% | 20.81% | 20.56% | 21.55% | 23.74% | 24.99% | 23.15% | 22.96% | 23.68% | 22.7% | 23.32% | 21.82% | 20.78% | 20.64% | 22.21% | 18.65% | 18.81% | 18.95% | 19.63%
SA1 | Grid Battery | 4.649% | 4.76% | 4.68% | 4.687% | 4.607% | 4.486% | 4.398% | 4.631% | 4.528% | 4.559% | 4.568% | 4.062% | 12.69% | 13% | 15.5% | 15.49% | 15.92% | 14.16% | 17.42% | 15.91% | 18.62% | 18.32% | 19.81% | 17.5% | 16.43% | 18.36% | 15.84%
SA1 | Pumped Hydro | bar: 2023-24 to 2049-50
SA1 | VPP | 8.998% | 9.153% | 8.97% | 8.799% | 8.555% | 8.192% | 7.918% | 7.944% | 7.766% | 7.76% | 7.741% | 7.294% | 7.221% | 7.281% | 7% | 6.834% | 6.761% | 6.388% | 6.599% | 6.544% | 6.329% | 6.413% | 6.583% | 6.307% | 6.108% | 6.361% | 6.106%
Region | Technology | 2023-24 | 2024-25 | 2025-26 | 2026-27 | 2027-28 | 2028-29 | 2029-30 | 2030-31 | 2031-32 | 2032-33 | 2033-34 | 2034-35 | 2035-36 | 2036-37 | 2037-38 | 2038-39 | 2039-40 | 2040-41 | 2041-42 | 2042-43 | 2043-44 | 2044-45 | 2045-46 | 2046-47 | 2047-48 | 2048-49 | 2049-50
TAS1 | Black Coal | bar: 2023-24 to 2049-50
TAS1 | Brown Coal | bar: 2023-24 to 2049-50
TAS1 | CCGT | bar: 2023-24 to 2049-50
TAS1 | Gas - Steam | bar: 2023-24 to 2049-50
TAS1 | OCGT / Diesel | 3.757e-06% | 7.918e-06% | 8.28e-06% | 8.689e-06% | 9.111e-06% | 9.65e-06% | 1.042e-05% | 0.03115% | 0.003698% | 0.1593% | 1.674e-05% | 0.2982% | 0.759% | 0.2361% | 1.118% | 0.05419% | 0.3281% | 0.313% | 0.8938% | 0.2926% | 0.5782% | 0.8825% | 0.3855% | 0.1796% | 0.8255% | 3.033% | 1.1%
TAS1 | Hydro | 43.97% | 38.32% | 33.06% | 31.33% | 27.47% | 35.06% | 40.53% | 40.2% | 40.76% | 41.13% | 51.01% | 51.68% | 50.7% | 45.79% | 48.44% | 42.51% | 41.63% | 41.17% | 39.95% | 42.42% | 43.04% | 39.37% | 34.42% | 41.41% | 43.08% | 43.5% | 47.81%
TAS1 | Hydrogen Turbine | bar: 2023-24 to 2049-50
TAS1 | Wind | 37.85% | 41.94% | 46.6% | 48.1% | 48.31% | 42.67% | 46.85% | 45.64% | 50.27% | 47.43% | 46.22% | 48.87% | 50.16% | 51.35% | 49.5% | 47.98% | 47.04% | 50.99% | 49.53% | 47.38% | 49.14% | 50.38% | 51.97% | 50.36% | 49.21% | 48.4% | 52.46%
TAS1 | Solar PV | bar: 2023-24 to 2049-50
TAS1 | Grid Battery | bar: 2023-24 to 2049-50
TAS1 | Pumped Hydro | - | - | - | - | - | - | - | - | - | - | 27.56% | 25.69% | 17.78% | 18.75% | 18.28% | 19.37% | 21.72% | 20.31% | 19.11% | 18.79% | 18.6% | 19.2% | 18.72% | 18.9% | 19.48% | 19.64% | 18.34%
TAS1 | VPP | 0.813% | 2.13% | 3.267% | 4.162% | 5.072% | 4.479% | 7.288% | 7.405% | 7.64% | 8.56% | 7.827% | 7.145% | 5.507% | 5.419% | 5.432% | 5.014% | 5.717% | 5.361% | 4.839% | 4.9% | 4.877% | 4.586% | 4.757% | 4.478% | 4.432% | 4.673% | 4.225%
Explicitly modelled pumping
Region | Technology | 2023-24 | 2024-25 | 2025-26 | 2026-27 | 2027-28 | 2028-29 | 2029-30 | 2030-31 | 2031-32 | 2032-33 | 2033-34 | 2034-35 | 2035-36 | 2036-37 | 2037-38 | 2038-39 | 2039-40 | 2040-41 | 2041-42 | 2042-43 | 2043-44 | 2044-45 | 2045-46 | 2046-47 | 2047-48 | 2048-49 | 2049-50
NEM | Grid Battery pump | 6.638% | 6.767% | 6.81% | 6.856% | 6.732% | 9.604% | 9.902% | 10.3% | 9.99% | 12.39% | 14.51% | 14.59% | 19.22% | 19.31% | 19.99% | 20.19% | 21.02% | 20.26% | 23.25% | 22.56% | 22.75% | 23.74% | 24.15% | 21.58% | 22.05% | 22.89% | 22.74%
NEM | Pumped Hydro Pump | 18.08% | 20.66% | 21.41% | 27.58% | 17.64% | 16.35% | 17.88% | 21.61% | 20.53% | 22.57% | 23.53% | 22.73% | 28.14% | 28.14% | 23.91% | 26.22% | 27.94% | 28.05% | 27.05% | 27.75% | 26.59% | 28.7% | 29.39% | 25.75% | 26.35% | 27.09% | 26.4%
NEM | VPP pump | 10.27% | 10.35% | 10.31% | 10.42% | 10.19% | 9.857% | 9.741% | 10.01% | 9.592% | 9.741% | 9.4% | 8.862% | 8.687% | 8.58% | 8.099% | 8.031% | 8.012% | 7.737% | 7.929% | 7.832% | 7.553% | 7.773% | 7.776% | 7.307% | 7.396% | 7.587% | 7.394%
Region | Technology | 2023-24 | 2024-25 | 2025-26 | 2026-27 | 2027-28 | 2028-29 | 2029-30 | 2030-31 | 2031-32 | 2032-33 | 2033-34 | 2034-35 | 2035-36 | 2036-37 | 2037-38 | 2038-39 | 2039-40 | 2040-41 | 2041-42 | 2042-43 | 2043-44 | 2044-45 | 2045-46 | 2046-47 | 2047-48 | 2048-49 | 2049-50
NSW1 | Grid Battery pump | 8.737% | 8.387% | 8.402% | 8.751% | 8.301% | 25.15% | 25.67% | 26.21% | 25.66% | 19.01% | 17.77% | 17.03% | 17.66% | 17.87% | 17.06% | 16.54% | 17.06% | 16.45% | 20.88% | 20.2% | 19.27% | 21.64% | 21.33% | 19.58% | 19.72% | 21.15% | 20.93%
NSW1 | Pumped Hydro Pump | 16.57% | 17.98% | 22.28% | 29.34% | 16.77% | 15.87% | 17.17% | 21.01% | 19.92% | 21.76% | 20.73% | 19.86% | 28.89% | 29.36% | 25.05% | 27.61% | 29.14% | 29.28% | 28.75% | 28.58% | 27.09% | 29.76% | 30.69% | 26.16% | 24.78% | 26.09% | 24.77%
NSW1 | VPP pump | 10.62% | 10.43% | 10.56% | 10.81% | 10.29% | 9.852% | 9.736% | 10.2% | 9.674% | 9.336% | 8.925% | 8.467% | 8.676% | 8.557% | 8.164% | 7.867% | 7.957% | 7.655% | 7.874% | 7.731% | 7.425% | 7.915% | 7.823% | 7.391% | 7.459% | 7.875% | 7.685%
Region | Technology | 2023-24 | 2024-25 | 2025-26 | 2026-27 | 2027-28 | 2028-29 | 2029-30 | 2030-31 | 2031-32 | 2032-33 | 2033-34 | 2034-35 | 2035-36 | 2036-37 | 2037-38 | 2038-39 | 2039-40 | 2040-41 | 2041-42 | 2042-43 | 2043-44 | 2044-45 | 2045-46 | 2046-47 | 2047-48 | 2048-49 | 2049-50
QLD1 | Grid Battery pump | 7.815% | 7.957% | 7.733% | 7.875% | 7.805% | 7.963% | 7.906% | 8.124% | 7.886% | 7.896% | 14.23% | 17.98% | 24.94% | 24.78% | 24.44% | 24.71% | 25.76% | 25.77% | 26.2% | 26.48% | 26.42% | 26.86% | 27.17% | 23.85% | 25.89% | 25.71% | 26.88%
QLD1 | Pumped Hydro Pump | 20.79% | 25.45% | 19.69% | 24.06% | 22.99% | 19.47% | 22.53% | 25.52% | 24.56% | 27.89% | 33.39% | 32.12% | 28.13% | 25.37% | 19.73% | 21.41% | 23.11% | 24.07% | 21.97% | 26.84% | 26.24% | 26.99% | 27.37% | 25.41% | 28.96% | 28.84% | 29.2%
QLD1 | VPP pump | 9.324% | 9.403% | 9.262% | 9.596% | 9.503% | 9.759% | 9.753% | 10.01% | 9.857% | 10% | 9.53% | 9.076% | 8.87% | 8.722% | 8.284% | 8.346% | 8.252% | 8.142% | 8.255% | 8.31% | 8.186% | 8.114% | 8.116% | 7.661% | 7.803% | 7.684% | 7.854%
Region | Technology | 2023-24 | 2024-25 | 2025-26 | 2026-27 | 2027-28 | 2028-29 | 2029-30 | 2030-31 | 2031-32 | 2032-33 | 2033-34 | 2034-35 | 2035-36 | 2036-37 | 2037-38 | 2038-39 | 2039-40 | 2040-41 | 2041-42 | 2042-43 | 2043-44 | 2044-45 | 2045-46 | 2046-47 | 2047-48 | 2048-49 | 2049-50
VIC1 | Grid Battery pump | 6.631% | 6.79% | 7.076% | 7.097% | 6.964% | 6.816% | 6.518% | 6.643% | 6.23% | 6.767% | 6.273% | 5.805% | 18.21% | 18.14% | 17.08% | 18.26% | 19.41% | 18.31% | 23.34% | 21.93% | 20.83% | 22.08% | 22.56% | 20.56% | 20.09% | 21.15% | 19.6%
VIC1 | Pumped Hydro Pump | bar: 2023-24 to 2049-50
VIC1 | VPP pump | 10.52% | 10.74% | 11.08% | 11.2% | 11.25% | 10.75% | 10.33% | 10.56% | 9.682% | 10.67% | 10.31% | 9.522% | 8.86% | 8.673% | 7.859% | 8.091% | 7.984% | 7.64% | 7.941% | 7.664% | 7.217% | 7.521% | 7.514% | 6.926% | 7.129% | 7.354% | 6.811%
Region | Technology | 2023-24 | 2024-25 | 2025-26 | 2026-27 | 2027-28 | 2028-29 | 2029-30 | 2030-31 | 2031-32 | 2032-33 | 2033-34 | 2034-35 | 2035-36 | 2036-37 | 2037-38 | 2038-39 | 2039-40 | 2040-41 | 2041-42 | 2042-43 | 2043-44 | 2044-45 | 2045-46 | 2046-47 | 2047-48 | 2048-49 | 2049-50
SA1 | Grid Battery pump | 6.127% | 6.281% | 6.177% | 6.187% | 6.098% | 5.908% | 5.822% | 6.145% | 6.033% | 6.059% | 6.079% | 5.439% | 16.31% | 16.7% | 19.51% | 19.56% | 19.98% | 17.88% | 21.56% | 19.78% | 23.18% | 22.8% | 24.76% | 21.71% | 20.5% | 22.61% | 19.58%
SA1 | Pumped Hydro Pump | bar: 2023-24 to 2049-50
SA1 | VPP pump | 10.57% | 10.77% | 10.55% | 10.35% | 10.09% | 9.617% | 9.339% | 9.326% | 9.146% | 9.122% | 9.106% | 8.58% | 8.495% | 8.566% | 8.235% | 8.063% | 7.933% | 7.537% | 7.742% | 7.717% | 7.428% | 7.545% | 7.766% | 7.399% | 7.207% | 7.462% | 7.184%
Region | Technology | 2023-24 | 2024-25 | 2025-26 | 2026-27 | 2027-28 | 2028-29 | 2029-30 | 2030-31 | 2031-32 | 2032-33 | 2033-34 | 2034-35 | 2035-36 | 2036-37 | 2037-38 | 2038-39 | 2039-40 | 2040-41 | 2041-42 | 2042-43 | 2043-44 | 2044-45 | 2045-46 | 2046-47 | 2047-48 | 2048-49 | 2049-50
TAS1 | Grid Battery pump | bar: 2023-24 to 2049-50
TAS1 | Pumped Hydro Pump | - | - | - | - | - | - | - | - | - | - | 36.43% | 34.04% | 23.33% | 24.96% | 23.77% | 25.5% | 28.57% | 27.03% | 25.09% | 24.63% | 24.38% | 25.22% | 24.94% | 24.56% | 25.94% | 25.53% | 24.13%
TAS1 | VPP pump | 0.9487% | 2.502% | 3.84% | 4.897% | 5.991% | 5.276% | 8.581% | 8.692% | 9.012% | 10.07% | 9.188% | 8.43% | 6.459% | 6.398% | 6.372% | 5.901% | 6.724% | 6.33% | 5.694% | 5.766% | 5.717% | 5.396% | 5.618% | 5.247% | 5.236% | 5.477% | 4.97%
Non-controllable capacity
Region | Technology | 2023-24 | 2024-25 | 2025-26 | 2026-27 | 2027-28 | 2028-29 | 2029-30 | 2030-31 | 2031-32 | 2032-33 | 2033-34 | 2034-35 | 2035-36 | 2036-37 | 2037-38 | 2038-39 | 2039-40 | 2040-41 | 2041-42 | 2042-43 | 2043-44 | 2044-45 | 2045-46 | 2046-47 | 2047-48 | 2048-49 | 2049-50
NEM | Distributed PV | 14.3% | 14.01% | 13.6% | 14.58% | 14.64% | 13.2% | 13.92% | 14.5% | 14.75% | 14.82% | 14.47% | 14.1% | 15.17% | 15.23% | 13.66% | 14.38% | 15.01% | 15.3% | 15.33% | 14.93% | 14.5% | 15.48% | 15.45% | 13.84% | 14.55% | 15.14% | 15.39%
NEM | Behind the meter battery | 4.438% | 4.449% | 4.457% | 4.469% | 4.49% | 4.441% | 4.435% | 4.405% | 4.427% | 4.406% | 4.384% | 4.367% | 4.355% | 4.321% | 4.296% | 4.254% | 4.225% | 4.163% | 4.155% | 4.146% | 4.142% | 4.124% | 4.114% | 4.101% | 4.109% | 4.084% | 4.066%
NEM | Behind the meter battery pump | 5.225% | 5.237% | 5.245% | 5.26% | 5.285% | 5.228% | 5.22% | 5.184% | 5.211% | 5.187% | 5.16% | 5.141% | 5.126% | 5.086% | 5.055% | 5.008% | 4.974% | 4.9% | 4.892% | 4.881% | 4.876% | 4.854% | 4.842% | 4.827% | 4.837% | 4.808% | 4.786%
Region | Technology | 2023-24 | 2024-25 | 2025-26 | 2026-27 | 2027-28 | 2028-29 | 2029-30 | 2030-31 | 2031-32 | 2032-33 | 2033-34 | 2034-35 | 2035-36 | 2036-37 | 2037-38 | 2038-39 | 2039-40 | 2040-41 | 2041-42 | 2042-43 | 2043-44 | 2044-45 | 2045-46 | 2046-47 | 2047-48 | 2048-49 | 2049-50
NSW1 | Distributed PV | 14.08% | 14.02% | 13.55% | 14.96% | 14.75% | 13.13% | 13.56% | 14.4% | 15.03% | 14.63% | 14.5% | 14.06% | 15.53% | 15.31% | 13.63% | 14.04% | 14.92% | 15.57% | 15.13% | 14.94% | 14.43% | 15.8% | 15.52% | 13.8% | 14.19% | 15.04% | 15.65%
NSW1 | Behind the meter battery | 4.454% | 4.516% | 4.536% | 4.524% | 4.516% | 4.454% | 4.445% | 4.407% | 4.407% | 4.371% | 4.345% | 4.352% | 4.356% | 4.321% | 4.289% | 4.244% | 4.218% | 4.157% | 4.137% | 4.112% | 4.094% | 4.094% | 4.104% | 4.101% | 4.115% | 4.099% | 4.087%
NSW1 | Behind the meter battery pump | 5.245% | 5.317% | 5.337% | 5.326% | 5.316% | 5.244% | 5.23% | 5.185% | 5.189% | 5.145% | 5.114% | 5.122% | 5.129% | 5.088% | 5.046% | 4.998% | 4.967% | 4.895% | 4.872% | 4.841% | 4.821% | 4.82% | 4.831% | 4.829% | 4.844% | 4.825% | 4.81%
Region | Technology | 2023-24 | 2024-25 | 2025-26 | 2026-27 | 2027-28 | 2028-29 | 2029-30 | 2030-31 | 2031-32 | 2032-33 | 2033-34 | 2034-35 | 2035-36 | 2036-37 | 2037-38 | 2038-39 | 2039-40 | 2040-41 | 2041-42 | 2042-43 | 2043-44 | 2044-45 | 2045-46 | 2046-47 | 2047-48 | 2048-49 | 2049-50
QLD1 | Distributed PV | 15.12% | 14.61% | 14.75% | 15.69% | 15.78% | 13.32% | 14.51% | 15.01% | 15.7% | 15.54% | 14.96% | 15.14% | 16.15% | 16.18% | 13.65% | 14.85% | 15.41% | 16.18% | 16% | 15.39% | 15.55% | 16.43% | 16.42% | 13.83% | 15.05% | 15.55% | 16.32%
QLD1 | Behind the meter battery | 4.41% | 4.384% | 4.417% | 4.441% | 4.475% | 4.454% | 4.471% | 4.453% | 4.517% | 4.51% | 4.487% | 4.442% | 4.412% | 4.354% | 4.308% | 4.258% | 4.231% | 4.179% | 4.193% | 4.211% | 4.224% | 4.196% | 4.171% | 4.142% | 4.12% | 4.078% | 4.058%
QLD1 | Behind the meter battery pump | 5.192% | 5.158% | 5.198% | 5.228% | 5.267% | 5.243% | 5.261% | 5.24% | 5.316% | 5.308% | 5.28% | 5.23% | 5.194% | 5.124% | 5.07% | 5.013% | 4.98% | 4.917% | 4.935% | 4.955% | 4.97% | 4.938% | 4.91% | 4.874% | 4.85% | 4.803% | 4.775%
Region | Technology | 2023-24 | 2024-25 | 2025-26 | 2026-27 | 2027-28 | 2028-29 | 2029-30 | 2030-31 | 2031-32 | 2032-33 | 2033-34 | 2034-35 | 2035-36 | 2036-37 | 2037-38 | 2038-39 | 2039-40 | 2040-41 | 2041-42 | 2042-43 | 2043-44 | 2044-45 | 2045-46 | 2046-47 | 2047-48 | 2048-49 | 2049-50
VIC1 | Distributed PV | 13.26% | 13.01% | 12.29% | 13.07% | 13.28% | 12.71% | 13.35% | 13.86% | 13.34% | 14.06% | 13.73% | 13% | 13.87% | 14.09% | 13.3% | 13.89% | 14.49% | 13.96% | 14.63% | 14.25% | 13.44% | 14.23% | 14.34% | 13.5% | 14.1% | 14.64% | 14.05%
VIC1 | Behind the meter battery | 4.413% | 4.385% | 4.374% | 4.458% | 4.547% | 4.486% | 4.459% | 4.424% | 4.429% | 4.407% | 4.384% | 4.353% | 4.331% | 4.329% | 4.34% | 4.303% | 4.269% | 4.192% | 4.174% | 4.157% | 4.147% | 4.115% | 4.093% | 4.089% | 4.122% | 4.102% | 4.08%
VIC1 | Behind the meter battery pump | 5.194% | 5.163% | 5.149% | 5.248% | 5.35% | 5.281% | 5.251% | 5.206% | 5.214% | 5.188% | 5.159% | 5.124% | 5.097% | 5.094% | 5.109% | 5.064% | 5.028% | 4.935% | 4.913% | 4.893% | 4.883% | 4.844% | 4.818% | 4.814% | 4.854% | 4.83% | 4.804%
Region | Technology | 2023-24 | 2024-25 | 2025-26 | 2026-27 | 2027-28 | 2028-29 | 2029-30 | 2030-31 | 2031-32 | 2032-33 | 2033-34 | 2034-35 | 2035-36 | 2036-37 | 2037-38 | 2038-39 | 2039-40 | 2040-41 | 2041-42 | 2042-43 | 2043-44 | 2044-45 | 2045-46 | 2046-47 | 2047-48 | 2048-49 | 2049-50
SA1 | Distributed PV | 15.24% | 14.83% | 14.07% | 14.62% | 15.11% | 14.42% | 15.11% | 15.33% | 15.3% | 15.72% | 15.23% | 14.51% | 15.13% | 15.65% | 14.9% | 15.61% | 15.86% | 15.87% | 16.24% | 15.71% | 14.92% | 15.47% | 15.9% | 15.13% | 15.83% | 16.05% | 16%
SA1 | Behind the meter battery | 4.465% | 4.442% | 4.408% | 4.38% | 4.365% | 4.318% | 4.312% | 4.284% | 4.308% | 4.291% | 4.271% | 4.266% | 4.26% | 4.221% | 4.182% | 4.158% | 4.116% | 4.056% | 4.048% | 4.029% | 4.027% | 4.015% | 4.012% | 3.994% | 4.01% | 3.993% | 3.972%
SA1 | Behind the meter battery pump | 5.255% | 5.226% | 5.19% | 5.155% | 5.137% | 5.085% | 5.076% | 5.042% | 5.069% | 5.05% | 5.026% | 5.022% | 5.012% | 4.968% | 4.92% | 4.894% | 4.845% | 4.775% | 4.767% | 4.744% | 4.74% | 4.724% | 4.722% | 4.703% | 4.722% | 4.699% | 4.676%
Region | Technology | 2023-24 | 2024-25 | 2025-26 | 2026-27 | 2027-28 | 2028-29 | 2029-30 | 2030-31 | 2031-32 | 2032-33 | 2033-34 | 2034-35 | 2035-36 | 2036-37 | 2037-38 | 2038-39 | 2039-40 | 2040-41 | 2041-42 | 2042-43 | 2043-44 | 2044-45 | 2045-46 | 2046-47 | 2047-48 | 2048-49 | 2049-50
TAS1 | Distributed PV | 11.99% | 12.06% | 11.49% | 12.27% | 12.19% | 11.94% | 12.08% | 12.36% | 12.15% | 12.53% | 12.49% | 11.94% | 12.73% | 12.7% | 12.35% | 12.43% | 12.71% | 12.58% | 12.86% | 12.83% | 12.19% | 12.91% | 12.77% | 12.44% | 12.5% | 12.79% | 12.58%
TAS1 | Behind the meter battery | 4.421% | 4.4% | 4.411% | 4.416% | 4.431% | 4.405% | 4.413% | 4.394% | 4.429% | 4.407% | 4.378% | 4.349% | 4.329% | 4.285% | 4.249% | 4.212% | 4.192% | 4.15% | 4.156% | 4.147% | 4.147% | 4.104% | 4.098% | 4.074% | 4.082% | 4.053% | 4.041%
TAS1 | Behind the meter battery pump | 5.204% | 5.177% | 5.194% | 5.196% | 5.213% | 5.183% | 5.194% | 5.172% | 5.215% | 5.188% | 5.155% | 5.118% | 5.095% | 5.045% | 5% | 4.96% | 4.935% | 4.886% | 4.89% | 4.883% | 4.878% | 4.831% | 4.825% | 4.796% | 4.803% | 4.772% | 4.759%

## Option 5_Generation
Annual sent-out generation by technology (GWh) - Option 5, Progressive Change Scenario
Explicitly modelled generation
Region | Technology | 2023-24 | 2024-25 | 2025-26 | 2026-27 | 2027-28 | 2028-29 | 2029-30 | 2030-31 | 2031-32 | 2032-33 | 2033-34 | 2034-35 | 2035-36 | 2036-37 | 2037-38 | 2038-39 | 2039-40 | 2040-41 | 2041-42 | 2042-43 | 2043-44 | 2044-45 | 2045-46 | 2046-47 | 2047-48 | 2048-49 | 2049-50
NEM | Black Coal | 73737.1148 | 71237.9951 | 66211.6995 | 59524.9877 | 52392.7956 | 56116.1823 | 50046.4756 | 48442.1545 | 47558.2921 | 54755.3903 | 45313.6194 | 45751.8522 | 36036.437 | 36203.6053 | 33664.7099 | 33230.2838 | 32504.5926 | 21620.2438 | 22075.7055 | 14008.2957 | 14113.9927 | 13088.5922 | 10755.2446 | 9290.1223 | 8861.6784 | 9241.4389 | 9299.1287
NEM | Brown Coal | 29307.5384 | 28305.2622 | 29028.4139 | 28483.4372 | 28800.2116 | 20690.5317 | 21356.1462 | 20636.711 | 19972.4453 | 20923.3536 | 21556.5969 | 21833.1362 | 7018.2939 | 7156.0782 | 7843.1721 | 7692.6496 | 7765.7185 | 6665.1968 | 6950.7058 | 7027.5528 | 6979.9547 | 4329.2743 | 4900.6175 | 6957.1072 | 0 | 0 | 0
NEM | CCGT | 1457.5159 | 1428.5895 | 1573.3761 | 1035.0537 | 980.1498 | 1152.1918 | 943.3743 | 1641.4302 | 1289.6905 | 2759.7916 | 6891.0618 | 8080.6676 | 8811.7882 | 7840.7376 | 7178.4043 | 6390.8769 | 5570.2671 | 4985.3878 | 4534.908 | 5506.0896 | 4018.9776 | 3696.259 | 1753.9624 | 1056.5713 | 1060.7266 | 1052.6393 | 1070.6532
NEM | Gas - Steam | 50.7563 | 62.254 | 79.858 | 22.5272 | 13.521 | 99.5467 | 15.8253 | 48.2323 | 23.7293 | 66.1827 | 72.7933 | 200.9619 | 855.1547 | 941.6995 | 1253.4149 | 547.3073 | 0 | 0 | 0 | 0 | 0 | 0 | 0 | 0 | 0 | 0 | 0
NEM | OCGT / Diesel | 84.8881 | 114.0059 | 146.6072 | 72.4217 | 87.6931 | 183.8867 | 28.3412 | 210.5749 | 111.6885 | 405.6293 | 1699.0781 | 3492.0642 | 3778.4508 | 5523.8897 | 7941.39 | 5303.0507 | 8575.1219 | 9643.7696 | 5943.1822 | 8791.9467 | 13512.6653 | 10556.7924 | 12393.0321 | 16090.5726 | 20436.9638 | 26736.7032 | 30495.5508
NEM | Hydro | 15620.7763 | 15474.2438 | 14404.7726 | 13747.4797 | 11823.2387 | 16245.4235 | 15999.4179 | 15497.0838 | 15409.5863 | 15293.8653 | 18535.5023 | 18934.6863 | 18441.3298 | 16292.7827 | 18853.5525 | 16311.0583 | 15378.8856 | 15374.8059 | 14489.5283 | 15866.6281 | 16248.5166 | 15118.8848 | 13051.0355 | 16989.3292 | 17361.8916 | 17539.5337 | 18532.8409
NEM | Hydrogen Turbine | 0 | 0 | 0 | 0 | 0 | 0 | 0 | 0 | 0 | 0 | 0 | 0 | 0 | 0 | 0 | 0 | 0 | 0 | 0 | 0 | 0 | 0 | 0 | 0 | 0 | 0 | 0
NEM | Wind | 28002.8745 | 31665.6002 | 37662.7175 | 45372.6741 | 56025.1118 | 61356.2372 | 66322.1454 | 67063.5764 | 70924.5304 | 68484.9178 | 74448.2859 | 78963.443 | 103395.9117 | 112332.5634 | 119655.0621 | 126112.6871 | 125370.5688 | 132534.9537 | 135625.4357 | 138654.7209 | 135996.873 | 141219.3935 | 149044.3889 | 167879.8987 | 176871.2772 | 188726.522 | 194850.6009
NEM | Solar PV | 18969.1662 | 18286.2008 | 19016.4962 | 19000.2517 | 19831.8966 | 18944.9504 | 20130.1092 | 21489.3094 | 22436.9608 | 22532.8499 | 28200.2651 | 28712.2092 | 35008.2451 | 35609.5311 | 37037.5603 | 40602.5124 | 43435.1551 | 50787.7468 | 58263.0807 | 65551.5099 | 71285.3492 | 73794.4823 | 76043.8607 | 79945.5665 | 91001.7911 | 110440.0682 | 125149.7331
NEM | Grid Battery | 468.7091 | 476.9136 | 479.6181 | 483.3279 | 473.3883 | 765.3055 | 803.5715 | 816.6675 | 788.3642 | 1503.9621 | 3190.2571 | 3297.9834 | 7196.0586 | 7158.6877 | 9516.3896 | 9623.192 | 10043.4645 | 9682.1403 | 15754.245 | 15255.509 | 15434.537 | 16592.8669 | 16821.8074 | 16467.6524 | 17424.7373 | 20951.4673 | 23108.1789
NEM | Pumped Hydro | 807.0787 | 980.0786 | 2440.5242 | 3038.2154 | 5063.3442 | 5421.3081 | 5304.8351 | 7022.6977 | 6184.9606 | 7096.9013 | 8330.1862 | 8341.6961 | 11578.3116 | 11263.0366 | 9919.8233 | 10572.7992 | 11395.4551 | 11346.3649 | 11281.9176 | 11677.2038 | 11595.6038 | 12958.2075 | 13130.7469 | 14673.9947 | 15075.7424 | 16216.1063 | 15861.4842
NEM | VPP | 113.0688 | 180.1875 | 261.8924 | 387.4914 | 526.1975 | 671.9617 | 874.776 | 1091.365 | 1318.8936 | 1664.8429 | 1955.2403 | 2214.1748 | 2566.617 | 2945.955 | 3196.8931 | 3608.9138 | 4031.1696 | 4267.7247 | 4808.4334 | 5145.1286 | 5363.1401 | 5895.0236 | 6263.112 | 6256.9072 | 6679.4783 | 7237.4787 | 7419.9383
Total excluding storage |  | 168619.4872 | 168211.3311 | 171305.9757 | 171167.8678 | 176017.5481 | 181647.5257 | 181825.0176 | 183959.8027 | 186019.1416 | 195487.6868 | 210192.8864 | 219822.8749 | 234686.5983 | 243268.567 | 256060.3721 | 259995.331 | 264070.3988 | 266908.3343 | 279727.1423 | 287484.585 | 294549.6099 | 297249.7767 | 304157.8081 | 335607.722 | 354774.2866 | 398141.9576 | 425788.1089
Region | Technology | 2023-24 | 2024-25 | 2025-26 | 2026-27 | 2027-28 | 2028-29 | 2029-30 | 2030-31 | 2031-32 | 2032-33 | 2033-34 | 2034-35 | 2035-36 | 2036-37 | 2037-38 | 2038-39 | 2039-40 | 2040-41 | 2041-42 | 2042-43 | 2043-44 | 2044-45 | 2045-46 | 2046-47 | 2047-48 | 2048-49 | 2049-50
NSW1 | Black Coal | 32979.4627 | 30636.7162 | 27684.8892 | 24485.7695 | 17370.5547 | 19679.7221 | 16273.0188 | 16614.2594 | 16589.2787 | 20059.0377 | 8520.4361 | 8520.436 | 8543.7793 | 8065.8839 | 8520.436 | 8520.4361 | 8021.6417 | 0 | 0 | 0 | 0 | 0 | 0 | 0 | 0 | 0 | 0
NSW1 | Brown Coal | 0 | 0 | 0 | 0 | 0 | 0 | 0 | 0 | 0 | 0 | 0 | 0 | 0 | 0 | 0 | 0 | 0 | 0 | 0 | 0 | 0 | 0 | 0 | 0 | 0 | 0 | 0
NSW1 | CCGT | 3.9358 | 4.1121 | 35.8655 | 30.9667 | 34.3587 | 27.3707 | 8.7407 | 175.5 | 104.8389 | 347.0042 | 1609.0818 | 1704.0598 | 1552.6691 | 1620.1019 | 1954.9059 | 1686.0286 | 1551.5806 | 1467.0964 | 1330.1323 | 1638.6372 | 0 | 0 | 0 | 0 | 0 | 0 | 0
NSW1 | Gas - Steam | 0 | 0 | 0 | 0 | 0 | 0 | 0 | 0 | 0 | 0 | 0 | 0 | 0 | 0 | 0 | 0 | 0 | 0 | 0 | 0 | 0 | 0 | 0 | 0 | 0 | 0 | 0
NSW1 | OCGT / Diesel | 2.1985 | 5.1104 | 38.0373 | 16.1278 | 43.3179 | 22.1785 | 3.2554 | 82.2527 | 47.1057 | 117.9032 | 922.0532 | 1757.9174 | 650.23 | 1163.4104 | 1924.9898 | 1171.1461 | 2615.2521 | 4262.4961 | 2376.0095 | 3386.4476 | 5956.5984 | 3589.4202 | 4406.7241 | 5425.2002 | 7067.6595 | 7635.6018 | 9609.3569
NSW1 | Hydro | 2351.4004 | 2879.3364 | 2866.8244 | 2803.4367 | 2254.1723 | 3621.115 | 2843.8646 | 2860.5416 | 2646.7791 | 2705.5965 | 3127.9477 | 3278.8458 | 3144.4869 | 2619.9968 | 3712.8486 | 3155.3496 | 2872.5621 | 2993.416 | 2646.0389 | 3124.6435 | 3255.6772 | 3119.5209 | 2677.3154 | 3706.1763 | 3698.3748 | 3781.2614 | 3810.4256
NSW1 | Hydrogen Turbine | 0 | 0 | 0 | 0 | 0 | 0 | 0 | 0 | 0 | 0 | 0 | 0 | 0 | 0 | 0 | 0 | 0 | 0 | 0 | 0 | 0 | 0 | 0 | 0 | 0 | 0 | 0
NSW1 | Wind | 5942.7356 | 8861.9161 | 11996.0814 | 16045.2442 | 21365.6014 | 25735.0677 | 27507.8233 | 27920.9196 | 28095.5948 | 28235.3264 | 30877.731 | 31830.0578 | 35038.8586 | 36106.106 | 37384.2528 | 42900.4773 | 43366.8211 | 41623.4501 | 44933.3308 | 43333.6541 | 43387.1006 | 46405.2021 | 48613.5741 | 55122.2521 | 59008.9574 | 59068.5553 | 60493.9701
NSW1 | Solar PV | 8554.8951 | 8183.1683 | 8227.7429 | 8806.4555 | 9326.6459 | 9062.1767 | 10447.0867 | 11207.3281 | 11341.3602 | 11466.9688 | 16389.9065 | 16959.4134 | 21547.2292 | 21523.5861 | 20143.6486 | 20786.8876 | 22700.6135 | 26147.111 | 30903.3456 | 32389.3269 | 32884.3437 | 35036.9397 | 36290.4571 | 34180.9997 | 35379.9001 | 40646.9454 | 44517.008
NSW1 | Grid Battery | 32.2192 | 30.8591 | 30.9135 | 32.1983 | 30.5454 | 329.5033 | 381.1037 | 390.5429 | 380.5827 | 1079.1366 | 2461.3154 | 2358.5791 | 2446.3225 | 2408.3655 | 2296.8274 | 2225.1127 | 2306.9909 | 2211.2674 | 4245.686 | 4107.1373 | 3919.0202 | 4733.4046 | 4651.3293 | 5008.5734 | 5016.6431 | 5210.448 | 5103.3513
NSW1 | Pumped Hydro | 210.4415 | 242.0412 | 1546.8891 | 1944.9231 | 4019.6376 | 4536.8804 | 4281.5442 | 5865.175 | 5072.0052 | 5825.5755 | 5440.4021 | 5371.1388 | 8119.0557 | 7979.7767 | 7092.2566 | 7515.113 | 8052.9463 | 8038.461 | 8103.5092 | 7723.0086 | 7688.8918 | 8947.6435 | 9136.3463 | 7965.2087 | 7555.2275 | 7937.2516 | 7470.5521
NSW1 | VPP | 27.7731 | 51.6073 | 85.2405 | 132.7864 | 177.6599 | 227.3811 | 303.899 | 390.2544 | 464.0616 | 552.6335 | 638.0656 | 725.2318 | 878.5402 | 1002.3709 | 1092.6906 | 1194.1096 | 1343.2234 | 1405.0421 | 1574.2781 | 1653.3075 | 1693.2217 | 1917.4443 | 2005.3222 | 2017.3114 | 2147.6175 | 2402.9051 | 2468.5956
Total excluding storage |  | 50105.0618 | 50894.8671 | 52512.4837 | 54297.9081 | 54622.4939 | 63241.3955 | 62050.3364 | 65506.7738 | 64741.607 | 70389.1825 | 69986.9395 | 72505.6799 | 81921.1714 | 82489.5983 | 84122.8564 | 89154.6606 | 92831.6318 | 88148.3399 | 96112.3304 | 97356.1628 | 98784.8537 | 103749.5753 | 107781.0686 | 113425.7218 | 119874.3797 | 126682.9686 | 133473.2596
Region | Technology | 2023-24 | 2024-25 | 2025-26 | 2026-27 | 2027-28 | 2028-29 | 2029-30 | 2030-31 | 2031-32 | 2032-33 | 2033-34 | 2034-35 | 2035-36 | 2036-37 | 2037-38 | 2038-39 | 2039-40 | 2040-41 | 2041-42 | 2042-43 | 2043-44 | 2044-45 | 2045-46 | 2046-47 | 2047-48 | 2048-49 | 2049-50
QLD1 | Black Coal | 40757.6521 | 40601.2789 | 38526.8103 | 35039.2182 | 35022.2409 | 36436.4602 | 33773.4568 | 31827.8951 | 30969.0134 | 34696.3526 | 36793.1833 | 37231.4162 | 27492.6577 | 28137.7214 | 25144.2739 | 24709.8477 | 24482.9509 | 21620.2438 | 22075.7055 | 14008.2957 | 14113.9927 | 13088.5922 | 10755.2446 | 9290.1223 | 8861.6784 | 9241.4389 | 9299.1287
QLD1 | Brown Coal | 0 | 0 | 0 | 0 | 0 | 0 | 0 | 0 | 0 | 0 | 0 | 0 | 0 | 0 | 0 | 0 | 0 | 0 | 0 | 0 | 0 | 0 | 0 | 0 | 0 | 0 | 0
QLD1 | CCGT | 795.5715 | 846.6013 | 925.0488 | 924.132 | 895.2905 | 891.6013 | 848.8321 | 1309.6816 | 1100.2576 | 1929.6665 | 4110.9818 | 4756.5318 | 5768.1287 | 4685.9664 | 5223.4984 | 4704.8483 | 4018.6865 | 3518.2914 | 3204.7757 | 3867.4524 | 4018.9776 | 3696.259 | 1753.9624 | 1056.5713 | 1060.7266 | 1052.6393 | 1070.6532
QLD1 | Gas - Steam | 0 | 0 | 0 | 0 | 0 | 0 | 0 | 0 | 0 | 0 | 0 | 0 | 0 | 0 | 0 | 0 | 0 | 0 | 0 | 0 | 0 | 0 | 0 | 0 | 0 | 0 | 0
QLD1 | OCGT / Diesel | 0.11189 | 0.00029466 | 1.3799 | 2.1285 | 1.3034 | 2.1648 | 0.00038247 | 36.2813 | 7.5062 | 85.2985 | 282.007 | 628.3151 | 1776.5617 | 2994.0653 | 3658.6326 | 2742.3007 | 3608.6134 | 3464.2149 | 1941.4989 | 3776.0648 | 4163.3025 | 4207.3056 | 4945.2642 | 6421.7663 | 7906.8723 | 12062.704 | 12365.294
QLD1 | Hydro | 707.8396 | 717.1322 | 736.0043 | 698.5267 | 718.2046 | 724.8695 | 706.4181 | 717.4484 | 722.6585 | 721.471 | 738.2533 | 736.8189 | 747.4909 | 746.4812 | 269.8575 | 275.5482 | 276.2329 | 255.158 | 244.1326 | 0 | 0 | 0 | 0 | 0 | 0 | 0 | 0
QLD1 | Hydrogen Turbine | 0 | 0 | 0 | 0 | 0 | 0 | 0 | 0 | 0 | 0 | 0 | 0 | 0 | 0 | 0 | 0 | 0 | 0 | 0 | 0 | 0 | 0 | 0 | 0 | 0 | 0 | 0
QLD1 | Wind | 3883.2478 | 3601.7989 | 4034.577 | 6284.199 | 9216.1459 | 11330.1506 | 13427.8802 | 13974.625 | 14018.6796 | 13815.8053 | 13767.3471 | 15187.9895 | 21790.9033 | 25881.5087 | 30720.9558 | 30384.6998 | 31172.7929 | 30893.9868 | 35032.2488 | 36599.7595 | 36211.8336 | 34713.4397 | 39593.9136 | 49824.9059 | 49521.2893 | 61633.8852 | 59844.339
QLD1 | Solar PV | 7325.283 | 7290.2694 | 8049.5189 | 7477.4919 | 7757.6563 | 7038.7416 | 6938.2873 | 7511.7623 | 8265.4573 | 8160.0664 | 8915.415 | 8820.1113 | 9662.2409 | 9912.4186 | 12088.3522 | 13536.3343 | 14023.7074 | 17839.1732 | 17825.3659 | 24084.878 | 26413.8181 | 26400.4677 | 26862.3092 | 32162.908 | 39197.6354 | 46814.066 | 57550.9027
QLD1 | Grid Battery | 57.6547 | 58.5517 | 56.7948 | 58.0597 | 57.4359 | 58.5919 | 58.1725 | 59.7813 | 57.882 | 58.2559 | 400.9673 | 651.5623 | 2041.2663 | 2028.8553 | 3949.7722 | 4015.7619 | 4181.8003 | 4168.1244 | 5941.3505 | 6003.7141 | 6516.5672 | 6617.0653 | 6697.3474 | 6524.5297 | 7114.1671 | 7756.9884 | 10613.7951
QLD1 | Pumped Hydro | 596.6373 | 738.0374 | 893.6314 | 1093.2885 | 1043.7025 | 884.4234 | 1023.2861 | 1157.5173 | 1112.9495 | 1271.3131 | 2739.0136 | 2629.9402 | 2326.9684 | 2089.2652 | 1626.2833 | 1785.1275 | 1915.2642 | 1973.2295 | 1820.1863 | 2618.8751 | 2584.7559 | 2634.9518 | 2652.7216 | 5354.6473 | 6124.5097 | 6871.7507 | 7076.8145
QLD1 | VPP | 13.1141 | 21.6837 | 35.0422 | 57.2147 | 84.1925 | 121.3011 | 169.1845 | 218.4734 | 293.6018 | 394.5401 | 477.1952 | 561.018 | 661.5479 | 766.174 | 843.1594 | 980.5055 | 1095.54 | 1207.8259 | 1367.2997 | 1524.2441 | 1647.1504 | 1761.3208 | 1884.4854 | 1883.9081 | 2035.3743 | 2102.3054 | 2266.36
Total excluding storage |  | 54137.1119 | 53875.3539 | 53258.8076 | 51634.2592 | 54796.1725 | 57488.3044 | 56945.5181 | 56813.4657 | 56548.0059 | 61132.7694 | 68224.3636 | 71203.7034 | 72267.7658 | 77242.4562 | 83524.7853 | 83134.9739 | 84775.5885 | 84940.2479 | 89452.5639 | 92483.2837 | 95670.3979 | 93119.4022 | 95145.2485 | 112519.3589 | 121822.253 | 147535.7779 | 160087.2871
Region | Technology | 2023-24 | 2024-25 | 2025-26 | 2026-27 | 2027-28 | 2028-29 | 2029-30 | 2030-31 | 2031-32 | 2032-33 | 2033-34 | 2034-35 | 2035-36 | 2036-37 | 2037-38 | 2038-39 | 2039-40 | 2040-41 | 2041-42 | 2042-43 | 2043-44 | 2044-45 | 2045-46 | 2046-47 | 2047-48 | 2048-49 | 2049-50
VIC1 | Black Coal | 0 | 0 | 0 | 0 | 0 | 0 | 0 | 0 | 0 | 0 | 0 | 0 | 0 | 0 | 0 | 0 | 0 | 0 | 0 | 0 | 0 | 0 | 0 | 0 | 0 | 0 | 0
VIC1 | Brown Coal | 29307.5384 | 28305.2622 | 29028.4139 | 28483.4372 | 28800.2116 | 20690.5317 | 21356.1462 | 20636.711 | 19972.4453 | 20923.3536 | 21556.5969 | 21833.1362 | 7018.2939 | 7156.0782 | 7843.1721 | 7692.6496 | 7765.7185 | 6665.1968 | 6950.7058 | 7027.5528 | 6979.9547 | 4329.2743 | 4900.6175 | 6957.1072 | 0 | 0 | 0
VIC1 | CCGT | 0 | 0 | 0 | 0 | 0 | 0 | 0 | 0 | 0 | 0 | 0 | 0 | 0 | 0 | 0 | 0 | 0 | 0 | 0 | 0 | 0 | 0 | 0 | 0 | 0 | 0 | 0
VIC1 | Gas - Steam | 8.6255 | 11.302 | 12.0374 | 22.5272 | 13.521 | 99.5467 | 15.8253 | 48.2323 | 23.7293 | 66.1827 | 72.7933 | 200.9619 | 855.1547 | 941.6995 | 1253.4149 | 547.3073 | 0 | 0 | 0 | 0 | 0 | 0 | 0 | 0 | 0 | 0 | 0
VIC1 | OCGT / Diesel | 9.9927 | 14.2938 | 6.9206 | 19.8039 | 15.0569 | 61.902 | 6.6165 | 31.8079 | 24.9842 | 50.203 | 37.182 | 160.1091 | 543.2497 | 524.9225 | 1059.1651 | 383.1601 | 1090.9403 | 894.3911 | 740.7517 | 652.1221 | 1436.6436 | 1828.9055 | 1973.1828 | 3215.1634 | 4456.1862 | 5648.9177 | 6666.3463
VIC1 | Hydro | 2735.8029 | 3315.1348 | 3414.5202 | 3244.4674 | 2712.9135 | 4065.2962 | 3392.9524 | 2934.5833 | 2930.9295 | 2676.3235 | 3270.804 | 3371.0044 | 3218.4882 | 2693.6394 | 4045.9179 | 3381.4709 | 2926.1727 | 2925.1665 | 2671.0197 | 3262.2668 | 3374.2583 | 3200.6738 | 2681.5873 | 4029.8484 | 4037.6332 | 4036.6195 | 4038.3318
VIC1 | Hydrogen Turbine | 0 | 0 | 0 | 0 | 0 | 0 | 0 | 0 | 0 | 0 | 0 | 0 | 0 | 0 | 0 | 0 | 0 | 0 | 0 | 0 | 0 | 0 | 0 | 0 | 0 | 0 | 0
VIC1 | Wind | 9848.41 | 9709.6595 | 11545.6755 | 11613.1329 | 13459.3502 | 12803.4735 | 13158.7377 | 12771.7181 | 14672.5342 | 12792.9198 | 13049.0049 | 14497.0769 | 23009.3138 | 25501.8973 | 24714.3293 | 26271.2139 | 25241.7046 | 31058.4144 | 28109.3872 | 31147.152 | 30165.2751 | 31060.2029 | 30132.0969 | 30057.7291 | 33425.7436 | 32224.5192 | 35440.0319
VIC1 | Solar PV | 1936.01 | 1762.4665 | 1684.5504 | 1712.8556 | 1720.1812 | 1806.6138 | 1743.5274 | 1770.0126 | 1800.1439 | 1861.9813 | 1863.8846 | 1851.5814 | 2327.6283 | 2337.4017 | 2159.9215 | 3654.8721 | 4003.92 | 4207.4648 | 5151.5375 | 4975.2268 | 6209.8523 | 7098.1421 | 7246.6611 | 7609.4012 | 9685.8474 | 13537.1179 | 13015.6962
VIC1 | Grid Battery | 183.5198 | 187.5304 | 195.2872 | 196.1713 | 191.8452 | 188.7428 | 179.5306 | 183.9644 | 171.5772 | 187.0062 | 148.0508 | 136.7394 | 1858.5792 | 1851.3396 | 1743.1622 | 1856.5156 | 1986.3797 | 1908.4023 | 2971.6486 | 2774.7528 | 2657.1911 | 2805.3316 | 2855.3957 | 2622.2203 | 2911.8481 | 4787.3339 | 4632.1918
VIC1 | Pumped Hydro | 0 | 0 | 0.00095572 | 0.0010172 | 0.0010857 | 0.0011161 | 0.0011576 | 0.001343 | 0.0013764 | 0.001795 | 0.0023718 | 0.0024171 | 0.0025463 | 0.0026197 | 0.0025277 | 0.0026303 | 0.0027902 | 0.0028964 | 0.0051352 | 0.0050137 | 0.0050717 | 0.0068008 | 0.0067127 | 0.0063795 | 0.0070107 | 0.01182 | 0.01666
VIC1 | VPP | 14.2431 | 24.7663 | 39.7995 | 68.3736 | 108.6701 | 143.4699 | 186.6162 | 235.3514 | 273.6058 | 377.9172 | 450.9045 | 507.8412 | 566.5313 | 659.6334 | 705.1623 | 836.9596 | 943.5882 | 997.8897 | 1153.5857 | 1217.3466 | 1257.2084 | 1409.1427 | 1503.0399 | 1483.3708 | 1609.5445 | 1765.7771 | 1722.0885
Total excluding storage |  | 44044.1424 | 43330.4156 | 45927.2057 | 45360.7701 | 47021.7508 | 39859.5777 | 40039.9533 | 38612.3823 | 39869.9508 | 38935.8891 | 40449.2233 | 42558.4529 | 39397.2417 | 41666.6142 | 43524.2477 | 44624.1518 | 43958.4268 | 48656.9285 | 47748.6413 | 51056.4249 | 52080.3885 | 51731.6798 | 51292.5879 | 55974.8468 | 56126.8101 | 62000.2971 | 65514.7031
Region | Technology | 2023-24 | 2024-25 | 2025-26 | 2026-27 | 2027-28 | 2028-29 | 2029-30 | 2030-31 | 2031-32 | 2032-33 | 2033-34 | 2034-35 | 2035-36 | 2036-37 | 2037-38 | 2038-39 | 2039-40 | 2040-41 | 2041-42 | 2042-43 | 2043-44 | 2044-45 | 2045-46 | 2046-47 | 2047-48 | 2048-49 | 2049-50
SA1 | Black Coal | 0 | 0 | 0 | 0 | 0 | 0 | 0 | 0 | 0 | 0 | 0 | 0 | 0 | 0 | 0 | 0 | 0 | 0 | 0 | 0 | 0 | 0 | 0 | 0 | 0 | 0 | 0
SA1 | Brown Coal | 0 | 0 | 0 | 0 | 0 | 0 | 0 | 0 | 0 | 0 | 0 | 0 | 0 | 0 | 0 | 0 | 0 | 0 | 0 | 0 | 0 | 0 | 0 | 0 | 0 | 0 | 0
SA1 | CCGT | 658.0087 | 577.876 | 612.4617 | 79.955 | 50.5006 | 233.2197 | 85.8016 | 156.2486 | 84.594 | 483.1209 | 1170.9982 | 1620.076 | 1490.9904 | 1534.6693 | 0 | 0 | 0 | 0 | 0 | 0 | 0 | 0 | 0 | 0 | 0 | 0 | 0
SA1 | Gas - Steam | 42.1308 | 50.9519 | 67.8206 | 0 | 0 | 0 | 0 | 0 | 0 | 0 | 0 | 0 | 0 | 0 | 0 | 0 | 0 | 0 | 0 | 0 | 0 | 0 | 0 | 0 | 0 | 0 | 0
SA1 | OCGT / Diesel | 72.585 | 94.6013 | 100.2693 | 34.3613 | 28.0147 | 97.6414 | 18.4688 | 59.7472 | 32.0347 | 149.7407 | 457.8356 | 941.0722 | 796.5738 | 837.8097 | 1281.1747 | 1005.5988 | 1255.1993 | 1021.0774 | 880.3808 | 975.8257 | 1953.183 | 926.6769 | 1065.9024 | 1027.5302 | 1002.0516 | 1374.0679 | 1848.967
SA1 | Hydro | 0 | 0 | 0 | 0 | 0 | 0 | 0 | 0 | 0 | 0 | 0 | 0 | 0 | 0 | 0 | 0 | 0 | 0 | 0 | 0 | 0 | 0 | 0 | 0 | 0 | 0 | 0
SA1 | Hydrogen Turbine | 0 | 0 | 0 | 0 | 0 | 0 | 0 | 0 | 0 | 0 | 0 | 0 | 0 | 0 | 0 | 0 | 0 | 0 | 0 | 0 | 0 | 0 | 0 | 0 | 0 | 0 | 0
SA1 | Wind | 6459.5335 | 6491.3956 | 6235.4364 | 6922.4291 | 6920.757 | 6542.2011 | 6279.2265 | 6052.7249 | 6511.0774 | 5841.3276 | 8541.9305 | 8143.2403 | 11907.8476 | 11931.4789 | 13317.8157 | 13453.7155 | 12744.8235 | 15034.503 | 14025.5132 | 14632.0624 | 12695.5168 | 15292.5578 | 15014.9181 | 17629.481 | 20018.2865 | 21147.7624 | 23190.9382
SA1 | Solar PV | 1152.9781 | 1050.2965 | 1054.684 | 1003.4487 | 1027.413 | 1037.4182 | 1001.2076 | 1000.2061 | 1029.9991 | 1043.8331 | 1031.0586 | 1081.1025 | 1471.1456 | 1836.1237 | 2645.6371 | 2624.4174 | 2706.9133 | 2593.9969 | 4382.8307 | 4102.077 | 5777.3331 | 5258.93 | 5644.4306 | 5992.2552 | 6738.4048 | 9441.9355 | 10066.1232
SA1 | Grid Battery | 195.3155 | 199.9715 | 196.6216 | 196.8975 | 193.5607 | 188.4665 | 184.7634 | 182.3777 | 178.3209 | 179.5611 | 179.9212 | 151.1001 | 849.8875 | 870.1242 | 1526.6233 | 1525.7971 | 1568.2887 | 1394.3401 | 2595.5537 | 2369.8984 | 2341.7519 | 2437.0591 | 2617.7286 | 2312.3227 | 2382.0714 | 3196.6889 | 2758.8296
SA1 | Pumped Hydro | 0 | 0 | 0.00081766 | 0.00084392 | 0.00087217 | 0.000947 | 0.00096443 | 0.0010736 | 0.001098 | 0.0014134 | 0.0015883 | 0.0019362 | 0.0026599 | 0.0027613 | 0.0027127 | 0.0027581 | 0.0028365 | 0.0029405 | 0.0032177 | 0.0031327 | 0.0032823 | 0.004047 | 0.004108 | 0.0039831 | 0.0045181 | 0.0047159 | 0.0048518
SA1 | VPP | 57.7826 | 81.4267 | 100.0386 | 125.6677 | 149.5924 | 172.5505 | 198.9172 | 227.1646 | 261.0824 | 302.8536 | 348.0547 | 375.2998 | 419.2743 | 471.3462 | 502.5072 | 541.3223 | 577.2765 | 582.432 | 639.2196 | 668.4684 | 677.4531 | 718.2802 | 772.1048 | 774.0998 | 783.6297 | 851.1495 | 852.7086
Total excluding storage |  | 8638.3341 | 8546.5196 | 8367.3331 | 8362.7602 | 8369.8394 | 8271.4983 | 7768.386 | 7678.47 | 8097.1096 | 8000.4385 | 11729.8005 | 12311.8928 | 16935.7219 | 17481.5548 | 19273.7607 | 19150.8538 | 18852.5041 | 20626.3522 | 22523.5012 | 22748.335 | 23445.2412 | 24633.5081 | 25115.0886 | 27735.693 | 30924.4486 | 36011.6089 | 38717.5715
Region | Technology | 2023-24 | 2024-25 | 2025-26 | 2026-27 | 2027-28 | 2028-29 | 2029-30 | 2030-31 | 2031-32 | 2032-33 | 2033-34 | 2034-35 | 2035-36 | 2036-37 | 2037-38 | 2038-39 | 2039-40 | 2040-41 | 2041-42 | 2042-43 | 2043-44 | 2044-45 | 2045-46 | 2046-47 | 2047-48 | 2048-49 | 2049-50
TAS1 | Black Coal | 0 | 0 | 0 | 0 | 0 | 0 | 0 | 0 | 0 | 0 | 0 | 0 | 0 | 0 | 0 | 0 | 0 | 0 | 0 | 0 | 0 | 0 | 0 | 0 | 0 | 0 | 0
TAS1 | Brown Coal | 0 | 0 | 0 | 0 | 0 | 0 | 0 | 0 | 0 | 0 | 0 | 0 | 0 | 0 | 0 | 0 | 0 | 0 | 0 | 0 | 0 | 0 | 0 | 0 | 0 | 0 | 0
TAS1 | CCGT | 0 | 0 | 0 | 0 | 0 | 0 | 0 | 0 | 0 | 0 | 0 | 0 | 0 | 0 | 0 | 0 | 0 | 0 | 0 | 0 | 0 | 0 | 0 | 0 | 0 | 0 | 0
TAS1 | Gas - Steam | 0 | 0 | 0 | 0 | 0 | 0 | 0 | 0 | 0 | 0 | 0 | 0 | 0 | 0 | 0 | 0 | 0 | 0 | 0 | 0 | 0 | 0 | 0 | 0 | 0 | 0 | 0
TAS1 | OCGT / Diesel | 5.8585e-05 | 0.00012347 | 0.00012911 | 0.00013549 | 0.00014207 | 0.00015047 | 0.00016254 | 0.48576 | 0.05766 | 2.4838 | 0.00026102 | 4.6504 | 11.8355 | 3.6818 | 17.4278 | 0.84499 | 5.1168 | 1.5901 | 4.5414 | 1.4866 | 2.9377 | 4.4841 | 1.9586 | 0.91247 | 4.1942 | 15.4118 | 5.5866
TAS1 | Hydro | 9825.7333 | 8562.6403 | 7387.4237 | 7001.0489 | 6137.9483 | 7834.1428 | 9056.1828 | 8984.5104 | 9109.2192 | 9190.4743 | 11398.4973 | 11548.0173 | 11330.8638 | 10232.6653 | 10824.9285 | 9498.6896 | 9303.9179 | 9201.0655 | 8928.337 | 9479.7178 | 9618.5811 | 8798.6901 | 7692.1329 | 9253.3045 | 9625.8837 | 9721.6529 | 10684.0835
TAS1 | Hydrogen Turbine | 0 | 0 | 0 | 0 | 0 | 0 | 0 | 0 | 0 | 0 | 0 | 0 | 0 | 0 | 0 | 0 | 0 | 0 | 0 | 0 | 0 | 0 | 0 | 0 | 0 | 0 | 0
TAS1 | Wind | 1868.9477 | 3000.8301 | 3850.9472 | 4507.669 | 5063.2572 | 4945.3443 | 5948.4778 | 6343.5888 | 7626.6444 | 7799.5388 | 8212.2724 | 9305.0785 | 11648.9885 | 12911.5725 | 13517.7085 | 13102.5807 | 12844.4267 | 13924.5995 | 13524.9557 | 12942.0928 | 13537.1469 | 13747.991 | 15689.8862 | 15245.5306 | 14897.0004 | 14651.8 | 15881.3217
TAS1 | Solar PV | 0 | 0.00013418 | 0.00012914 | 0.00014224 | 0.00016738 | 0.00014938 | 0.00016943 | 0.00021964 | 0.00021769 | 0.00027947 | 0.00039352 | 0.00044911 | 0.001033 | 0.001007 | 0.00087318 | 0.00087801 | 0.00091828 | 0.00083581 | 0.00095718 | 0.0011075 | 0.0020466 | 0.0028043 | 0.0026984 | 0.002379 | 0.0033989 | 0.0035257 | 0.003008
TAS1 | Grid Battery | 0 | 0.00087346 | 0.0010233 | 0.001069 | 0.00108 | 0.0010811 | 0.0012103 | 0.0012727 | 0.0013855 | 0.0022141 | 0.0023658 | 0.0024643 | 0.0030578 | 0.0031382 | 0.0045293 | 0.0046769 | 0.0049579 | 0.0061596 | 0.0062851 | 0.0063753 | 0.0065628 | 0.0063199 | 0.0062831 | 0.0062725 | 0.0075592 | 0.0079375 | 0.011121
TAS1 | Pumped Hydro | 0 | 0 | 0.0018441 | 0.0019772 | 0.0021321 | 0.0022399 | 0.0026136 | 0.0030233 | 0.0034578 | 0.0095002 | 150.7665 | 340.6128 | 1132.2823 | 1193.9893 | 1201.2781 | 1272.5533 | 1427.239 | 1334.6685 | 1358.2138 | 1335.312 | 1321.9478 | 1375.6013 | 1341.6682 | 1354.1283 | 1395.9937 | 1407.0875 | 1314.096
TAS1 | VPP | 0.15596 | 0.70339 | 1.7716 | 3.4491 | 6.0826 | 7.2591 | 16.1591 | 20.1212 | 26.542 | 36.8985 | 41.0202 | 44.7839 | 40.7234 | 46.4305 | 53.3736 | 56.0169 | 71.5414 | 74.5351 | 74.0503 | 81.762 | 88.1065 | 88.8357 | 98.1596 | 98.217 | 103.3123 | 115.3415 | 110.1856
Total excluding storage |  | 11694.837 | 11564.1749 | 11240.1456 | 11512.1703 | 11207.2916 | 12786.7498 | 15020.8239 | 15348.7108 | 16762.4682 | 17029.4074 | 19802.5595 | 21243.1458 | 24164.6975 | 24388.3435 | 25614.722 | 23930.6909 | 23652.2476 | 24536.4658 | 23890.1055 | 23840.3787 | 24568.7285 | 24015.6113 | 24823.8145 | 25952.1016 | 26026.3951 | 25911.3051 | 27995.2875
Explicitly modelled pumping
Region | Technology | 2023-24 | 2024-25 | 2025-26 | 2026-27 | 2027-28 | 2028-29 | 2029-30 | 2030-31 | 2031-32 | 2032-33 | 2033-34 | 2034-35 | 2035-36 | 2036-37 | 2037-38 | 2038-39 | 2039-40 | 2040-41 | 2041-42 | 2042-43 | 2043-44 | 2044-45 | 2045-46 | 2046-47 | 2047-48 | 2048-49 | 2049-50
NEM | Grid Battery pump | 555.3133 | 566.0763 | 569.6641 | 573.5243 | 563.1889 | 912.7681 | 962.2476 | 973.9727 | 944.5018 | 1782.8421 | 3774.4605 | 3908.6842 | 8593.4543 | 8549.6002 | 11412.9907 | 11531.9794 | 12001.5351 | 11629.5739 | 18892.2953 | 18329.3943 | 18500.2844 | 19921.7507 | 20237.4605 | 19754.1324 | 20955.0556 | 25151.4428 | 27753.731
NEM | Pumped Hydro Pump | 2075.2097 | 2370.8248 | 4051.5906 | 5218.0928 | 7922.1245 | 7728.1842 | 8529.9222 | 10308.6541 | 9795.4553 | 10766.2145 | 12474.6691 | 12228.2515 | 16557.8186 | 16553.7396 | 14115.0652 | 15476.0737 | 16495.9427 | 16559.8601 | 16114.6907 | 17080.311 | 16366.6272 | 18583.1584 | 19029.3514 | 20497.2421 | 20970.0372 | 22614.138 | 22039.0276
NEM | VPP pump | 132.7574 | 211.9786 | 308.2626 | 455.6753 | 619.875 | 789.7629 | 1030.35 | 1282.7181 | 1555.0806 | 1956.3063 | 2300.1911 | 2605.4526 | 3017.9995 | 3466.0147 | 3765.629 | 4250.9763 | 4732.5846 | 5034.3645 | 5646.295 | 6060.4341 | 6300.1362 | 6934.7768 | 7382.8473 | 7350.9856 | 7867.7606 | 8504.6697 | 8725.2161
Region | Technology | 2023-24 | 2024-25 | 2025-26 | 2026-27 | 2027-28 | 2028-29 | 2029-30 | 2030-31 | 2031-32 | 2032-33 | 2033-34 | 2034-35 | 2035-36 | 2036-37 | 2037-38 | 2038-39 | 2039-40 | 2040-41 | 2041-42 | 2042-43 | 2043-44 | 2044-45 | 2045-46 | 2046-47 | 2047-48 | 2048-49 | 2049-50
NSW1 | Grid Battery pump | 38.2669 | 36.737 | 36.8017 | 38.3313 | 36.3639 | 396.5694 | 459.6008 | 469.2593 | 459.3983 | 1279.0592 | 2913.2979 | 2792.2638 | 2894.9784 | 2850.8415 | 2721.4824 | 2638.6727 | 2722.5142 | 2625.0911 | 5062.6647 | 4897.9277 | 4672.6682 | 5652.7724 | 5572.0474 | 5970.9216 | 6015.4237 | 6209.815 | 6099.7812
NSW1 | Pumped Hydro Pump | 1219.1355 | 1323.1998 | 2809.9292 | 3700.8841 | 6471.893 | 6500.0628 | 7108.7542 | 8698.9705 | 8246.6997 | 9006.9016 | 8579.7888 | 8221.6806 | 11958.9638 | 12155.5874 | 10369.5371 | 11430.672 | 12061.3066 | 12120.4375 | 11900.0533 | 11830.612 | 11212.5843 | 13257.6166 | 13673.4123 | 11655.8973 | 11039.7244 | 11622.9284 | 11034.7075
NSW1 | VPP pump | 32.5994 | 60.7145 | 100.2829 | 156.2193 | 209.1029 | 267.4159 | 357.6049 | 459.0462 | 547.3155 | 648.7964 | 750.8586 | 853.9778 | 1032.6194 | 1179.2599 | 1287.3988 | 1407.0666 | 1576.1505 | 1657.9291 | 1847.1532 | 1945.7651 | 1991.4625 | 2255.6823 | 2365.4991 | 2367.0108 | 2531.4852 | 2822.0704 | 2904.2299
Region | Technology | 2023-24 | 2024-25 | 2025-26 | 2026-27 | 2027-28 | 2028-29 | 2029-30 | 2030-31 | 2031-32 | 2032-33 | 2033-34 | 2034-35 | 2035-36 | 2036-37 | 2037-38 | 2038-39 | 2039-40 | 2040-41 | 2041-42 | 2042-43 | 2043-44 | 2044-45 | 2045-46 | 2046-47 | 2047-48 | 2048-49 | 2049-50
QLD1 | Grid Battery pump | 68.458 | 69.7044 | 67.742 | 68.9895 | 68.3761 | 69.7522 | 69.253 | 71.1683 | 69.0857 | 69.1737 | 472.5242 | 775.1902 | 2449.2087 | 2433.6711 | 4764.7174 | 4817.6922 | 5023.3974 | 5024.4378 | 7147.4211 | 7223.4194 | 7832.4014 | 7963.1827 | 8056.5882 | 7869.3043 | 8543.0258 | 9357.1497 | 12756.8732
QLD1 | Pumped Hydro Pump | 856.0742 | 1047.6249 | 1241.6566 | 1517.2037 | 1450.226 | 1228.1158 | 1421.1618 | 1609.6764 | 1548.7478 | 1759.2962 | 3695.5753 | 3555.3308 | 3112.9853 | 2808.3997 | 2183.5915 | 2369.8929 | 2557.7797 | 2663.5347 | 2431.1318 | 3499.2842 | 3421.4117 | 3518.2551 | 3568.6948 | 7081.4694 | 8071.5778 | 9161.6428 | 9275.2181
QLD1 | VPP pump | 15.3886 | 25.5103 | 41.328 | 67.2095 | 99.05 | 142.7072 | 199.0405 | 257.0275 | 346.2757 | 463.303 | 561.4177 | 660.4124 | 777.8973 | 901.3726 | 994.7809 | 1151.8549 | 1287.7229 | 1423.6517 | 1608.3933 | 1793.6738 | 1935.4868 | 2071.7273 | 2216.8884 | 2220.919 | 2389.9753 | 2477.4233 | 2662.183
Region | Technology | 2023-24 | 2024-25 | 2025-26 | 2026-27 | 2027-28 | 2028-29 | 2029-30 | 2030-31 | 2031-32 | 2032-33 | 2033-34 | 2034-35 | 2035-36 | 2036-37 | 2037-38 | 2038-39 | 2039-40 | 2040-41 | 2041-42 | 2042-43 | 2043-44 | 2044-45 | 2045-46 | 2046-47 | 2047-48 | 2048-49 | 2049-50
VIC1 | Grid Battery pump | 218.016 | 223.2602 | 232.6567 | 233.3557 | 228.9718 | 224.1091 | 214.3115 | 218.4206 | 204.8432 | 222.5038 | 175.8399 | 162.7341 | 2228.8003 | 2220.2806 | 2090.902 | 2234.7367 | 2375.4344 | 2297.3698 | 3564.3135 | 3347.6459 | 3181.1735 | 3371.9347 | 3444.7711 | 3139.2877 | 3515.2704 | 5745.502 | 5573.7065
VIC1 | Pumped Hydro Pump | 0 | 0 | 0.0012596 | 0.0013374 | 0.001433 | 0.0014643 | 0.0015278 | 0.0017636 | 0.0018161 | 0.0023621 | 0.0031234 | 0.0031815 | 0.0033401 | 0.003455 | 0.0033225 | 0.003468 | 0.0036594 | 0.0038316 | 0.0067493 | 0.0066109 | 0.0066523 | 0.0089457 | 0.0088866 | 0.0083373 | 0.0092724 | 0.015509 | 0.021917
VIC1 | VPP pump | 16.7183 | 29.137 | 46.9178 | 80.3445 | 128.1299 | 168.5054 | 220.0682 | 276.3643 | 322.6952 | 444.7539 | 530.3058 | 596.7282 | 666.458 | 776.0393 | 829.6603 | 987.4786 | 1107.2258 | 1177.5372 | 1353.6103 | 1436.4476 | 1474.7935 | 1657.8148 | 1773.5829 | 1739.8413 | 1899.5081 | 2071.4586 | 2025.9864
Region | Technology | 2023-24 | 2024-25 | 2025-26 | 2026-27 | 2027-28 | 2028-29 | 2029-30 | 2030-31 | 2031-32 | 2032-33 | 2033-34 | 2034-35 | 2035-36 | 2036-37 | 2037-38 | 2038-39 | 2039-40 | 2040-41 | 2041-42 | 2042-43 | 2043-44 | 2044-45 | 2045-46 | 2046-47 | 2047-48 | 2048-49 | 2049-50
SA1 | Grid Battery pump | 230.5725 | 236.3736 | 232.4625 | 232.8464 | 229.4758 | 222.336 | 219.0808 | 215.123 | 211.1729 | 212.1027 | 212.7957 | 178.4933 | 1020.4633 | 1044.8032 | 1835.8836 | 1840.8723 | 1880.1833 | 1682.6679 | 3117.8885 | 2860.3938 | 2814.0335 | 2933.8533 | 3164.0463 | 2774.6113 | 2881.3266 | 3838.9667 | 3323.357
SA1 | Pumped Hydro Pump | 0 | 0 | 0.0010764 | 0.0011102 | 0.0011518 | 0.0012421 | 0.0012731 | 0.0014101 | 0.0014463 | 0.0018604 | 0.0020916 | 0.0025436 | 0.0034984 | 0.0036379 | 0.0035661 | 0.0036394 | 0.0037203 | 0.0038869 | 0.004216 | 0.0041349 | 0.0043107 | 0.0053275 | 0.005424 | 0.0052147 | 0.0059752 | 0.0061747 | 0.0063902
SA1 | VPP pump | 67.8692 | 95.7906 | 117.6515 | 147.8443 | 176.4073 | 202.5843 | 234.6113 | 266.6614 | 307.4846 | 356.023 | 409.4537 | 441.4982 | 493.2639 | 554.525 | 591.1849 | 638.6523 | 677.3462 | 687.2422 | 749.9948 | 788.3214 | 795.1157 | 845.0355 | 910.9361 | 908.1282 | 924.729 | 998.5407 | 1003.1866
Region | Technology | 2023-24 | 2024-25 | 2025-26 | 2026-27 | 2027-28 | 2028-29 | 2029-30 | 2030-31 | 2031-32 | 2032-33 | 2033-34 | 2034-35 | 2035-36 | 2036-37 | 2037-38 | 2038-39 | 2039-40 | 2040-41 | 2041-42 | 2042-43 | 2043-44 | 2044-45 | 2045-46 | 2046-47 | 2047-48 | 2048-49 | 2049-50
TAS1 | Grid Battery pump | 0 | 0.0010376 | 0.0012146 | 0.0012689 | 0.001282 | 0.0012834 | 0.0014367 | 0.0015101 | 0.0016459 | 0.0026307 | 0.0028103 | 0.0029313 | 0.0036281 | 0.0037309 | 0.005381 | 0.0055595 | 0.0058861 | 0.0073302 | 0.0074707 | 0.0075821 | 0.0077995 | 0.0075115 | 0.0074828 | 0.0074439 | 0.00901 | 0.0094178 | 0.013216
TAS1 | Pumped Hydro Pump | 0 | 0 | 0.002433 | 0.0026017 | 0.0028081 | 0.0029467 | 0.0034459 | 0.0039687 | 0.0045683 | 0.012556 | 199.2998 | 451.2343 | 1485.8627 | 1589.7454 | 1561.9297 | 1675.5017 | 1876.8491 | 1775.8801 | 1783.4946 | 1750.4042 | 1732.6202 | 1807.2723 | 1787.2301 | 1759.8619 | 1858.7198 | 1829.5451 | 1729.0737
TAS1 | VPP pump | 0.182 | 0.82624 | 2.0824 | 4.0577 | 7.1849 | 8.5501 | 19.0251 | 23.6187 | 31.3096 | 43.43 | 48.1553 | 52.836 | 47.7608 | 54.818 | 62.604 | 65.9239 | 84.1392 | 88.0042 | 87.1435 | 96.2262 | 103.2778 | 104.5169 | 115.9408 | 115.0862 | 122.063 | 135.1768 | 129.6301
Non-controllable capacity
Region | Technology | 2023-24 | 2024-25 | 2025-26 | 2026-27 | 2027-28 | 2028-29 | 2029-30 | 2030-31 | 2031-32 | 2032-33 | 2033-34 | 2034-35 | 2035-36 | 2036-37 | 2037-38 | 2038-39 | 2039-40 | 2040-41 | 2041-42 | 2042-43 | 2043-44 | 2044-45 | 2045-46 | 2046-47 | 2047-48 | 2048-49 | 2049-50
NEM | Distributed PV | 26478.5749 | 28191.0687 | 29615.185 | 34147.8413 | 36635.1334 | 34828.8225 | 38288.4458 | 41605.3113 | 44463.1544 | 46878.5074 | 47897.7259 | 48691.7471 | 54425.0857 | 56551.7616 | 52450.4952 | 56904.483 | 61172.6746 | 63978.5781 | 65693.865 | 65612.2161 | 65271.4595 | 71680.9026 | 73748.0586 | 68052.8401 | 73585.1598 | 78664.3753 | 82018.7177
NEM | Behind the meter battery | 356.5682 | 473.328 | 594.7444 | 757.032 | 926.2117 | 1056.7381 | 1233.2407 | 1392.7578 | 1662.8579 | 1934.0875 | 2210.3303 | 2494.7306 | 2761.3681 | 3007.0367 | 3248.1504 | 3458.3931 | 3610.6796 | 3707.3314 | 3832.4058 | 3933.9396 | 3996.3524 | 4028.7483 | 4047.3212 | 4044.1409 | 4038.7997 | 4002.1032 | 3966.4236
NEM | Behind the meter battery pump | 419.7907 | 557.164 | 699.9769 | 891.129 | 1090.0671 | 1244.0558 | 1451.4338 | 1638.8866 | 1957.4728 | 2276.5602 | 2601.4314 | 2936.5844 | 3250.3979 | 3539.5238 | 3822.2237 | 4071.3623 | 4250.8148 | 4364.1903 | 4511.5203 | 4630.4575 | 4704.2076 | 4742.1508 | 4764.3333 | 4760.7853 | 4755.14 | 4712.0744 | 4668.4548
Region | Technology | 2023-24 | 2024-25 | 2025-26 | 2026-27 | 2027-28 | 2028-29 | 2029-30 | 2030-31 | 2031-32 | 2032-33 | 2033-34 | 2034-35 | 2035-36 | 2036-37 | 2037-38 | 2038-39 | 2039-40 | 2040-41 | 2041-42 | 2042-43 | 2043-44 | 2044-45 | 2045-46 | 2046-47 | 2047-48 | 2048-49 | 2049-50
NSW1 | Distributed PV | 8227.9495 | 8889.0709 | 9306.1322 | 11052.6804 | 11659.9136 | 11026.5723 | 11951.3856 | 13304.8274 | 14644.4048 | 14969.6322 | 15535.8472 | 15718.8791 | 18044.1473 | 18411.8213 | 16930.2454 | 17972.9366 | 19660.4434 | 21060.2472 | 20970.6665 | 21239.1879 | 21033.8098 | 23737.2282 | 24049.1858 | 22049.3527 | 23369.6114 | 25463.3842 | 27229.5394
NSW1 | Behind the meter battery | 133.59 | 194.7768 | 253.5396 | 316.24 | 372.6608 | 419.4249 | 490.1318 | 552.7239 | 644.191 | 732.2475 | 823.81 | 926.2632 | 1021.1994 | 1100.9212 | 1175.2256 | 1241.3495 | 1281.6071 | 1301.3891 | 1323.469 | 1331.6999 | 1328.6786 | 1333.0742 | 1339.1239 | 1339.0233 | 1340.0485 | 1331.6872 | 1322.7103
NSW1 | Behind the meter battery pump | 157.3114 | 229.3287 | 298.3165 | 372.3107 | 438.6271 | 493.7687 | 576.7121 | 650.3958 | 758.5034 | 862.0114 | 969.6543 | 1090.1287 | 1202.3863 | 1296.4571 | 1382.6657 | 1461.7352 | 1508.9376 | 1532.4858 | 1558.4624 | 1567.6632 | 1564.469 | 1569.4047 | 1576.1804 | 1576.5486 | 1577.4697 | 1567.7527 | 1556.6083
Region | Technology | 2023-24 | 2024-25 | 2025-26 | 2026-27 | 2027-28 | 2028-29 | 2029-30 | 2030-31 | 2031-32 | 2032-33 | 2033-34 | 2034-35 | 2035-36 | 2036-37 | 2037-38 | 2038-39 | 2039-40 | 2040-41 | 2041-42 | 2042-43 | 2043-44 | 2044-45 | 2045-46 | 2046-47 | 2047-48 | 2048-49 | 2049-50
QLD1 | Distributed PV | 8291.7042 | 8569.0822 | 9217.3266 | 10390.3794 | 11011.6137 | 9744.9252 | 11046.7924 | 11904.8452 | 13131.2263 | 13701.6565 | 13860.8726 | 14700.2383 | 16327.2094 | 16975.5207 | 14830.6032 | 16665.2669 | 17838.7295 | 19246.0747 | 19521.824 | 19243.8033 | 19908.8944 | 21593.4637 | 22179.0614 | 19185.5663 | 21429.4769 | 22706.5989 | 24395.8885
QLD1 | Behind the meter battery | 68.254 | 84.6289 | 112.6463 | 146.2592 | 185.7816 | 221.6253 | 270.215 | 314.6937 | 406.9618 | 502.2534 | 595.6003 | 683.1659 | 764.1412 | 834.4612 | 901.8028 | 964.152 | 1016.5218 | 1061.2384 | 1120.2283 | 1177.3744 | 1217.6262 | 1234.2876 | 1240.4297 | 1235.0961 | 1221.5488 | 1202.4999 | 1188.1662
QLD1 | Behind the meter battery pump | 80.3689 | 99.5866 | 132.5744 | 172.1468 | 218.6795 | 260.8892 | 317.9825 | 370.2693 | 479.0052 | 591.0508 | 700.9679 | 804.4299 | 899.4899 | 981.9193 | 1061.2211 | 1135.0177 | 1196.3817 | 1248.6769 | 1318.2882 | 1385.4977 | 1432.6887 | 1452.5841 | 1460.2966 | 1453.471 | 1438.2675 | 1416.1388 | 1398.0248
Region | Technology | 2023-24 | 2024-25 | 2025-26 | 2026-27 | 2027-28 | 2028-29 | 2029-30 | 2030-31 | 2031-32 | 2032-33 | 2033-34 | 2034-35 | 2035-36 | 2036-37 | 2037-38 | 2038-39 | 2039-40 | 2040-41 | 2041-42 | 2042-43 | 2043-44 | 2044-45 | 2045-46 | 2046-47 | 2047-48 | 2048-49 | 2049-50
VIC1 | Distributed PV | 6055.7621 | 6669.655 | 6991.3292 | 8188.53 | 9067.6803 | 9147.9858 | 9973.9295 | 10801.2044 | 10862.1515 | 11966.1686 | 12180.7464 | 12020.6338 | 13307.7617 | 14002.8213 | 13650.1784 | 14718.8745 | 15803.8446 | 15625.7965 | 16773.5548 | 16765.9245 | 16213.7264 | 17701.3941 | 18418.5859 | 17911.4779 | 19277.2431 | 20620.6982 | 20333.1662
VIC1 | Behind the meter battery | 74.3056 | 92.44 | 111.7344 | 156.8119 | 212.09 | 243.6602 | 282.6219 | 319.434 | 377.8895 | 439.4914 | 505.2185 | 572.8675 | 639.1484 | 714.1982 | 795.0575 | 858.1453 | 908.5127 | 935.1099 | 971.8935 | 1005.2009 | 1028.9371 | 1040.4307 | 1046.8501 | 1051.4154 | 1058.0828 | 1051.5912 | 1043.1588
VIC1 | Behind the meter battery pump | 87.4501 | 108.8465 | 131.5376 | 184.5847 | 249.5654 | 286.8384 | 332.788 | 375.8552 | 444.8213 | 517.3706 | 594.5868 | 674.2645 | 752.1378 | 840.4146 | 935.8569 | 1009.9236 | 1069.8581 | 1100.7998 | 1144.0157 | 1183.0999 | 1211.4056 | 1224.7479 | 1232.417 | 1237.8581 | 1245.9798 | 1238.1379 | 1228.2991
Region | Technology | 2023-24 | 2024-25 | 2025-26 | 2026-27 | 2027-28 | 2028-29 | 2029-30 | 2030-31 | 2031-32 | 2032-33 | 2033-34 | 2034-35 | 2035-36 | 2036-37 | 2037-38 | 2038-39 | 2039-40 | 2040-41 | 2041-42 | 2042-43 | 2043-44 | 2044-45 | 2045-46 | 2046-47 | 2047-48 | 2048-49 | 2049-50
SA1 | Distributed PV | 3591.0876 | 3717.2823 | 3740.8652 | 4102.9303 | 4454.0757 | 4447.213 | 4823.2467 | 5063.8184 | 5270.1141 | 5635.4722 | 5682.5072 | 5613.2296 | 6036.8672 | 6427.865 | 6298.9087 | 6776.5164 | 7055.0868 | 7216.483 | 7552.313 | 7463.2755 | 7234.1877 | 7682.6083 | 8108.239 | 7904.365 | 8467.9778 | 8775.2281 | 8945.8085
SA1 | Behind the meter battery | 71.0192 | 89.6673 | 101.7879 | 119.0914 | 133.3156 | 146.5653 | 160.4315 | 172.1233 | 193.4864 | 213.6313 | 233.2561 | 254.1035 | 272.9282 | 288.5968 | 302.4709 | 316.6818 | 322.4368 | 324.9961 | 328.8503 | 329.3369 | 329.16 | 328.7858 | 328.2839 | 326.0934 | 326.3788 | 324.1976 | 320.6584
SA1 | Behind the meter battery pump | 83.5976 | 105.4994 | 119.845 | 140.1663 | 156.8845 | 172.5952 | 188.8314 | 202.6048 | 227.6558 | 251.4252 | 274.468 | 299.1179 | 321.125 | 339.6593 | 355.8732 | 372.7692 | 379.5602 | 382.628 | 387.265 | 387.8524 | 387.4805 | 386.9109 | 386.3605 | 383.9947 | 384.2929 | 381.5645 | 377.4968
Region | Technology | 2023-24 | 2024-25 | 2025-26 | 2026-27 | 2027-28 | 2028-29 | 2029-30 | 2030-31 | 2031-32 | 2032-33 | 2033-34 | 2034-35 | 2035-36 | 2036-37 | 2037-38 | 2038-39 | 2039-40 | 2040-41 | 2041-42 | 2042-43 | 2043-44 | 2044-45 | 2045-46 | 2046-47 | 2047-48 | 2048-49 | 2049-50
TAS1 | Distributed PV | 312.0716 | 345.9783 | 359.5318 | 413.3213 | 441.8501 | 462.1262 | 493.0915 | 530.6159 | 555.2576 | 605.5778 | 637.7525 | 638.7662 | 709.1001 | 733.7332 | 740.5595 | 770.8886 | 814.5703 | 829.9766 | 875.5067 | 900.0249 | 880.8412 | 966.2084 | 992.9866 | 1002.0781 | 1040.8506 | 1098.4659 | 1114.3151
TAS1 | Behind the meter battery | 9.3993 | 11.8151 | 15.0362 | 18.6296 | 22.3637 | 25.4624 | 29.8406 | 33.7829 | 40.3291 | 46.464 | 52.4454 | 58.3304 | 63.9508 | 68.8593 | 73.5936 | 78.0644 | 81.6012 | 84.5979 | 87.9648 | 90.3275 | 91.9504 | 92.17 | 92.6337 | 92.5128 | 92.7409 | 92.1272 | 91.7298
TAS1 | Behind the meter battery pump | 11.0628 | 13.9029 | 17.7034 | 21.9205 | 26.3105 | 29.9642 | 35.1198 | 39.7616 | 47.4871 | 54.7023 | 61.7545 | 68.6434 | 75.2589 | 81.0734 | 86.6068 | 91.9166 | 96.0772 | 99.5998 | 103.4889 | 106.3442 | 108.1638 | 108.5032 | 109.0789 | 108.9129 | 109.1302 | 108.4805 | 108.0258

## Option 5_Capacity
Capacity by technology (MW) - Option 5, Progressive Change Scenario
Capacity calculated on 1 July. In early study years some wind and solar projects enter later in the financial year and are therefore reflected in the following financial year's capacity.
Explicitly modelled generation
Region | Technology | 2023-24 | 2024-25 | 2025-26 | 2026-27 | 2027-28 | 2028-29 | 2029-30 | 2030-31 | 2031-32 | 2032-33 | 2033-34 | 2034-35 | 2035-36 | 2036-37 | 2037-38 | 2038-39 | 2039-40 | 2040-41 | 2041-42 | 2042-43 | 2043-44 | 2044-45 | 2045-46 | 2046-47 | 2047-48 | 2048-49 | 2049-50
NEM | Black Coal | 16456 | 16456 | 15756 | 12876 | 11556 | 11556 | 11556 | 9471 | 9471 | 9471 | 7416 | 7416 | 5736 | 5736 | 5286 | 5286 | 5286 | 3896 | 3896 | 2422 | 2422 | 2422 | 2057 | 1692 | 1692 | 1692 | 1692
NEM | Brown Coal | 4820 | 4820 | 4820 | 4820 | 4820 | 3370 | 3370 | 3370 | 3370 | 3370 | 3370 | 3370 | 1160 | 1160 | 1160 | 1160 | 1160 | 1160 | 1160 | 1160 | 1160 | 1160 | 1160 | 1160 | 0 | 0 | 0
NEM | CCGT | 2954.9 | 2774.9 | 2774.9 | 2774.9 | 2774.9 | 2774.9 | 2774.9 | 2774.9 | 2774.9 | 2774.9 | 2774.9 | 2774.9 | 2774.9 | 2389.9 | 1860.9 | 1860.9 | 1716.5 | 1716.5 | 1716.5 | 1716.5 | 1276.5 | 1276.5 | 632 | 388 | 388 | 388 | 388
NEM | Gas - Steam | 1300 | 1300 | 1300 | 500 | 500 | 500 | 500 | 500 | 500 | 500 | 500 | 500 | 500 | 500 | 500 | 500 | 0 | 0 | 0 | 0 | 0 | 0 | 0 | 0 | 0 | 0 | 0
NEM | OCGT / Diesel | 7382.159 | 8401.583 | 8818.2599 | 8818.2599 | 8893.8939 | 8893.8939 | 8893.8939 | 9034.9497 | 9034.9497 | 8890.8712 | 8804.0072 | 9809.2326 | 10720.2161 | 10720.2161 | 10720.2164 | 10720.2164 | 10280.2165 | 10160.2165 | 10185.0437 | 10091.0437 | 10857.795 | 12265.4579 | 12265.4579 | 13318.3249 | 12734.3252 | 17248.1335 | 18535.955
NEM | Hydro | 7492.42 | 7492.42 | 7492.42 | 7492.42 | 7492.42 | 7492.42 | 7492.42 | 7492.42 | 7492.42 | 7492.42 | 7492.42 | 7492.42 | 7492.42 | 7492.42 | 7406.02 | 7406.02 | 7406.02 | 7406.02 | 7406.02 | 7340.02 | 7340.02 | 7340.02 | 7340.02 | 7340.02 | 7340.02 | 7340.02 | 7340.02
NEM | Hydrogen Turbine | 0 | 0 | 0 | 0 | 0 | 0 | 0 | 0 | 0 | 0 | 0 | 0 | 0 | 0 | 0 | 0 | 0 | 0 | 0 | 0 | 0 | 0 | 0 | 0 | 0 | 0 | 0
NEM | Wind | 10055.738 | 11610.7165 | 13267.8325 | 15277.7603 | 17422.9443 | 19720.2798 | 21684.4096 | 21709.4103 | 21854.6699 | 21999.9311 | 24029.5394 | 25378.3604 | 31516.5015 | 33785.9039 | 37587.3718 | 39572.6932 | 39478.5911 | 41429.4132 | 43663.3337 | 45959.8232 | 45999.2908 | 46307.7041 | 47789.6631 | 55618.3235 | 59501.196 | 64961.4889 | 67010.7217
NEM | Solar PV | 9052.829 | 9912.929 | 9912.9301 | 9912.9311 | 9949.8678 | 10255.8019 | 10865.2934 | 10865.2935 | 10859.1736 | 10859.1739 | 13182.1812 | 13552.3731 | 15357.8788 | 15658.1247 | 18978.6501 | 19412.1729 | 19513.7134 | 23261.3958 | 26758.9062 | 30875.0502 | 35219.9984 | 35114.0284 | 36473.6688 | 45219.1947 | 48567.5148 | 56153.3568 | 62669.0281
NEM | Grid Battery | 1004.93 | 1004.9321 | 1004.9336 | 1004.9336 | 1004.9403 | 1134.9404 | 1159.3158 | 1129.3162 | 1129.3163 | 1693.1572 | 3020.2558 | 3108.2081 | 5154.1881 | 5104.1882 | 6568.8973 | 6568.8973 | 6568.8974 | 6603.9705 | 9325.5509 | 9325.551 | 9331.5318 | 9627.8799 | 9617.8788 | 10500.5516 | 10900.8283 | 12595.2014 | 13979.8351
NEM | Pumped Hydro | 810 | 810 | 1660.0005 | 1660.0006 | 4626.5049 | 4894.9942 | 4945.6192 | 4945.6198 | 4945.6199 | 4945.623 | 5551.5259 | 5640.4181 | 6216.1978 | 6216.1978 | 6239.0965 | 6239.0965 | 6239.0965 | 6239.0966 | 6300.4611 | 6525.266 | 6525.2662 | 6891.9291 | 6891.9292 | 8585.2288 | 8585.2293 | 9030.1572 | 9030.1594
NEM | VPP | 147.51 | 233.71 | 341.18 | 499.27 | 694.24 | 914.65 | 1207.51 | 1463.32 | 1850.76 | 2292.59 | 2793.5001 | 3356.31 | 3965.76 | 4611.21 | 5307.53 | 6042.2102 | 6743.34 | 7427.61 | 8128.7401 | 8833.4098 | 9521.71 | 10183.9801 | 10839.05 | 11484.4998 | 12142.96 | 12796.2899 | 13470.7999
Total excluding storage |  | 61476.486 | 64817.1906 | 67148.4565 | 65636.4756 | 69735.7112 | 71507.8802 | 74449.3618 | 72756.2295 | 73282.8094 | 74289.6664 | 78934.3295 | 82398.2223 | 90594.0623 | 93374.1606 | 101614.6819 | 104768.2065 | 104392.3749 | 109300.2225 | 118540.5556 | 124248.664 | 129654.1122 | 132589.4995 | 135066.6677 | 155306.1433 | 161852.0737 | 182204.6477 | 194116.5192
Region | Technology | 2023-24 | 2024-25 | 2025-26 | 2026-27 | 2027-28 | 2028-29 | 2029-30 | 2030-31 | 2031-32 | 2032-33 | 2033-34 | 2034-35 | 2035-36 | 2036-37 | 2037-38 | 2038-39 | 2039-40 | 2040-41 | 2041-42 | 2042-43 | 2043-44 | 2044-45 | 2045-46 | 2046-47 | 2047-48 | 2048-49 | 2049-50
NSW1 | Black Coal | 8330 | 8330 | 8330 | 5450 | 4130 | 4130 | 4130 | 3445 | 3445 | 3445 | 1390 | 1390 | 1390 | 1390 | 1390 | 1390 | 1390 | 0 | 0 | 0 | 0 | 0 | 0 | 0 | 0 | 0 | 0
NSW1 | Brown Coal | 0 | 0 | 0 | 0 | 0 | 0 | 0 | 0 | 0 | 0 | 0 | 0 | 0 | 0 | 0 | 0 | 0 | 0 | 0 | 0 | 0 | 0 | 0 | 0 | 0 | 0 | 0
NSW1 | CCGT | 440 | 440 | 440 | 440 | 440 | 440 | 440 | 440 | 440 | 440 | 440 | 440 | 440 | 440 | 440 | 440 | 440 | 440 | 440 | 440 | 0 | 0 | 0 | 0 | 0 | 0 | 0
NSW1 | Gas - Steam | 0 | 0 | 0 | 0 | 0 | 0 | 0 | 0 | 0 | 0 | 0 | 0 | 0 | 0 | 0 | 0 | 0 | 0 | 0 | 0 | 0 | 0 | 0 | 0 | 0 | 0 | 0
NSW1 | OCGT / Diesel | 1888.999 | 2908.423 | 3325.0999 | 3325.0999 | 3400.734 | 3400.734 | 3400.734 | 3924.2896 | 3924.2896 | 4057.0709 | 4563.7057 | 4563.7057 | 4563.7057 | 4563.7057 | 4563.7057 | 4563.7057 | 4563.7057 | 4563.7057 | 4563.7057 | 4563.7057 | 4563.7057 | 3714.7068 | 3714.7068 | 3810.6317 | 3810.6317 | 4961.5481 | 5445.4049
NSW1 | Hydro | 2525 | 2525 | 2525 | 2525 | 2525 | 2525 | 2525 | 2525 | 2525 | 2525 | 2525 | 2525 | 2525 | 2525 | 2525 | 2525 | 2525 | 2525 | 2525 | 2525 | 2525 | 2525 | 2525 | 2525 | 2525 | 2525 | 2525
NSW1 | Hydrogen Turbine | 0 | 0 | 0 | 0 | 0 | 0 | 0 | 0 | 0 | 0 | 0 | 0 | 0 | 0 | 0 | 0 | 0 | 0 | 0 | 0 | 0 | 0 | 0 | 0 | 0 | 0 | 0
NSW1 | Wind | 1886.96 | 3015.8126 | 4024.2222 | 5340.1389 | 6625.4054 | 8011.7681 | 9165.8338 | 9165.8338 | 9165.8338 | 9165.8338 | 10290.1555 | 10690.8281 | 11190.5735 | 11595.3855 | 11996.474 | 14218.1446 | 14218.1446 | 14351.8417 | 15170.0331 | 15172.7179 | 15516.7545 | 15943.7949 | 16833.1087 | 18558.6124 | 20987.0673 | 21371.0645 | 23164.1885
NSW1 | Solar PV | 3745.541 | 4459.641 | 4459.6413 | 4459.6421 | 4496.5781 | 4802.5121 | 5412.0032 | 5412.0032 | 5412.0032 | 5412.0032 | 7735.0095 | 8105.2004 | 9503.8477 | 9503.8482 | 10354.3931 | 10204.0931 | 10204.0931 | 12098.1952 | 14364.0791 | 15381.6057 | 16437.5982 | 16478.0079 | 17350.3341 | 18859.3115 | 19119.1306 | 20535.8281 | 22680.7842
NSW1 | Grid Battery | 50 | 50.0011 | 50.0023 | 50.0023 | 50.009 | 180.009 | 204.3843 | 204.3845 | 204.3845 | 768.2237 | 1871.4942 | 1871.4944 | 1871.4946 | 1821.4946 | 1821.4955 | 1821.4955 | 1821.4956 | 1821.4963 | 2767.9877 | 2767.9878 | 2767.9878 | 2981.5901 | 2981.589 | 3481.7059 | 3481.6993 | 3351.7047 | 3327.5015
NSW1 | Pumped Hydro | 240 | 240 | 839.9991 | 839.9991 | 3806.5033 | 4074.9924 | 4125.6171 | 4125.6171 | 4125.6171 | 4125.6171 | 4125.6269 | 4125.6269 | 4125.6269 | 4125.6269 | 4125.627 | 4125.627 | 4125.627 | 4125.627 | 4125.627 | 4125.627 | 4125.6271 | 4485.6112 | 4485.6112 | 4485.6112 | 4485.6112 | 4485.6112 | 4485.6112
NSW1 | VPP | 35.03 | 66.46 | 108.39 | 164.94 | 231.89 | 309.84 | 419.29 | 513.87 | 645.84 | 793.28 | 960.43 | 1151.34 | 1358.67 | 1573.17 | 1800.09 | 2041.85 | 2261.24 | 2472.42 | 2678.0699 | 2873.13 | 3061.8301 | 3253.4401 | 3451.65 | 3655.96 | 3874.16 | 4090.8399 | 4313.9901
Total excluding storage |  | 19141.53 | 22035.3377 | 24102.3548 | 22594.8223 | 25706.1198 | 27874.8555 | 29822.8623 | 29755.9982 | 29887.9682 | 30732.0287 | 33901.4219 | 34863.1955 | 36968.9185 | 37538.231 | 39016.7852 | 41329.9159 | 41549.306 | 42398.2859 | 46634.5026 | 47849.7742 | 48998.5035 | 49382.1509 | 51341.9998 | 55376.8326 | 58283.2999 | 61321.5965 | 65942.4805
Region | Technology | 2023-24 | 2024-25 | 2025-26 | 2026-27 | 2027-28 | 2028-29 | 2029-30 | 2030-31 | 2031-32 | 2032-33 | 2033-34 | 2034-35 | 2035-36 | 2036-37 | 2037-38 | 2038-39 | 2039-40 | 2040-41 | 2041-42 | 2042-43 | 2043-44 | 2044-45 | 2045-46 | 2046-47 | 2047-48 | 2048-49 | 2049-50
QLD1 | Black Coal | 8126 | 8126 | 7426 | 7426 | 7426 | 7426 | 7426 | 6026 | 6026 | 6026 | 6026 | 6026 | 4346 | 4346 | 3896 | 3896 | 3896 | 3896 | 3896 | 2422 | 2422 | 2422 | 2057 | 1692 | 1692 | 1692 | 1692
QLD1 | Brown Coal | 0 | 0 | 0 | 0 | 0 | 0 | 0 | 0 | 0 | 0 | 0 | 0 | 0 | 0 | 0 | 0 | 0 | 0 | 0 | 0 | 0 | 0 | 0 | 0 | 0 | 0 | 0
QLD1 | CCGT | 1597.9 | 1597.9 | 1597.9 | 1597.9 | 1597.9 | 1597.9 | 1597.9 | 1597.9 | 1597.9 | 1597.9 | 1597.9 | 1597.9 | 1597.9 | 1212.9 | 1212.9 | 1212.9 | 1068.5 | 1068.5 | 1068.5 | 1068.5 | 1068.5 | 1068.5 | 424 | 180 | 180 | 180 | 180
QLD1 | Gas - Steam | 0 | 0 | 0 | 0 | 0 | 0 | 0 | 0 | 0 | 0 | 0 | 0 | 0 | 0 | 0 | 0 | 0 | 0 | 0 | 0 | 0 | 0 | 0 | 0 | 0 | 0 | 0
QLD1 | OCGT / Diesel | 1954.5 | 1954.5 | 1954.5 | 1954.5 | 1954.5 | 1954.5 | 1954.5 | 1954.5001 | 1954.5001 | 1954.5001 | 1531.0011 | 2536.2263 | 2918.7423 | 2918.7423 | 2918.7425 | 2918.7425 | 2918.7425 | 2918.7425 | 2918.7425 | 2918.7425 | 2918.7425 | 2918.7425 | 2918.7426 | 4029.6846 | 4029.6846 | 7180.4602 | 6661.4602
QLD1 | Hydro | 152.4 | 152.4 | 152.4 | 152.4 | 152.4 | 152.4 | 152.4 | 152.4 | 152.4 | 152.4 | 152.4 | 152.4 | 152.4 | 152.4 | 66 | 66 | 66 | 66 | 66 | 0 | 0 | 0 | 0 | 0 | 0 | 0 | 0
QLD1 | Hydrogen Turbine | 0 | 0 | 0 | 0 | 0 | 0 | 0 | 0 | 0 | 0 | 0 | 0 | 0 | 0 | 0 | 0 | 0 | 0 | 0 | 0 | 0 | 0 | 0 | 0 | 0 | 0 | 0
QLD1 | Wind | 1133.518 | 1306.5157 | 1306.5157 | 1873.963 | 2640.3162 | 3424.725 | 4198.9752 | 4198.9752 | 4198.9752 | 4198.9752 | 4198.9779 | 4668.0826 | 6723.6273 | 7631.3935 | 9620.2678 | 9620.2678 | 9620.2678 | 9958.6346 | 11350.8123 | 12686.4855 | 12636.1062 | 12203.0206 | 13326.0792 | 17222.3576 | 17315.5519 | 21343.752 | 21490.8623
QLD1 | Solar PV | 3646.985 | 3792.985 | 3792.985 | 3792.9853 | 3792.9859 | 3792.986 | 3792.9865 | 3792.9865 | 3792.9865 | 3792.9865 | 3792.9865 | 3792.9865 | 3917.9895 | 4087.1254 | 6091.0342 | 6091.0342 | 6091.0342 | 7645.2751 | 7645.2762 | 10728.4175 | 12141.3353 | 11940.2353 | 12422.7502 | 18085.0492 | 19544.6934 | 22297.4023 | 26465.5367
QLD1 | Grid Battery | 100 | 100.0002 | 100.0003 | 100.0003 | 100.0003 | 100.0004 | 100.0004 | 100.0005 | 100.0005 | 100.0011 | 379.1586 | 492.1096 | 1121.2494 | 1121.2494 | 2225.936 | 2225.936 | 2225.936 | 2225.936 | 3114.0721 | 3114.0722 | 3384.6528 | 3384.6526 | 3384.6526 | 3767.2085 | 3767.2086 | 4155.2179 | 5418.431
QLD1 | Pumped Hydro | 570 | 570 | 820.0003 | 820.0004 | 820.0004 | 820.0005 | 820.0005 | 820.0008 | 820.0008 | 820.0012 | 1363.4537 | 1363.4538 | 1363.4538 | 1363.4538 | 1363.4538 | 1363.4538 | 1363.4538 | 1363.4538 | 1363.4539 | 1588.2589 | 1588.2589 | 1588.2589 | 1588.2589 | 3281.5585 | 3281.5585 | 3726.4843 | 3726.4843
QLD1 | VPP | 18.84 | 30.97 | 50.94 | 79.95 | 118.98 | 166.93 | 232.96 | 293.17 | 401.01 | 528.82 | 672.52 | 830.62 | 1001.18 | 1179.76 | 1370.76 | 1575.4301 | 1781.48 | 1996.11 | 2224.29 | 2464.1299 | 2698.9399 | 2914.5601 | 3118.3 | 3309.3999 | 3496.46 | 3680.7 | 3869.4199
Total excluding storage |  | 17300.143 | 17631.2709 | 17201.2414 | 17797.699 | 18603.0828 | 19435.4419 | 20275.7226 | 18935.9332 | 19043.7732 | 19171.5842 | 19714.3978 | 21459.7789 | 23142.5424 | 24013.0246 | 28765.0944 | 28969.7644 | 29031.4145 | 31138.652 | 33647.1471 | 36990.6065 | 38858.5357 | 38439.97 | 39239.7835 | 51567.2583 | 53307.1569 | 64256.0166 | 69504.1943
Region | Technology | 2023-24 | 2024-25 | 2025-26 | 2026-27 | 2027-28 | 2028-29 | 2029-30 | 2030-31 | 2031-32 | 2032-33 | 2033-34 | 2034-35 | 2035-36 | 2036-37 | 2037-38 | 2038-39 | 2039-40 | 2040-41 | 2041-42 | 2042-43 | 2043-44 | 2044-45 | 2045-46 | 2046-47 | 2047-48 | 2048-49 | 2049-50
VIC1 | Black Coal | 0 | 0 | 0 | 0 | 0 | 0 | 0 | 0 | 0 | 0 | 0 | 0 | 0 | 0 | 0 | 0 | 0 | 0 | 0 | 0 | 0 | 0 | 0 | 0 | 0 | 0 | 0
VIC1 | Brown Coal | 4820 | 4820 | 4820 | 4820 | 4820 | 3370 | 3370 | 3370 | 3370 | 3370 | 3370 | 3370 | 1160 | 1160 | 1160 | 1160 | 1160 | 1160 | 1160 | 1160 | 1160 | 1160 | 1160 | 1160 | 0 | 0 | 0
VIC1 | CCGT | 0 | 0 | 0 | 0 | 0 | 0 | 0 | 0 | 0 | 0 | 0 | 0 | 0 | 0 | 0 | 0 | 0 | 0 | 0 | 0 | 0 | 0 | 0 | 0 | 0 | 0 | 0
VIC1 | Gas - Steam | 500 | 500 | 500 | 500 | 500 | 500 | 500 | 500 | 500 | 500 | 500 | 500 | 500 | 500 | 500 | 500 | 0 | 0 | 0 | 0 | 0 | 0 | 0 | 0 | 0 | 0 | 0
VIC1 | OCGT / Diesel | 1900 | 1900 | 1900 | 1900 | 1900 | 1900 | 1900 | 1900 | 1900 | 1900.0001 | 1730.0001 | 1730.0001 | 2338.4647 | 2338.4647 | 2338.4647 | 2338.4647 | 1898.4647 | 1898.4647 | 1923.2919 | 1829.2919 | 2004.0903 | 4398.5997 | 4398.5997 | 4398.5998 | 3814.6001 | 3937.2731 | 4670.4362
VIC1 | Hydro | 2264.02 | 2264.02 | 2264.02 | 2264.02 | 2264.02 | 2264.02 | 2264.02 | 2264.02 | 2264.02 | 2264.02 | 2264.02 | 2264.02 | 2264.02 | 2264.02 | 2264.02 | 2264.02 | 2264.02 | 2264.02 | 2264.02 | 2264.02 | 2264.02 | 2264.02 | 2264.02 | 2264.02 | 2264.02 | 2264.02 | 2264.02
VIC1 | Hydrogen Turbine | 0 | 0 | 0 | 0 | 0 | 0 | 0 | 0 | 0 | 0 | 0 | 0 | 0 | 0 | 0 | 0 | 0 | 0 | 0 | 0 | 0 | 0 | 0 | 0 | 0 | 0 | 0
VIC1 | Wind | 4121.91 | 4121.91 | 4644.0525 | 4644.0526 | 4644.0526 | 4644.0526 | 4644.0526 | 4644.0526 | 4644.0526 | 4644.0526 | 4591.5529 | 4907.1593 | 7243.2971 | 7988.9125 | 8490.0994 | 8249.5227 | 8262.6213 | 9229.9661 | 9249.961 | 10118.0582 | 10042.1722 | 9954.8243 | 9229.8246 | 10173.462 | 10741.3071 | 10985.2505 | 10830.4471
VIC1 | Solar PV | 1081.573 | 1081.573 | 1081.5737 | 1081.5737 | 1081.5737 | 1081.5737 | 1081.5737 | 1081.5737 | 1081.5737 | 1081.5737 | 1081.5738 | 1081.5739 | 1228.5361 | 1228.5361 | 1228.5362 | 1812.359 | 1913.8994 | 2213.2386 | 2603.6222 | 2619.098 | 3467.6766 | 3786.909 | 3799.0883 | 4606.7698 | 5814.9338 | 7632.9097 | 7667.7491
VIC1 | Grid Battery | 375.33 | 375.3303 | 375.3303 | 375.3303 | 375.3303 | 375.3304 | 375.3304 | 375.3304 | 375.3304 | 375.3308 | 320.001 | 320.0012 | 1397.1335 | 1397.1335 | 1397.1335 | 1397.1335 | 1397.1336 | 1432.2052 | 1742.9733 | 1742.9733 | 1742.9733 | 1742.9729 | 1742.9729 | 1742.9729 | 1997.3253 | 3100.4443 | 3246.0681
VIC1 | Pumped Hydro | 0 | 0 | 0.00030259 | 0.00032011 | 0.00034092 | 0.00036944 | 0.00037992 | 0.0004468 | 0.00045169 | 0.00063196 | 0.00090599 | 0.00094471 | 0.0010966 | 0.0011032 | 0.0011092 | 0.0011146 | 0.001124 | 0.0011712 | 0.0021888 | 0.0021964 | 0.0022051 | 0.0027677 | 0.0027771 | 0.0027873 | 0.0031326 | 0.0051504 | 0.0072733
VIC1 | VPP | 18.14 | 30.96 | 48.35 | 81.89 | 130.07 | 178.92 | 243.17 | 298.84 | 380.47 | 475.76 | 587.42 | 715.41 | 858.67 | 1021.44 | 1205.04 | 1393.1901 | 1583.07 | 1759.48 | 1945.8801 | 2139.5699 | 2332.74 | 2516.3399 | 2694.5399 | 2867.64 | 3041.54 | 3215.46 | 3395.5599
Total excluding storage |  | 15080.973 | 15093.7933 | 15633.3269 | 15666.8669 | 15715.047 | 14313.897 | 14378.1471 | 14433.8172 | 14515.4472 | 14610.7379 | 14444.5688 | 14888.1656 | 16990.1225 | 17898.508 | 18583.2949 | 19114.6911 | 18479.2102 | 19957.3758 | 20889.7505 | 21873.0134 | 23013.6746 | 25823.6686 | 25289.0483 | 27213.4672 | 27673.7293 | 31135.3628 | 32074.2876
Region | Technology | 2023-24 | 2024-25 | 2025-26 | 2026-27 | 2027-28 | 2028-29 | 2029-30 | 2030-31 | 2031-32 | 2032-33 | 2033-34 | 2034-35 | 2035-36 | 2036-37 | 2037-38 | 2038-39 | 2039-40 | 2040-41 | 2041-42 | 2042-43 | 2043-44 | 2044-45 | 2045-46 | 2046-47 | 2047-48 | 2048-49 | 2049-50
SA1 | Black Coal | 0 | 0 | 0 | 0 | 0 | 0 | 0 | 0 | 0 | 0 | 0 | 0 | 0 | 0 | 0 | 0 | 0 | 0 | 0 | 0 | 0 | 0 | 0 | 0 | 0 | 0 | 0
SA1 | Brown Coal | 0 | 0 | 0 | 0 | 0 | 0 | 0 | 0 | 0 | 0 | 0 | 0 | 0 | 0 | 0 | 0 | 0 | 0 | 0 | 0 | 0 | 0 | 0 | 0 | 0 | 0 | 0
SA1 | CCGT | 709 | 529 | 529 | 529 | 529 | 529 | 529 | 529 | 529 | 529 | 529 | 529 | 529 | 529 | 0 | 0 | 0 | 0 | 0 | 0 | 0 | 0 | 0 | 0 | 0 | 0 | 0
SA1 | Gas - Steam | 800 | 800 | 800 | 0 | 0 | 0 | 0 | 0 | 0 | 0 | 0 | 0 | 0 | 0 | 0 | 0 | 0 | 0 | 0 | 0 | 0 | 0 | 0 | 0 | 0 | 0 | 0
SA1 | OCGT / Diesel | 1460.66 | 1460.66 | 1460.66 | 1460.66 | 1460.66 | 1460.66 | 1460.66 | 1078.16 | 1078.16 | 801.3001 | 801.3001 | 801.3003 | 721.3028 | 721.3028 | 721.3029 | 721.3029 | 721.3029 | 721.3029 | 721.3029 | 721.3029 | 1313.2555 | 1175.4079 | 1175.4079 | 1021.4079 | 1021.4079 | 1110.8512 | 1700.6528
SA1 | Hydro | 0 | 0 | 0 | 0 | 0 | 0 | 0 | 0 | 0 | 0 | 0 | 0 | 0 | 0 | 0 | 0 | 0 | 0 | 0 | 0 | 0 | 0 | 0 | 0 | 0 | 0 | 0
SA1 | Hydrogen Turbine | 0 | 0 | 0 | 0 | 0 | 0 | 0 | 0 | 0 | 0 | 0 | 0 | 0 | 0 | 0 | 0 | 0 | 0 | 0 | 0 | 0 | 0 | 0 | 0 | 0 | 0 | 0
SA1 | Wind | 2349.75 | 2349.75 | 2349.75 | 2349.75 | 2316.75 | 2316.75 | 2226 | 2114.001 | 2114.0011 | 2114.0027 | 2920.6203 | 2938.7981 | 3707.6506 | 3699.9594 | 4363.4137 | 4367.6414 | 4260.4405 | 4771.854 | 4775.41 | 4864.5959 | 4659.6977 | 5091.0877 | 4953.9926 | 6208.3405 | 7001.7186 | 7805.8707 | 8069.6726
SA1 | Solar PV | 578.73 | 578.73 | 578.73 | 578.73 | 578.73 | 578.73 | 578.73 | 578.73 | 572.61 | 572.6103 | 572.6111 | 572.6119 | 707.5048 | 838.6142 | 1304.6859 | 1304.6859 | 1304.686 | 1304.6863 | 2145.928 | 2145.9282 | 3173.3868 | 2908.8742 | 2901.4942 | 3668.0621 | 4088.7544 | 5687.214 | 5854.9555
SA1 | Grid Battery | 479.6 | 479.6003 | 479.6004 | 479.6004 | 479.6004 | 479.6004 | 479.6004 | 449.6004 | 449.6004 | 449.601 | 449.6012 | 424.602 | 764.3093 | 764.3093 | 1124.33 | 1124.33 | 1124.33 | 1124.3302 | 1700.5149 | 1700.5149 | 1435.9149 | 1518.6616 | 1508.6616 | 1508.6616 | 1654.5916 | 1987.8307 | 1987.8307
SA1 | Pumped Hydro | 0 | 0 | 0.00016285 | 0.00016491 | 0.00016884 | 0.0002972 | 0.00030139 | 0.00033983 | 0.00034371 | 0.00047031 | 0.00055554 | 0.00070379 | 0.0010415 | 0.0010509 | 0.0010728 | 0.0010753 | 0.0010792 | 0.0011017 | 0.0011782 | 0.001186 | 0.0012304 | 0.001451 | 0.0014559 | 0.0014615 | 0.0016222 | 0.0016768 | 0.0017139
SA1 | VPP | 73.31 | 101.55 | 127.31 | 163.03 | 199.61 | 240.46 | 286.78 | 326.42 | 383.78 | 445.52 | 513.3 | 587.39 | 662.83 | 739.03 | 819.48 | 904.2 | 974.71 | 1040.89 | 1105.8 | 1166.08 | 1221.98 | 1278.51 | 1338.99 | 1401.1 | 1464.6801 | 1527.55 | 1594.1
Total excluding storage |  | 6451.05 | 6299.2903 | 6325.0505 | 5560.7705 | 5564.3505 | 5605.2007 | 5560.7707 | 5075.9118 | 5127.1519 | 4912.0346 | 5786.4332 | 5853.7029 | 7092.5987 | 7292.2168 | 8333.2136 | 8422.1613 | 8385.4705 | 8963.0645 | 10448.9569 | 10598.423 | 11804.2362 | 11972.5428 | 11878.5477 | 13807.5736 | 15231.1542 | 18119.3183 | 19207.2133
Region | Technology | 2023-24 | 2024-25 | 2025-26 | 2026-27 | 2027-28 | 2028-29 | 2029-30 | 2030-31 | 2031-32 | 2032-33 | 2033-34 | 2034-35 | 2035-36 | 2036-37 | 2037-38 | 2038-39 | 2039-40 | 2040-41 | 2041-42 | 2042-43 | 2043-44 | 2044-45 | 2045-46 | 2046-47 | 2047-48 | 2048-49 | 2049-50
TAS1 | Black Coal | 0 | 0 | 0 | 0 | 0 | 0 | 0 | 0 | 0 | 0 | 0 | 0 | 0 | 0 | 0 | 0 | 0 | 0 | 0 | 0 | 0 | 0 | 0 | 0 | 0 | 0 | 0
TAS1 | Brown Coal | 0 | 0 | 0 | 0 | 0 | 0 | 0 | 0 | 0 | 0 | 0 | 0 | 0 | 0 | 0 | 0 | 0 | 0 | 0 | 0 | 0 | 0 | 0 | 0 | 0 | 0 | 0
TAS1 | CCGT | 208 | 208 | 208 | 208 | 208 | 208 | 208 | 208 | 208 | 208 | 208 | 208 | 208 | 208 | 208 | 208 | 208 | 208 | 208 | 208 | 208 | 208 | 208 | 208 | 208 | 208 | 208
TAS1 | Gas - Steam | 0 | 0 | 0 | 0 | 0 | 0 | 0 | 0 | 0 | 0 | 0 | 0 | 0 | 0 | 0 | 0 | 0 | 0 | 0 | 0 | 0 | 0 | 0 | 0 | 0 | 0 | 0
TAS1 | OCGT / Diesel | 178 | 178 | 178 | 178 | 178 | 178 | 178 | 178 | 178 | 178 | 178.0001 | 178.0001 | 178.0004 | 178.0004 | 178.0006 | 178.0006 | 178.0006 | 58.0006 | 58.0007 | 58.0007 | 58.0009 | 58.0009 | 58.0009 | 58.0009 | 58.001 | 58.001 | 58.001
TAS1 | Hydro | 2551 | 2551 | 2551 | 2551 | 2551 | 2551 | 2551 | 2551 | 2551 | 2551 | 2551 | 2551 | 2551 | 2551 | 2551 | 2551 | 2551 | 2551 | 2551 | 2551 | 2551 | 2551 | 2551 | 2551 | 2551 | 2551 | 2551
TAS1 | Hydrogen Turbine | 0 | 0 | 0 | 0 | 0 | 0 | 0 | 0 | 0 | 0 | 0 | 0 | 0 | 0 | 0 | 0 | 0 | 0 | 0 | 0 | 0 | 0 | 0 | 0 | 0 | 0 | 0
TAS1 | Wind | 563.6 | 816.7282 | 943.2921 | 1069.8559 | 1196.4201 | 1322.9841 | 1449.548 | 1586.5477 | 1731.8072 | 1877.0667 | 2028.2328 | 2173.4923 | 2651.3529 | 2870.2529 | 3117.1168 | 3117.1168 | 3117.1168 | 3117.1168 | 3117.1174 | 3117.9657 | 3144.5601 | 3114.9766 | 3446.6579 | 3455.551 | 3455.5512 | 3455.5512 | 3455.5512
TAS1 | Solar PV | 0 | 0 | 0 | 0 | 0 | 0 | 0 | 0 | 0.00010176 | 0.0001035 | 0.00022415 | 0.00036176 | 0.00068433 | 0.00069309 | 0.00070048 | 0.00070223 | 0.000706 | 0.00070863 | 0.00077544 | 0.00084367 | 0.0014899 | 0.0019628 | 0.001968 | 0.0020068 | 0.0026492 | 0.0026748 | 0.0026778
TAS1 | Grid Battery | 0 | 0.00014907 | 0.00028177 | 0.00029346 | 0.00029391 | 0.0002956 | 0.00034027 | 0.0003634 | 0.00039481 | 0.00072729 | 0.00082855 | 0.00089512 | 0.0013575 | 0.0013638 | 0.0022436 | 0.0022514 | 0.0022643 | 0.0027821 | 0.0029352 | 0.0029411 | 0.002954 | 0.0027313 | 0.0026927 | 0.0026873 | 0.0035489 | 0.0037356 | 0.0037288
TAS1 | Pumped Hydro | 0 | 0 | 0.00060293 | 0.00064573 | 0.00069312 | 0.00074007 | 0.00089346 | 0.0010604 | 0.0011805 | 0.0034921 | 62.4438 | 151.3358 | 727.1149 | 727.1149 | 750.0135 | 750.0135 | 750.0135 | 750.0135 | 811.3767 | 811.3767 | 811.3769 | 818.0549 | 818.0549 | 818.0549 | 818.0549 | 818.0549 | 818.0549
TAS1 | VPP | 2.19 | 3.77 | 6.19 | 9.46 | 13.69 | 18.5 | 25.31 | 31.02 | 39.66 | 49.21 | 59.83 | 71.55 | 84.41 | 97.81 | 112.16 | 127.54 | 142.84 | 158.71 | 174.7 | 190.5 | 206.22 | 221.13 | 235.57 | 250.4 | 266.12 | 281.74 | 297.73
Total excluding storage |  | 3502.79 | 3757.4983 | 3886.483 | 4016.3169 | 4147.1111 | 4278.4851 | 4411.8592 | 4554.5691 | 4708.4689 | 4863.2811 | 5087.5078 | 5333.3794 | 6399.8803 | 6632.1803 | 6916.2938 | 6931.6738 | 6946.9738 | 6842.8444 | 6920.1985 | 6936.847 | 6979.1623 | 6971.1671 | 7317.2884 | 7341.0115 | 7356.7332 | 7372.3535 | 7388.3435
Explicitly modelled pumping
Region | Technology | 2023-24 | 2024-25 | 2025-26 | 2026-27 | 2027-28 | 2028-29 | 2029-30 | 2030-31 | 2031-32 | 2032-33 | 2033-34 | 2034-35 | 2035-36 | 2036-37 | 2037-38 | 2038-39 | 2039-40 | 2040-41 | 2041-42 | 2042-43 | 2043-44 | 2044-45 | 2045-46 | 2046-47 | 2047-48 | 2048-49 | 2049-50
NEM | Grid Battery pump | 954.93 | 954.9321 | 954.9336 | 954.9336 | 954.9403 | 1084.9404 | 1109.3158 | 1079.3162 | 1079.3163 | 1643.1572 | 2970.2558 | 3058.2081 | 5104.1881 | 5054.1882 | 6518.8973 | 6518.8973 | 6518.8974 | 6553.9705 | 9275.5509 | 9275.551 | 9281.5318 | 9577.8799 | 9567.8788 | 10450.5516 | 10850.8283 | 12545.2014 | 13929.8351
NEM | Pumped Hydro Pump | 1310 | 1310 | 2160.0005 | 2160.0006 | 5126.5049 | 5394.9942 | 5445.6192 | 5445.6198 | 5445.6199 | 5445.623 | 6051.5259 | 6140.4181 | 6716.1978 | 6716.1978 | 6739.0965 | 6739.0965 | 6739.0965 | 6739.0966 | 6800.4611 | 7025.266 | 7025.2662 | 7391.9291 | 7391.9292 | 9085.2288 | 9085.2293 | 9530.1572 | 9530.1594
NEM | VPP pump | 147.51 | 233.71 | 341.18 | 499.27 | 694.24 | 914.65 | 1207.51 | 1463.32 | 1850.76 | 2292.59 | 2793.5001 | 3356.31 | 3965.76 | 4611.21 | 5307.53 | 6042.2102 | 6743.34 | 7427.61 | 8128.7401 | 8833.4098 | 9521.71 | 10183.9801 | 10839.05 | 11484.4998 | 12142.96 | 12796.2899 | 13470.7999
Region | Technology | 2023-24 | 2024-25 | 2025-26 | 2026-27 | 2027-28 | 2028-29 | 2029-30 | 2030-31 | 2031-32 | 2032-33 | 2033-34 | 2034-35 | 2035-36 | 2036-37 | 2037-38 | 2038-39 | 2039-40 | 2040-41 | 2041-42 | 2042-43 | 2043-44 | 2044-45 | 2045-46 | 2046-47 | 2047-48 | 2048-49 | 2049-50
NSW1 | Grid Battery pump | 50 | 50.0011 | 50.0023 | 50.0023 | 50.009 | 180.009 | 204.3843 | 204.3845 | 204.3845 | 768.2237 | 1871.4942 | 1871.4944 | 1871.4946 | 1821.4946 | 1821.4955 | 1821.4955 | 1821.4956 | 1821.4963 | 2767.9877 | 2767.9878 | 2767.9878 | 2981.5901 | 2981.589 | 3481.7059 | 3481.6993 | 3351.7047 | 3327.5015
NSW1 | Pumped Hydro Pump | 840 | 840 | 1439.9991 | 1439.9991 | 4406.5033 | 4674.9924 | 4725.6171 | 4725.6171 | 4725.6171 | 4725.6171 | 4725.6269 | 4725.6269 | 4725.6269 | 4725.6269 | 4725.627 | 4725.627 | 4725.627 | 4725.627 | 4725.627 | 4725.627 | 4725.6271 | 5085.6112 | 5085.6112 | 5085.6112 | 5085.6112 | 5085.6112 | 5085.6112
NSW1 | VPP pump | 35.03 | 66.46 | 108.39 | 164.94 | 231.89 | 309.84 | 419.29 | 513.87 | 645.84 | 793.28 | 960.43 | 1151.34 | 1358.67 | 1573.17 | 1800.09 | 2041.85 | 2261.24 | 2472.42 | 2678.0699 | 2873.13 | 3061.8301 | 3253.4401 | 3451.65 | 3655.96 | 3874.16 | 4090.8399 | 4313.9901
Region | Technology | 2023-24 | 2024-25 | 2025-26 | 2026-27 | 2027-28 | 2028-29 | 2029-30 | 2030-31 | 2031-32 | 2032-33 | 2033-34 | 2034-35 | 2035-36 | 2036-37 | 2037-38 | 2038-39 | 2039-40 | 2040-41 | 2041-42 | 2042-43 | 2043-44 | 2044-45 | 2045-46 | 2046-47 | 2047-48 | 2048-49 | 2049-50
QLD1 | Grid Battery pump | 100 | 100.0002 | 100.0003 | 100.0003 | 100.0003 | 100.0004 | 100.0004 | 100.0005 | 100.0005 | 100.0011 | 379.1586 | 492.1096 | 1121.2494 | 1121.2494 | 2225.936 | 2225.936 | 2225.936 | 2225.936 | 3114.0721 | 3114.0722 | 3384.6528 | 3384.6526 | 3384.6526 | 3767.2085 | 3767.2086 | 4155.2179 | 5418.431
QLD1 | Pumped Hydro Pump | 470 | 470 | 720.0003 | 720.0004 | 720.0004 | 720.0005 | 720.0005 | 720.0008 | 720.0008 | 720.0012 | 1263.4537 | 1263.4538 | 1263.4538 | 1263.4538 | 1263.4538 | 1263.4538 | 1263.4538 | 1263.4538 | 1263.4539 | 1488.2589 | 1488.2589 | 1488.2589 | 1488.2589 | 3181.5585 | 3181.5585 | 3626.4843 | 3626.4843
QLD1 | VPP pump | 18.84 | 30.97 | 50.94 | 79.95 | 118.98 | 166.93 | 232.96 | 293.17 | 401.01 | 528.82 | 672.52 | 830.62 | 1001.18 | 1179.76 | 1370.76 | 1575.4301 | 1781.48 | 1996.11 | 2224.29 | 2464.1299 | 2698.9399 | 2914.5601 | 3118.3 | 3309.3999 | 3496.46 | 3680.7 | 3869.4199
Region | Technology | 2023-24 | 2024-25 | 2025-26 | 2026-27 | 2027-28 | 2028-29 | 2029-30 | 2030-31 | 2031-32 | 2032-33 | 2033-34 | 2034-35 | 2035-36 | 2036-37 | 2037-38 | 2038-39 | 2039-40 | 2040-41 | 2041-42 | 2042-43 | 2043-44 | 2044-45 | 2045-46 | 2046-47 | 2047-48 | 2048-49 | 2049-50
VIC1 | Grid Battery pump | 375.33 | 375.3303 | 375.3303 | 375.3303 | 375.3303 | 375.3304 | 375.3304 | 375.3304 | 375.3304 | 375.3308 | 320.001 | 320.0012 | 1397.1335 | 1397.1335 | 1397.1335 | 1397.1335 | 1397.1336 | 1432.2052 | 1742.9733 | 1742.9733 | 1742.9733 | 1742.9729 | 1742.9729 | 1742.9729 | 1997.3253 | 3100.4443 | 3246.0681
VIC1 | Pumped Hydro Pump | 0 | 0 | 0.00030259 | 0.00032011 | 0.00034092 | 0.00036944 | 0.00037992 | 0.0004468 | 0.00045169 | 0.00063196 | 0.00090599 | 0.00094471 | 0.0010966 | 0.0011032 | 0.0011092 | 0.0011146 | 0.001124 | 0.0011712 | 0.0021888 | 0.0021964 | 0.0022051 | 0.0027677 | 0.0027771 | 0.0027873 | 0.0031326 | 0.0051504 | 0.0072733
VIC1 | VPP pump | 18.14 | 30.96 | 48.35 | 81.89 | 130.07 | 178.92 | 243.17 | 298.84 | 380.47 | 475.76 | 587.42 | 715.41 | 858.67 | 1021.44 | 1205.04 | 1393.1901 | 1583.07 | 1759.48 | 1945.8801 | 2139.5699 | 2332.74 | 2516.3399 | 2694.5399 | 2867.64 | 3041.54 | 3215.46 | 3395.5599
Region | Technology | 2023-24 | 2024-25 | 2025-26 | 2026-27 | 2027-28 | 2028-29 | 2029-30 | 2030-31 | 2031-32 | 2032-33 | 2033-34 | 2034-35 | 2035-36 | 2036-37 | 2037-38 | 2038-39 | 2039-40 | 2040-41 | 2041-42 | 2042-43 | 2043-44 | 2044-45 | 2045-46 | 2046-47 | 2047-48 | 2048-49 | 2049-50
SA1 | Grid Battery pump | 429.6 | 429.6003 | 429.6004 | 429.6004 | 429.6004 | 429.6004 | 429.6004 | 399.6004 | 399.6004 | 399.601 | 399.6012 | 374.602 | 714.3093 | 714.3093 | 1074.33 | 1074.33 | 1074.33 | 1074.3302 | 1650.5149 | 1650.5149 | 1385.9149 | 1468.6616 | 1458.6616 | 1458.6616 | 1604.5916 | 1937.8307 | 1937.8307
SA1 | Pumped Hydro Pump | 0 | 0 | 0.00016285 | 0.00016491 | 0.00016884 | 0.0002972 | 0.00030139 | 0.00033983 | 0.00034371 | 0.00047031 | 0.00055554 | 0.00070379 | 0.0010415 | 0.0010509 | 0.0010728 | 0.0010753 | 0.0010792 | 0.0011017 | 0.0011782 | 0.001186 | 0.0012304 | 0.001451 | 0.0014559 | 0.0014615 | 0.0016222 | 0.0016768 | 0.0017139
SA1 | VPP pump | 73.31 | 101.55 | 127.31 | 163.03 | 199.61 | 240.46 | 286.78 | 326.42 | 383.78 | 445.52 | 513.3 | 587.39 | 662.83 | 739.03 | 819.48 | 904.2 | 974.71 | 1040.89 | 1105.8 | 1166.08 | 1221.98 | 1278.51 | 1338.99 | 1401.1 | 1464.6801 | 1527.55 | 1594.1
Region | Technology | 2023-24 | 2024-25 | 2025-26 | 2026-27 | 2027-28 | 2028-29 | 2029-30 | 2030-31 | 2031-32 | 2032-33 | 2033-34 | 2034-35 | 2035-36 | 2036-37 | 2037-38 | 2038-39 | 2039-40 | 2040-41 | 2041-42 | 2042-43 | 2043-44 | 2044-45 | 2045-46 | 2046-47 | 2047-48 | 2048-49 | 2049-50
TAS1 | Grid Battery pump | 0 | 0.00014907 | 0.00028177 | 0.00029346 | 0.00029391 | 0.0002956 | 0.00034027 | 0.0003634 | 0.00039481 | 0.00072729 | 0.00082855 | 0.00089512 | 0.0013575 | 0.0013638 | 0.0022436 | 0.0022514 | 0.0022643 | 0.0027821 | 0.0029352 | 0.0029411 | 0.002954 | 0.0027313 | 0.0026927 | 0.0026873 | 0.0035489 | 0.0037356 | 0.0037288
TAS1 | Pumped Hydro Pump | 0 | 0 | 0.00060293 | 0.00064573 | 0.00069312 | 0.00074007 | 0.00089346 | 0.0010604 | 0.0011805 | 0.0034921 | 62.4438 | 151.3358 | 727.1149 | 727.1149 | 750.0135 | 750.0135 | 750.0135 | 750.0135 | 811.3767 | 811.3767 | 811.3769 | 818.0549 | 818.0549 | 818.0549 | 818.0549 | 818.0549 | 818.0549
TAS1 | VPP pump | 2.19 | 3.77 | 6.19 | 9.46 | 13.69 | 18.5 | 25.31 | 31.02 | 39.66 | 49.21 | 59.83 | 71.55 | 84.41 | 97.81 | 112.16 | 127.54 | 142.84 | 158.71 | 174.7 | 190.5 | 206.22 | 221.13 | 235.57 | 250.4 | 266.12 | 281.74 | 297.73
Non-controllable capacity
Region | Technology | 2023-24 | 2024-25 | 2025-26 | 2026-27 | 2027-28 | 2028-29 | 2029-30 | 2030-31 | 2031-32 | 2032-33 | 2033-34 | 2034-35 | 2035-36 | 2036-37 | 2037-38 | 2038-39 | 2039-40 | 2040-41 | 2041-42 | 2042-43 | 2043-44 | 2044-45 | 2045-46 | 2046-47 | 2047-48 | 2048-49 | 2049-50
NEM | Distributed PV | 21135.6363 | 22972.9469 | 24864.5683 | 26729.6884 | 28562.2403 | 30114.0019 | 31394.0228 | 32759.5375 | 34417.3663 | 36106.3905 | 37777.9038 | 39431.7962 | 40949.5353 | 42401.557 | 43816.9507 | 45188.862 | 46520.025 | 47729.7578 | 48926.1122 | 50157.1432 | 51392.672 | 52876.1728 | 54475.2122 | 56111.7161 | 57713.8182 | 59295.2705 | 60844.1022
NEM | Behind the meter battery | 917.1465 | 1214.503 | 1523.354 | 1933.941 | 2354.63 | 2716.4505 | 3174.1105 | 3609.2435 | 4287.7985 | 5010.698 | 5755.6655 | 6520.6945 | 7237.922 | 7943.767 | 8631.897 | 9281.092 | 9756.6515 | 10166.7125 | 10528.134 | 10830.553 | 11013.404 | 11152.464 | 11231.6745 | 11258.357 | 11221.441 | 11187.4045 | 11135.796
NEM | Behind the meter battery pump | 917.1465 | 1214.503 | 1523.354 | 1933.941 | 2354.63 | 2716.4505 | 3174.1105 | 3609.2435 | 4287.7985 | 5010.698 | 5755.6655 | 6520.6945 | 7237.922 | 7943.767 | 8631.897 | 9281.092 | 9756.6515 | 10166.7125 | 10528.134 | 10830.553 | 11013.404 | 11152.464 | 11231.6745 | 11258.357 | 11221.441 | 11187.4045 | 11135.796
Region | Technology | 2023-24 | 2024-25 | 2025-26 | 2026-27 | 2027-28 | 2028-29 | 2029-30 | 2030-31 | 2031-32 | 2032-33 | 2033-34 | 2034-35 | 2035-36 | 2036-37 | 2037-38 | 2038-39 | 2039-40 | 2040-41 | 2041-42 | 2042-43 | 2043-44 | 2044-45 | 2045-46 | 2046-47 | 2047-48 | 2048-49 | 2049-50
NSW1 | Distributed PV | 6673.173 | 7240.1007 | 7842.8836 | 8431.9376 | 9024.0538 | 9584.7397 | 10062.7919 | 10548.8608 | 11120.8608 | 11681.9021 | 12231.8065 | 12766.3853 | 13264.2544 | 13727.6844 | 14182.6578 | 14615.7574 | 15046.4509 | 15437.9589 | 15826.4245 | 16227.3448 | 16644.566 | 17148.3069 | 17693.9069 | 18244.3782 | 18793.9002 | 19330.388 | 19860.7281
NSW1 | Behind the meter battery | 342.408 | 492.3885 | 638.0985 | 797.9705 | 941.9675 | 1074.9155 | 1258.761 | 1431.83 | 1668.596 | 1912.4335 | 2164.4295 | 2429.6735 | 2676.2475 | 2908.6255 | 3127.774 | 3338.674 | 3468.225 | 3574.1655 | 3651.5285 | 3696.841 | 3704.378 | 3716.8415 | 3724.723 | 3727.139 | 3717.794 | 3708.821 | 3694.516
NSW1 | Behind the meter battery pump | 342.408 | 492.3885 | 638.0985 | 797.9705 | 941.9675 | 1074.9155 | 1258.761 | 1431.83 | 1668.596 | 1912.4335 | 2164.4295 | 2429.6735 | 2676.2475 | 2908.6255 | 3127.774 | 3338.674 | 3468.225 | 3574.1655 | 3651.5285 | 3696.841 | 3704.378 | 3716.8415 | 3724.723 | 3727.139 | 3717.794 | 3708.821 | 3694.516
Region | Technology | 2023-24 | 2024-25 | 2025-26 | 2026-27 | 2027-28 | 2028-29 | 2029-30 | 2030-31 | 2031-32 | 2032-33 | 2033-34 | 2034-35 | 2035-36 | 2036-37 | 2037-38 | 2038-39 | 2039-40 | 2040-41 | 2041-42 | 2042-43 | 2043-44 | 2044-45 | 2045-46 | 2046-47 | 2047-48 | 2048-49 | 2049-50
QLD1 | Distributed PV | 6262.12 | 6694.1589 | 7133.0535 | 7557.7558 | 7964.422 | 8353.1156 | 8690.3843 | 9051.5482 | 9545.8498 | 10065.6437 | 10577.5044 | 11082.0645 | 11540.7081 | 11977.2583 | 12403.1161 | 12815.2713 | 13211.0489 | 13574.803 | 13926.7495 | 14276.4846 | 14618.3416 | 15004.3141 | 15416.1637 | 15841.7865 | 16259.4639 | 16667.1415 | 17063.1402
QLD1 | Behind the meter battery | 176.6905 | 220.383 | 291.1405 | 375.918 | 473.9345 | 567.999 | 689.927 | 806.7055 | 1028.584 | 1271.1665 | 1515.414 | 1755.8155 | 1977.0935 | 2187.738 | 2389.4565 | 2584.657 | 2742.619 | 2898.823 | 3049.6635 | 3191.7325 | 3290.658 | 3358.1235 | 3395.029 | 3404.2585 | 3384.9765 | 3365.9845 | 3342.139
QLD1 | Behind the meter battery pump | 176.6905 | 220.383 | 291.1405 | 375.918 | 473.9345 | 567.999 | 689.927 | 806.7055 | 1028.584 | 1271.1665 | 1515.414 | 1755.8155 | 1977.0935 | 2187.738 | 2389.4565 | 2584.657 | 2742.619 | 2898.823 | 3049.6635 | 3191.7325 | 3290.658 | 3358.1235 | 3395.029 | 3404.2585 | 3384.9765 | 3365.9845 | 3342.139
Region | Technology | 2023-24 | 2024-25 | 2025-26 | 2026-27 | 2027-28 | 2028-29 | 2029-30 | 2030-31 | 2031-32 | 2032-33 | 2033-34 | 2034-35 | 2035-36 | 2036-37 | 2037-38 | 2038-39 | 2039-40 | 2040-41 | 2041-42 | 2042-43 | 2043-44 | 2044-45 | 2045-46 | 2046-47 | 2047-48 | 2048-49 | 2049-50
VIC1 | Distributed PV | 5213.2479 | 5850.4886 | 6495.265 | 7151.8209 | 7794.8122 | 8214.3902 | 8531.0496 | 8897.0994 | 9297.0115 | 9714.6098 | 10126.4498 | 10557.3704 | 10954.1959 | 11348.7846 | 11719.3193 | 12095.6053 | 12453.466 | 12773.6688 | 13086.4618 | 13431.3176 | 13769.0593 | 14200.0899 | 14657.6278 | 15141.3994 | 15605.3276 | 16074.5128 | 16524.6968
VIC1 | Behind the meter battery | 192.197 | 240.648 | 291.604 | 401.518 | 532.503 | 620.0425 | 723.538 | 824.236 | 973.984 | 1138.355 | 1315.6435 | 1502.1965 | 1684.529 | 1883.4225 | 2091.261 | 2276.7615 | 2429.2325 | 2546.262 | 2657.9365 | 2760.1385 | 2832.114 | 2886.242 | 2919.858 | 2935.631 | 2930.2645 | 2926.182 | 2918.5005
VIC1 | Behind the meter battery pump | 192.197 | 240.648 | 291.604 | 401.518 | 532.503 | 620.0425 | 723.538 | 824.236 | 973.984 | 1138.355 | 1315.6435 | 1502.1965 | 1684.529 | 1883.4225 | 2091.261 | 2276.7615 | 2429.2325 | 2546.262 | 2657.9365 | 2760.1385 | 2832.114 | 2886.242 | 2919.858 | 2935.631 | 2930.2645 | 2926.182 | 2918.5005
Region | Technology | 2023-24 | 2024-25 | 2025-26 | 2026-27 | 2027-28 | 2028-29 | 2029-30 | 2030-31 | 2031-32 | 2032-33 | 2033-34 | 2034-35 | 2035-36 | 2036-37 | 2037-38 | 2038-39 | 2039-40 | 2040-41 | 2041-42 | 2042-43 | 2043-44 | 2044-45 | 2045-46 | 2046-47 | 2047-48 | 2048-49 | 2049-50
SA1 | Distributed PV | 2689.9375 | 2860.7613 | 3036.1469 | 3203.7842 | 3365.2836 | 3520.0501 | 3643.7694 | 3771.8147 | 3931.9225 | 4092.3036 | 4259.4448 | 4415.3526 | 4554.5402 | 4688.2243 | 4827.1802 | 4954.3941 | 5077.6181 | 5190.2469 | 5309.3908 | 5421.4966 | 5536.0184 | 5669.0693 | 5819.8739 | 5964.8023 | 6104.6758 | 6242.6775 | 6384.2368
SA1 | Behind the meter battery | 181.5835 | 230.4295 | 263.601 | 310.372 | 348.613 | 387.5035 | 424.69 | 458.704 | 512.6815 | 568.376 | 623.418 | 679.906 | 731.431 | 780.534 | 825.6865 | 869.45 | 894.354 | 914.7415 | 927.4025 | 933.213 | 933.121 | 934.8725 | 933.9995 | 932.102 | 929.0275 | 926.921 | 921.5275
SA1 | Behind the meter battery pump | 181.5835 | 230.4295 | 263.601 | 310.372 | 348.613 | 387.5035 | 424.69 | 458.704 | 512.6815 | 568.376 | 623.418 | 679.906 | 731.431 | 780.534 | 825.6865 | 869.45 | 894.354 | 914.7415 | 927.4025 | 933.213 | 933.121 | 934.8725 | 933.9995 | 932.102 | 929.0275 | 926.921 | 921.5275
Region | Technology | 2023-24 | 2024-25 | 2025-26 | 2026-27 | 2027-28 | 2028-29 | 2029-30 | 2030-31 | 2031-32 | 2032-33 | 2033-34 | 2034-35 | 2035-36 | 2036-37 | 2037-38 | 2038-39 | 2039-40 | 2040-41 | 2041-42 | 2042-43 | 2043-44 | 2044-45 | 2045-46 | 2046-47 | 2047-48 | 2048-49 | 2049-50
TAS1 | Distributed PV | 297.1579 | 327.4374 | 357.2193 | 384.3899 | 413.6687 | 441.7064 | 466.0276 | 490.2145 | 521.7217 | 551.9313 | 582.6983 | 610.6234 | 635.8366 | 659.6054 | 684.6773 | 707.8338 | 731.4411 | 753.0802 | 777.0855 | 800.4995 | 824.6867 | 854.3926 | 887.6399 | 919.3497 | 950.4506 | 980.5506 | 1011.3005
TAS1 | Behind the meter battery | 24.2675 | 30.654 | 38.91 | 48.1625 | 57.612 | 65.99 | 77.1945 | 87.768 | 103.953 | 120.367 | 136.7605 | 153.103 | 168.621 | 183.447 | 197.719 | 211.5495 | 222.221 | 232.7205 | 241.603 | 248.628 | 253.133 | 256.3845 | 258.065 | 259.2265 | 259.3785 | 259.496 | 259.113
TAS1 | Behind the meter battery pump | 24.2675 | 30.654 | 38.91 | 48.1625 | 57.612 | 65.99 | 77.1945 | 87.768 | 103.953 | 120.367 | 136.7605 | 153.103 | 168.621 | 183.447 | 197.719 | 211.5495 | 222.221 | 232.7205 | 241.603 | 248.628 | 253.133 | 256.3845 | 258.065 | 259.2265 | 259.3785 | 259.496 | 259.113

## Option 5_REZ Generation
Annual sent-out generation by REZ (GWh) - Option 5, Progressive Change Scenario
Note: the REZ generation includes generation from the existing, committed and anticipated renewables mapped to the relevant REZs
Explicitly modelled generation
Region | REZ | REZ Name | Technology | 2023-24 | 2024-25 | 2025-26 | 2026-27 | 2027-28 | 2028-29 | 2029-30 | 2030-31 | 2031-32 | 2032-33 | 2033-34 | 2034-35 | 2035-36 | 2036-37 | 2037-38 | 2038-39 | 2039-40 | 2040-41 | 2041-42 | 2042-43 | 2043-44 | 2044-45 | 2045-46 | 2046-47 | 2047-48 | 2048-49 | 2049-50
QLD | Q1 | Far North QLD | Solar | 0 | 4.8805e-05 | 5.2149e-05 | 8.6748e-05 | 8.407e-05 | 7.2314e-05 | 7.9521e-05 | 8.4806e-05 | 8.0932e-05 | 9.0477e-05 | 9.7714e-05 | 9.5613e-05 | 0.00012345 | 0.00011847 | 0.00013813 | 0.00015011 | 0.00015478 | 0.00014464 | 0.00016146 | 0.00019234 | 0.00020006 | 0.00020724 | 0.00021218 | 0.000227 | 0.00024641 | 0.00027292 | 0.00025577
QLD | Q2 | North Qld Clean Energy Hub | Solar | 188.8739 | 182.7939 | 199.69 | 184.4272 | 191.8907 | 183.4884 | 176.0361 | 186.4637 | 197.767 | 200.4659 | 218.4685 | 213.7926 | 218.1399 | 217.8085 | 76.4864 | 82.7525 | 81.9926 | 76.9741 | 79.0821 | 73.9533 | 70.7132 | 71.6055 | 76.1403 | 36.4656 | 36.6912 | 0.00032994 | 0.00032741
QLD | Q3 | Northern Qld | Solar | 967.7467 | 952.5752 | 1071.6759 | 959.7807 | 986.7956 | 921.9874 | 903.4246 | 991.1154 | 1035.7033 | 1079.7853 | 1190.6113 | 1181.2266 | 1227.5311 | 1193.8741 | 1040.6371 | 1167.3496 | 1210.1327 | 1118.9544 | 1189.3562 | 788.4029 | 508.2615 | 513.0143 | 495.8305 | 1976.9093 | 2002.7812 | 2093.0354 | 1762.3744
QLD | Q4 | Isaac | Solar | 1289.1215 | 1283.977 | 1406.5486 | 1307.3866 | 1345.3094 | 1267.1349 | 1252.1416 | 1337.8857 | 1445.6167 | 1471.4865 | 1617.5389 | 1579.5321 | 1711.1008 | 1665.0364 | 1447.331 | 1626.3016 | 1658.7148 | 1612.1995 | 1669.1112 | 1492.011 | 1409.8951 | 1374.6179 | 1315.8483 | 1155.8588 | 1263.5 | 2499.2923 | 2858.1156
QLD | Q5 | Barcaldine | Solar | 29.0526 | 29.2199 | 31.3937 | 30.138 | 31.7445 | 29.796 | 27.991 | 30.2993 | 32.216 | 32.0382 | 35.2585 | 33.1465 | 34.8014 | 35.5462 | 105.041 | 112.9717 | 115.7792 | 110.7619 | 115.1472 | 105.5934 | 91.0422 | 92.9994 | 110.244 | 99.407 | 102.725 | 127.6608 | 126.6733
QLD | Q6 | Fitzroy | Solar | 691.06 | 725.3431 | 811.6722 | 719.7425 | 750.7207 | 690.0891 | 708.5811 | 752.2509 | 844.3962 | 834.1635 | 942.9939 | 925.42 | 951.4093 | 946.9197 | 1723.3927 | 1973.9813 | 2018.0807 | 4315.3391 | 4337.111 | 7546.0739 | 7206.4785 | 7199.9983 | 7026.8342 | 12001.201 | 16651.3502 | 17092.8403 | 17636.7323
QLD | Q7 | Wide Bay | Solar | 1187.4139 | 1103.7876 | 1231.7133 | 1102.7365 | 1159.69 | 1019.5572 | 1003.4766 | 1089.5163 | 1233.6713 | 1200.7967 | 1360.665 | 1356.4587 | 1425.2245 | 1415.5107 | 1169.2145 | 1287.1457 | 1331.5203 | 1349.7434 | 1343.2695 | 1231.6963 | 1207.0798 | 1182.2369 | 1166.3185 | 1575.3612 | 1480.1827 | 1603.0314 | 4674.2319
QLD | Q8 | Darling Downs | Solar | 2972.0143 | 3012.5727 | 3296.8251 | 3173.2801 | 3291.5051 | 2926.6884 | 2866.636 | 3124.2305 | 3476.0863 | 3341.3299 | 3549.8784 | 3530.5344 | 3803.459 | 4149.6088 | 5697.1116 | 6333.5754 | 6630.9059 | 7486.1409 | 7329.3735 | 10947.8827 | 13706.4102 | 13752.0183 | 14371.7573 | 13001.4089 | 14914.5472 | 15915.3184 | 16367.8938
QLD | Q9 | Banana | Solar | 0 | 5.2635e-05 | 5.4779e-05 | 0.00014702 | 0.00019099 | 0.00016817 | 0.00028732 | 0.00030825 | 0.00033741 | 0.00033958 | 0.00038728 | 0.00039344 | 290.5747 | 288.1141 | 829.1379 | 952.2563 | 976.5811 | 1769.0597 | 1762.9149 | 1899.2642 | 2213.9375 | 2213.9768 | 2299.336 | 2316.2961 | 2745.8577 | 7482.8867 | 14124.881
NSW | N1 | North West NSW | Solar | 420.1791 | 399.8013 | 406.3574 | 427.2509 | 454.2612 | 423.8401 | 410.922 | 456.3006 | 459.3737 | 471.4169 | 466.3313 | 440.5276 | 480.1973 | 486.7962 | 432.2756 | 414.2765 | 456.7465 | 428.1891 | 457.6328 | 434.9742 | 432.1435 | 463.3713 | 451.2924 | 446.7646 | 447.6336 | 456.8325 | 447.5136
NSW | N2 | New England | Solar | 1176.01 | 1140.7188 | 1117.7005 | 1051.2832 | 1299.9197 | 1561.145 | 1564.6519 | 1739.6534 | 1834.3623 | 1799.8163 | 1865.7044 | 1730.9393 | 1885.0589 | 1884.4141 | 1514.5571 | 1588.055 | 1733.3728 | 5536.6269 | 5506.7622 | 7298.2971 | 6587.7043 | 7152.2866 | 6850.4185 | 5635.8923 | 5818.6719 | 5987.9146 | 7719.6022
NSW | N3 | Central-West Orana | Solar | 2193.1971 | 2152.8713 | 2091.2624 | 2263.2501 | 2349.6527 | 2091.4568 | 3436.5312 | 3759.0588 | 3815.8218 | 3761.6619 | 8786.088 | 9624.5134 | 11192.4317 | 11131.9253 | 10268.5936 | 10711.5863 | 11971.7864 | 11940.5288 | 11553.3053 | 11751.7952 | 13200.3435 | 13875.0905 | 15292.409 | 14873.9254 | 15986.4937 | 20510.0737 | 23188.6026
NSW | N4 | Broken Hill | Solar | 93.0122 | 78.0349 | 92.9319 | 96.3498 | 104.4192 | 106.7843 | 100.5616 | 100.1415 | 102.3648 | 105.2014 | 103.6531 | 103.6606 | 112.1429 | 115.7021 | 114.6848 | 107.5519 | 110.3531 | 103.6602 | 94.288 | 87.6892 | 330.3193 | 324.9998 | 326.6275 | 309.4319 | 391.086 | 438.5711 | 497.464
NSW | N5 | South West NSW | Solar | 1697.2486 | 1560.5109 | 1701.1357 | 2054.1148 | 2139.0266 | 2213.0172 | 2149.0515 | 2179.3503 | 2160.5811 | 2291.6506 | 2245.778 | 2225.6322 | 2443.6901 | 2435.7619 | 2992.3065 | 2875.6326 | 2995.4315 | 2839.6499 | 7841.0387 | 7579.9136 | 7312.3819 | 7833.7629 | 7886.149 | 8171.4638 | 7974.4546 | 8209.4118 | 7399.8181
NSW | N6 | Wagga Wagga | Solar | 1541.6856 | 1470.1756 | 1451.6581 | 1492.3613 | 1540.4578 | 1413.9826 | 1482.6712 | 1557.2412 | 1538.6624 | 1615.5145 | 1530.6713 | 1478.851 | 3980.477 | 4018.743 | 3562.5267 | 3772.3407 | 3998.5737 | 3862.97 | 4023.3022 | 3845.9774 | 3673.1885 | 3941.4312 | 4031.3219 | 3539.1145 | 3736.4047 | 3923.3751 | 4140.5783
NSW | N7 | Tumut | Solar | 0 | 0 | 0 | 0 | 0 | 0 | 0 | 0 | 0 | 0 | 0 | 0 | 0 | 0 | 0 | 0 | 0 | 0 | 0 | 0 | 0 | 0 | 0 | 0 | 0 | 0 | 0
NSW | N8 | Cooma-Monaro | Solar | 0 | 0 | 0 | 0 | 0 | 0 | 0 | 0 | 0 | 0 | 0 | 0 | 0 | 0 | 0 | 0 | 0 | 0 | 0 | 0 | 0 | 0 | 0 | 0 | 0 | 0 | 0
VIC | V1 | Ovens Murray | Solar | 0 | 5.7125e-05 | 0.0001485 | 0.00015255 | 0.00015049 | 0.00013745 | 0.00014524 | 0.00015729 | 0.00014153 | 0.00016858 | 0.00019382 | 0.00021928 | 0.0034285 | 0.003351 | 0.0029489 | 0.0029322 | 0.0031409 | 0.0027679 | 194.6911 | 196.849 | 189.1763 | 1116.9762 | 1185.1239 | 1820.4294 | 1906.769 | 2001.3593 | 1774.7101
VIC | V2 | Murray River | Solar | 1046.2905 | 950.3543 | 892.5063 | 930.7257 | 922.3866 | 1013.9748 | 954.2604 | 948.8072 | 984.6779 | 1001.3738 | 1006.0336 | 1035.9449 | 1163.1454 | 1157.8784 | 1064.6276 | 2583.1725 | 2895.7539 | 3171.2402 | 3383.3779 | 3245.1085 | 3518.3607 | 3591.0604 | 3647.7582 | 3580.9908 | 3878.3575 | 4185.8709 | 4000.622
VIC | V3 | Western Victoria | Solar | 0 | 8.5197e-05 | 0.00030026 | 0.00030607 | 0.00032265 | 0.00027339 | 0.00029563 | 0.0003134 | 0.00029094 | 0.00033973 | 0.00037686 | 0.00049839 | 283.5035 | 292.6495 | 228.631 | 254.8826 | 264.3517 | 235.0176 | 712.2203 | 700.297 | 697.4021 | 733.5858 | 765.4513 | 591.3176 | 1336.5537 | 1407.5319 | 1345.9122
VIC | V4 | South West Victoria | Solar | 0 | 0 | 0 | 0 | 0 | 0 | 0 | 0 | 0 | 0 | 0 | 0 | 0 | 0 | 0 | 0 | 0 | 0 | 0 | 0 | 0 | 0 | 0 | 0 | 0 | 0 | 0
VIC | V5 | Gippsland | Solar | 0 | 4.0239e-05 | 0.00011263 | 0.0001136 | 0.00011197 | 9.4512e-05 | 9.739e-05 | 0.00011025 | 0.00010327 | 0.000112 | 0.00013931 | 0.00018423 | 0.00098696 | 0.00097188 | 0.00078904 | 0.00078941 | 0.00087583 | 0.00081249 | 0.00086013 | 0.0010121 | 902.7702 | 941.2162 | 944.5383 | 765.2168 | 1100.2533 | 4436.938 | 4180.922
VIC | V6 | Central North VIC | Solar | 889.7195 | 812.1121 | 792.0435 | 782.1293 | 797.794 | 792.6384 | 789.2664 | 821.2048 | 815.4655 | 860.6068 | 857.8502 | 815.6356 | 880.975 | 886.8695 | 866.6592 | 816.8133 | 843.8104 | 801.2034 | 861.2473 | 832.9714 | 902.1429 | 715.3036 | 703.7894 | 851.4466 | 1463.914 | 1505.4178 | 1713.5299
SA | S1 | South East SA | Solar | 291.4843 | 269.1103 | 260.3875 | 248.9716 | 254.0482 | 252.3414 | 249.1558 | 248.6024 | 253.8802 | 262.0373 | 264.1316 | 269.0527 | 294.8278 | 308.2091 | 285.7285 | 294.4385 | 300.2858 | 279.6626 | 202.8045 | 191.7512 | 174.412 | 177.1447 | 185.5094 | 167.1213 | 170.2049 | 167.2301 | 0.0017561
SA | S2 | Riverland | Solar | 39.7686 | 42.1718 | 43.6142 | 40.6442 | 42.4489 | 37.304 | 38.4961 | 40.217 | 30.0684 | 30.5234 | 32.5741 | 34.3733 | 35.9736 | 283.2829 | 409.3571 | 410.1439 | 432.8993 | 409.6053 | 2280.2713 | 2130.4455 | 3372.4765 | 3348.1747 | 3646.4482 | 2927.4458 | 2926.2944 | 4760.3076 | 5156.647
SA | S3 | Mid-North SA | Solar | 0 | 5.0798e-05 | 5.0556e-05 | 4.9909e-05 | 5.9035e-05 | 5.7448e-05 | 6.5435e-05 | 8.6141e-05 | 9.006e-05 | 0.00013544 | 0.00021448 | 0.00035034 | 0.00080786 | 0.00098001 | 0.00095001 | 0.00097328 | 0.0010307 | 0.00097296 | 0.00098232 | 0.0011639 | 0.0044026 | 0.0042689 | 0.0044704 | 0.0037508 | 0.003968 | 0.0049528 | 0.0047197
SA | S4 | Yorke Peninsula | Solar | 0 | 0 | 0 | 0 | 0 | 0 | 0 | 0 | 0 | 0 | 0 | 0 | 0 | 0 | 0 | 0 | 0 | 0 | 0 | 0 | 0 | 0 | 0 | 0 | 0 | 0 | 0
SA | S5 | Northern SA | Solar | 737.3692 | 654.2941 | 665.5736 | 634.1419 | 646.6769 | 670.7406 | 635.251 | 631.1714 | 665.0226 | 668.4426 | 648.1863 | 688.2715 | 735.2388 | 771.2675 | 737.2988 | 716.2586 | 725.2955 | 704.4214 | 721.8082 | 665.9213 | 830.7377 | 343.6037 | 340.4103 | 302.3607 | 171.9937 | 551.3899 | 549.5928
SA | S6 | Leigh Creek | Solar | 0 | 5.1659e-05 | 5.3892e-05 | 5.4095e-05 | 6.3021e-05 | 6.579e-05 | 7.2212e-05 | 9.1978e-05 | 0.0001031 | 0.00016146 | 0.00023768 | 0.00050616 | 0.0013215 | 0.0015975 | 11.638 | 11.7159 | 12.0844 | 12.0194 | 11.7122 | 10.9135 | 22.2111 | 25.6254 | 26.8132 | 1368.0753 | 2252.61 | 2643.7397 | 2989.9558
SA | S7 | Roxby Downs | Solar | 0 | 5.5914e-05 | 5.7667e-05 | 5.6596e-05 | 6.5904e-05 | 6.8607e-05 | 7.4483e-05 | 9.8309e-05 | 0.00010702 | 0.00016939 | 0.0002723 | 0.00058132 | 309.7877 | 373.5638 | 1115.2589 | 1103.649 | 1143.4231 | 1100.963 | 1122.6602 | 1059.7732 | 1178.6696 | 1170.0184 | 1243.7253 | 1059.4359 | 1044.9731 | 1096.4794 | 1150.2524
SA | S8 | Eastern Eyre Peninsula | Solar | 0 | 4.3269e-05 | 4.4049e-05 | 4.2573e-05 | 5.0857e-05 | 4.6709e-05 | 5.472e-05 | 7.2617e-05 | 7.4321e-05 | 0.00010467 | 0.00016088 | 0.00024586 | 0.00035609 | 0.0004604 | 0.00039387 | 0.00041162 | 0.00044845 | 0.00041706 | 0.00042214 | 0.00058101 | 0.0010789 | 0.0010189 | 0.0010894 | 0.00088123 | 0.00094527 | 0.0012755 | 0.00118
SA | S9 | Western Eyre Peninsula | Solar | 0 | 4.7776e-05 | 4.8818e-05 | 4.7721e-05 | 5.4565e-05 | 5.409e-05 | 6.0954e-05 | 8.0018e-05 | 8.4396e-05 | 0.00013531 | 0.00021631 | 0.00038043 | 0.0010143 | 0.0010555 | 0.0010137 | 0.0010379 | 0.0011008 | 0.0015491 | 0.0023955 | 0.0023832 | 157.7933 | 153.7828 | 159.1404 | 132.6108 | 135.8817 | 185.6306 | 183.683
TAS | T1 | North East Tasmania | Solar | 0 | 4.3338e-05 | 4.3324e-05 | 4.6716e-05 | 4.9248e-05 | 4.6398e-05 | 5.3631e-05 | 6.7605e-05 | 6.6197e-05 | 9.7833e-05 | 0.00015246 | 0.00019592 | 0.00054697 | 0.00051832 | 0.00045294 | 0.00045328 | 0.00047157 | 0.00041918 | 0.00044584 | 0.00049303 | 0.0012761 | 0.0017502 | 0.0016631 | 0.0014533 | 0.0021664 | 0.0022217 | 0.0019077
TAS | T2 | North West Tasmania | Solar | 0 | 5.2136e-05 | 4.8776e-05 | 5.5923e-05 | 7.5136e-05 | 6.5228e-05 | 7.2526e-05 | 9.5296e-05 | 9.3287e-05 | 0.00010283 | 0.00012194 | 0.00012277 | 0.00021681 | 0.00021437 | 0.00018782 | 0.00019992 | 0.00020495 | 0.0001896 | 0.00024739 | 0.00028544 | 0.00033808 | 0.00048128 | 0.00046552 | 0.00040312 | 0.00058127 | 0.00059665 | 0.00049445
TAS | T3 | Central Highlands | Solar | 0 | 3.8706e-05 | 3.7035e-05 | 3.9597e-05 | 4.3e-05 | 3.7756e-05 | 4.3274e-05 | 5.674e-05 | 5.8203e-05 | 7.8808e-05 | 0.00011912 | 0.00013042 | 0.0002692 | 0.00027434 | 0.00023242 | 0.00022481 | 0.00024176 | 0.00022703 | 0.00026394 | 0.00032907 | 0.00043244 | 0.00057292 | 0.00056978 | 0.00052257 | 0.00065119 | 0.00070742 | 0.00060577
Region | REZ | REZ Name | Technology | 2023-24 | 2024-25 | 2025-26 | 2026-27 | 2027-28 | 2028-29 | 2029-30 | 2030-31 | 2031-32 | 2032-33 | 2033-34 | 2034-35 | 2035-36 | 2036-37 | 2037-38 | 2038-39 | 2039-40 | 2040-41 | 2041-42 | 2042-43 | 2043-44 | 2044-45 | 2045-46 | 2046-47 | 2047-48 | 2048-49 | 2049-50
QLD | Q1 | Far North QLD | Wind | 1238.8047 | 990.4201 | 1145.2574 | 3263.3419 | 3463.9565 | 3302.0365 | 3295.5903 | 3509.156 | 3586.7406 | 3537.7327 | 3240.0941 | 3345.2861 | 3531.6621 | 3645.87 | 3388.8581 | 3538.2287 | 3669.1425 | 3683.908 | 3872.1723 | 3300.8396 | 3306.0279 | 3473.7815 | 3543.5702 | 3219.0642 | 3373.6817 | 3400.1672 | 3506.2542
QLD | Q2 | North Qld Clean Energy Hub | Wind | 127.015 | 112.3778 | 127.727 | 133.0328 | 137.6948 | 107.9756 | 103.4721 | 116.2959 | 127.1381 | 125.0951 | 119.0452 | 129.7996 | 2409.8111 | 2486.649 | 2896.9146 | 2828.4044 | 2808.0431 | 2809.1862 | 2688.4724 | 2344.445 | 2690.1825 | 2801.5992 | 2730.1083 | 4436.8545 | 4385.8441 | 4251.5274 | 4219.4141
QLD | Q3 | Northern Qld | Wind | 0 | 0 | 0 | 0 | 0 | 0 | 0 | 0 | 0 | 0 | 0 | 0 | 0 | 0 | 0 | 0 | 0 | 0 | 0 | 0 | 0 | 0 | 0 | 0 | 0 | 0 | 0
QLD | Q4 | Isaac | Wind | 0 | 0.00025821 | 0.00026984 | 0.00082722 | 0.001311 | 0.0020208 | 261.971 | 284.6007 | 289.8387 | 272.4207 | 270.311 | 1448.9404 | 2393.557 | 2740.0208 | 3100.4952 | 3080.0463 | 3277.7265 | 3240.384 | 3054.6935 | 2804.0751 | 2828.5809 | 2665.7386 | 3011.4739 | 2837.1572 | 2842.4786 | 8972.7375 | 9410.173
QLD | Q5 | Barcaldine | Wind | 0 | 0.00023519 | 0.00024635 | 0.0007526 | 0.00087083 | 0.00079917 | 0.0010792 | 0.0011663 | 0.0011924 | 0.0012528 | 0.0022312 | 0.0040259 | 282.0495 | 298.335 | 264.341 | 260.5561 | 273.8249 | 275.2986 | 283.6261 | 277.7849 | 305.3433 | 301.8347 | 308.2303 | 271.9232 | 271.0743 | 274.2008 | 276.2976
QLD | Q6 | Fitzroy | Wind | 0 | 0.00031828 | 0.00032886 | 0.003694 | 0.013919 | 2487.4323 | 2807.0137 | 2901.7679 | 2926.097 | 2770.1494 | 2800.267 | 2799.5724 | 2751.5973 | 3053.0293 | 5878.9947 | 5843.1935 | 5897.6654 | 5602.2994 | 5500.1739 | 6184.6148 | 6278.4272 | 5998.3576 | 6486.9648 | 10174.0703 | 10051.1858 | 10080.7585 | 9484.499
QLD | Q7 | Wide Bay | Wind | 0 | 0.00024286 | 0.00024547 | 0.00066555 | 0.00072518 | 0.0012478 | 0.0022881 | 0.0023379 | 0.0020775 | 0.0022913 | 0.0057027 | 209.5296 | 210.3543 | 218.0566 | 566.8362 | 553.2745 | 549.1884 | 472.4361 | 519.968 | 482.5261 | 475.5009 | 463.5577 | 478.0945 | 2646.3798 | 2739.5027 | 2729.6908 | 2481.2345
QLD | Q8 | Darling Downs | Wind | 2517.4281 | 2498.9997 | 2761.5913 | 2887.8179 | 5614.4772 | 5432.7015 | 6959.8286 | 7162.7999 | 7088.8608 | 7110.4027 | 7337.6206 | 7254.8556 | 9510.0337 | 12694.6269 | 12136.7038 | 11888.3938 | 12211.9138 | 12488.6588 | 16774.4187 | 19040.9329 | 18165.1152 | 16819.6765 | 20721.6092 | 23373.9545 | 23068.0938 | 29014.9454 | 27718.2115
QLD | Q9 | Banana | Wind | 0 | 0.00020697 | 0.00021684 | 0.0005063 | 0.00058476 | 0.0007407 | 0.0010669 | 0.0011502 | 0.0010725 | 0.0011572 | 0.0011763 | 0.0018674 | 701.8383 | 744.9211 | 2487.8121 | 2392.6026 | 2485.2883 | 2321.8157 | 2338.724 | 2164.5411 | 2162.6555 | 2188.8939 | 2313.8623 | 2865.5023 | 2789.4282 | 2909.8576 | 2748.255
NSW | N1 | North West NSW | Wind | 0 | 0 | 0 | 0 | 0 | 0 | 0 | 0 | 0 | 0 | 0 | 0 | 0 | 0 | 0 | 0 | 0 | 0 | 0 | 0 | 0 | 0 | 0 | 0 | 0 | 0 | 0
NSW | N2 | New England | Wind | 1484.1711 | 1734.8291 | 2062.0122 | 2685.3586 | 8009.4595 | 13302.6203 | 12825.3996 | 13010.484 | 12506.7797 | 13081.6622 | 12517.8925 | 12537.8672 | 13452.2525 | 13355.9221 | 15430.2961 | 21451.2416 | 21809.6839 | 19449.2809 | 21383.3437 | 20011.1596 | 20274.1057 | 21414.7965 | 20798.5455 | 23242.8445 | 21663.561 | 21358.884 | 19163.8379
NSW | N3 | Central-West Orana | Wind | 382.5727 | 1346.845 | 3696.6644 | 6840.3821 | 6967.0004 | 6986.3065 | 9542.8942 | 9385.2359 | 9103.0345 | 9233.4194 | 10806.6493 | 11463.0589 | 13289.4984 | 14990.938 | 15013.0902 | 14906.8357 | 14567.1668 | 15056.498 | 17595.9879 | 17329.2311 | 17411.6313 | 18953.7864 | 21996.1539 | 26534.2159 | 28242.5127 | 29207.4896 | 27848.54
NSW | N4 | Broken Hill | Wind | 611.5015 | 560.116 | 587.7513 | 626.1185 | 633.8188 | 610.3145 | 618.5118 | 635.6989 | 645.3496 | 625.9665 | 596.2989 | 602.9497 | 796.6946 | 787.5473 | 786.309 | 794.2779 | 810.0452 | 823.3868 | 774.6014 | 753.7862 | 604.063 | 692.2647 | 675.8998 | 748.3903 | 731.8058 | 714.0942 | 755.9866
NSW | N5 | South West NSW | Wind | 0 | 0.00013346 | 0.00018886 | 0.00047096 | 0.00048086 | 0.00046771 | 0.00069738 | 0.00070529 | 0.00072844 | 0.00073399 | 0.00094853 | 0.00086125 | 0.0020078 | 0.0021328 | 0.002026 | 0.0020716 | 0.0020466 | 0.0031416 | 0.003078 | 0.005722 | 0.0051143 | 0.048016 | 0.11344 | 0.10308 | 3256.8696 | 3166.363 | 6121.373
NSW | N6 | Wagga Wagga | Wind | 0 | 0.00042377 | 0.00039215 | 0.00040992 | 0.0004418 | 0.0004323 | 0.00060641 | 0.00062034 | 0.00062293 | 0.00062172 | 0.00074455 | 0.00066491 | 0.0011301 | 0.001524 | 0.0014904 | 0.0014792 | 0.0014782 | 0.0019888 | 0.0018594 | 0.0029073 | 0.0025586 | 0.0033005 | 0.0054923 | 0.0050891 | 738.4722 | 736.7462 | 2437.0061
NSW | N7 | Tumut | Wind | 0 | 0 | 0 | 0 | 0 | 0 | 0 | 0 | 0 | 0 | 0 | 0 | 0 | 0 | 0 | 0 | 0 | 0 | 0 | 0 | 0 | 0 | 0 | 0 | 0 | 0 | 0
NSW | N8 | Cooma-Monaro | Wind | 326.8328 | 1237.0595 | 1382.4316 | 1416.1499 | 1404.2433 | 1368.6185 | 1372.9487 | 1458.3136 | 1484.5436 | 1349.8371 | 2943.19 | 2949.6312 | 3027.1047 | 2916.5292 | 2865.3333 | 2864.1449 | 3033.4622 | 2980.7411 | 2779.8002 | 2838.4823 | 2860.6965 | 2949.3624 | 2847.1237 | 2812.6096 | 2800.907 | 2965.7775 | 2933.7742
VIC | V1 | Ovens Murray | Wind | 0 | 0 | 0 | 0 | 0 | 0 | 0 | 0 | 0 | 0 | 0 | 0 | 0 | 0 | 0 | 0 | 0 | 0 | 0 | 0 | 0 | 0 | 0 | 0 | 0 | 0 | 0
VIC | V2 | Murray River | Wind | 0 | 0 | 0 | 0 | 0 | 0 | 0 | 0 | 0 | 0 | 0 | 0 | 0 | 0 | 0 | 0 | 0 | 0 | 0 | 0 | 0 | 0 | 0 | 0 | 0 | 0 | 0
VIC | V3 | Western Victoria | Wind | 3673.264 | 3628.4333 | 3559.1441 | 3563.9148 | 5382.7992 | 5140.5104 | 5271.9822 | 5113.0857 | 5796.1181 | 5183.6013 | 5183.8834 | 5767.2376 | 7545.5071 | 7693.2509 | 7661.404 | 8412.632 | 8060.4655 | 8634.1936 | 7886.1094 | 8384.6717 | 7709.3104 | 7697.2208 | 8229.0513 | 9548.9322 | 10433.9803 | 9720.6545 | 10392.2854
VIC | V4 | South West Victoria | Wind | 5688.4525 | 5604.8569 | 5900.938 | 6020.0215 | 6044.5793 | 5613.5689 | 5804.5329 | 5634.3946 | 6520.0087 | 5575.2207 | 5728.8512 | 6591.336 | 9843.9632 | 10078.7543 | 9614.5365 | 10134.7848 | 9678.858 | 13952.3119 | 12393.7599 | 14774.83 | 14791.9645 | 15120.0145 | 13558.8856 | 12362.553 | 13453.4856 | 12552.0248 | 14065.3308
VIC | V5 | Gippsland | Wind | 0 | 0.00039226 | 1621.2055 | 1568.4544 | 1566.8809 | 1556.8635 | 1574.7518 | 1526.93 | 1793.6807 | 1559.3433 | 1657.8511 | 1661.9656 | 4074.8971 | 6153.3339 | 5876.5416 | 6198.6538 | 5975.7532 | 6711.79 | 6034.5639 | 6248.0584 | 6077.7116 | 6233.4274 | 6162.3619 | 5877.374 | 6287.5469 | 6033.1835 | 6845.8937
VIC | V6 | Central North VIC | Wind | 0 | 0.00028012 | 0.00073808 | 0.00079646 | 0.00081153 | 0.00082436 | 0.0007972 | 0.00083486 | 0.00084122 | 0.00092875 | 0.0011226 | 0.001043 | 1041.9523 | 1068.953 | 1047.1657 | 984.0932 | 998.4215 | 1538.2345 | 1601.016 | 1556.6493 | 1420.1303 | 1835.1602 | 1997.0582 | 2087.2351 | 3055.7728 | 3723.2727 | 3908.2899
SA | S1 | South East SA | Wind | 695.1786 | 652.143 | 687.245 | 741.1559 | 760.8332 | 631.9162 | 650.7124 | 548.894 | 667.2963 | 574.278 | 3110.5558 | 2957.1705 | 3168.7401 | 3367.4959 | 3130.3062 | 3305.6099 | 3101.5803 | 3566.5752 | 3172.1694 | 3559.3801 | 3216.479 | 3496.4034 | 3568.3638 | 3254.268 | 3684.7938 | 3439.5651 | 3957.2749
SA | S2 | Riverland | Wind | 0 | 0.00020712 | 0.00018814 | 0.00021552 | 0.000209 | 0.0002365 | 0.00025098 | 0.00029949 | 0.00033454 | 0.0004739 | 0.00099821 | 0.00092813 | 0.0016326 | 0.001566 | 0.0015915 | 0.0018105 | 0.0017676 | 0.0023194 | 0.0022745 | 0.0026559 | 0.0024163 | 0.0039913 | 0.0039399 | 0.0035765 | 0.0038447 | 0.0037619 | 0.0040024
SA | S3 | Mid-North SA | Wind | 3922.8548 | 4001.0381 | 3744.8567 | 4212.4719 | 4237.4709 | 4042.7385 | 4007.1897 | 4034.9097 | 4334.2396 | 3913.5541 | 3722.0189 | 3509.9366 | 6414.183 | 5794.6153 | 7583.8063 | 7516.9601 | 7028.7134 | 7545.7143 | 7259.1001 | 7368.2024 | 6057.9898 | 7258.764 | 7454.2034 | 7115.1741 | 7246.8058 | 8997.0562 | 10392.6809
SA | S4 | Yorke Peninsula | Wind | 231.601 | 224.4462 | 212.5305 | 241.7737 | 249.1991 | 246.2755 | 0.00039027 | 0.00048112 | 0.00055264 | 0.0010469 | 310.2035 | 282.521 | 314.0277 | 330.139 | 311.9331 | 320.6241 | 298.6079 | 344.7755 | 307.0809 | 324.7037 | 288.6426 | 313.5847 | 329.7945 | 295.8984 | 297.5487 | 277.7897 | 321.5837
SA | S5 | Northern SA | Wind | 1244.0572 | 1248.8327 | 1229.8692 | 1313.8519 | 1337.1152 | 1266.8057 | 1266.3173 | 1289.1578 | 1334.3158 | 1206.6026 | 1251.0815 | 1242.3737 | 1366.3828 | 1402.2336 | 1286.4396 | 1281.4981 | 1315.8122 | 1303.7427 | 1189.5787 | 1221.918 | 1186.4894 | 1273.7857 | 601.2667 | 469.0473 | 465.5898 | 478.9976 | 518.2402
SA | S6 | Leigh Creek | Wind | 0 | 0.00026795 | 0.00025483 | 0.00027096 | 0.00026051 | 0.0004002 | 0.00039201 | 0.00046576 | 0.00043638 | 0.0010158 | 0.0016917 | 0.0027404 | 0.003572 | 0.0039502 | 58.4115 | 58.0458 | 56.9727 | 52.4616 | 53.471 | 50.8683 | 48.4762 | 50.4974 | 48.7499 | 3800.3404 | 5595.0919 | 5369.625 | 5119.2983
SA | S7 | Roxby Downs | Wind | 0 | 0 | 0 | 0 | 0 | 0 | 0 | 0 | 0 | 0 | 0 | 0 | 0 | 0 | 0 | 0 | 0 | 0 | 0 | 0 | 0 | 0 | 0 | 0 | 0 | 0 | 0
SA | S8 | Eastern Eyre Peninsula | Wind | 298.0463 | 293.426 | 291.7537 | 337.0018 | 336.1379 | 354.4641 | 355.0057 | 179.7616 | 175.2239 | 146.8894 | 148.0656 | 151.2321 | 644.4975 | 1036.9781 | 946.9064 | 970.9645 | 943.124 | 984.436 | 912.6482 | 928.6982 | 837.3049 | 1733.1536 | 1807.6583 | 1598.6071 | 1640.2694 | 1548.187 | 1772.847
SA | S9 | Western Eyre Peninsula | Wind | 0 | 0.00027864 | 0.00025607 | 0.00028556 | 0.00029278 | 0.0003432 | 0.00033935 | 0.00042869 | 0.00046137 | 0.00081582 | 0.0024944 | 0.0026638 | 0.011127 | 0.011435 | 0.010957 | 0.011008 | 0.011011 | 1236.7952 | 1131.4625 | 1178.2888 | 1060.1322 | 1166.3648 | 1204.8773 | 1096.1418 | 1088.1831 | 1036.5377 | 1109.0089
TAS | T1 | North East Tasmania | Wind | 500.6411 | 500.69 | 566.5541 | 535.7146 | 550.8738 | 519.538 | 470.9067 | 494.0859 | 554.849 | 503.2372 | 919.7989 | 1007.7316 | 976.0056 | 1024.1628 | 953.295 | 894.7417 | 886.9095 | 953.7136 | 919.2164 | 924.066 | 999.1698 | 953.2458 | 1007.32 | 941.6314 | 908.4416 | 900.9386 | 979.1774
TAS | T2 | North West Tasmania | Wind | 877.1544 | 838.2466 | 891.1232 | 950.5036 | 957.4323 | 835.1998 | 808.7634 | 765.8892 | 1551.5704 | 2077.9613 | 2221.9458 | 2937.2241 | 5189.6443 | 6189.3158 | 6196.4716 | 5992.9405 | 5827.971 | 6382.1844 | 6232.7394 | 5967.7644 | 6084.5916 | 6240.4834 | 6292.2115 | 6190.9318 | 6051.7268 | 5887.576 | 6469.4233
TAS | T3 | Central Highlands | Wind | 491.1522 | 1661.8936 | 2393.2699 | 3021.4508 | 3554.951 | 3590.6064 | 4668.8077 | 5083.6137 | 5520.2249 | 5218.3403 | 5070.5276 | 5360.1227 | 5483.3384 | 5698.0937 | 6367.9417 | 6214.8983 | 6129.546 | 6588.7013 | 6372.9997 | 6050.2623 | 6453.3853 | 6554.2616 | 8390.3545 | 8112.9672 | 7936.8316 | 7863.2852 | 8432.7207
Region | REZ | REZ Name | Technology | 2023-24 | 2024-25 | 2025-26 | 2026-27 | 2027-28 | 2028-29 | 2029-30 | 2030-31 | 2031-32 | 2032-33 | 2033-34 | 2034-35 | 2035-36 | 2036-37 | 2037-38 | 2038-39 | 2039-40 | 2040-41 | 2041-42 | 2042-43 | 2043-44 | 2044-45 | 2045-46 | 2046-47 | 2047-48 | 2048-49 | 2049-50
NSW | O1 | Hunter Coast | Offshore Wind | 0 | 0 | 0 | 5.115e-05 | 5.3951e-05 | 7.4648e-05 | 6.437e-05 | 7.3643e-05 | 6.7588e-05 | 7.1047e-05 | 0.00012285 | 0.00012382 | 0.00012918 | 0.0001255 | 0.00013182 | 0.00010996 | 0.00016187 | 0.00017129 | 0.00021027 | 0.00026859 | 0.00027388 | 0.00031211 | 0.00030678 | 0.00041529 | 0.00035731 | 0.0004308 | 0.00040341
NSW | O2 | Illawarra Coast | Offshore Wind | 0 | 0 | 0 | 5.1409e-05 | 5.8203e-05 | 6.5828e-05 | 6.5741e-05 | 7.5794e-05 | 7.1919e-05 | 7.3459e-05 | 0.0001261 | 0.00012006 | 0.00012512 | 0.00011767 | 0.00012358 | 0.00010923 | 0.00016875 | 0.00020546 | 0.00021799 | 0.00028622 | 0.00026913 | 0.00029077 | 0.00027809 | 0.00041025 | 0.00037127 | 0.00048939 | 0.00051131
VIC | O3 | Gippsland Coast | Offshore Wind | 0 | 0 | 0 | 3.465e-05 | 3.7671e-05 | 4.4384e-05 | 4.8119e-05 | 4.9654e-05 | 6.11e-05 | 6.6535e-05 | 8.7916e-05 | 9.9358e-05 | 0.00011766 | 0.00011687 | 0.00013248 | 0.00013435 | 0.00015383 | 0.00025206 | 0.00022302 | 0.00029281 | 0.00029463 | 0.00028558 | 0.00032898 | 0.00038531 | 0.00062752 | 0.000605 | 0.0014224
TAS | O4 | North West Tasmania Coast | Offshore Wind | 0 | 0 | 0 | 4.7075e-05 | 5.7713e-05 | 6.1493e-05 | 6.3941e-05 | 6.6567e-05 | 8.1383e-05 | 8.2289e-05 | 9.2525e-05 | 9.7412e-05 | 0.00010164 | 0.00010556 | 0.00010902 | 0.00011852 | 0.00013733 | 0.00016793 | 0.00016988 | 0.00019043 | 0.00019809 | 0.0002083 | 0.0002185 | 0.00023524 | 0.0002838 | 0.00026476 | 0.00024597
VIC | O5 | Portland Coast | Offshore Wind | 0 | 0 | 0 | 3.4365e-05 | 3.9382e-05 | 4.1618e-05 | 4.8842e-05 | 5.0647e-05 | 6.0485e-05 | 6.3638e-05 | 8.4702e-05 | 9.1949e-05 | 0.00010007 | 0.00010559 | 9.9564e-05 | 0.0001225 | 0.00015276 | 0.00019907 | 0.00017653 | 0.00019395 | 0.00021786 | 0.00020709 | 0.00033526 | 0.00032001 | 0.00074954 | 0.00072829 | 0.00092937
SA | O6 | South East SA Coast | Offshore Wind | 0 | 0 | 0 | 3.4981e-05 | 4.0089e-05 | 4.1816e-05 | 4.915e-05 | 5.0442e-05 | 6.2782e-05 | 6.7126e-05 | 8.6375e-05 | 8.9688e-05 | 9.7241e-05 | 9.8628e-05 | 9.6149e-05 | 0.00011492 | 0.00014007 | 0.00018642 | 0.00017357 | 0.00018252 | 0.00018065 | 0.00018139 | 0.00020848 | 0.0002057 | 0.00023981 | 0.00024423 | 0.00029507

## Option 5_REZ Capacity
Capacity by REZ (MW) - Option 5, Progressive Change Scenario
Capacity calculated on 1 July. In early study years some wind and solar projects enter later in the financial year and are therefore reflected in the following financial year's capacity.
Note: the REZ capacity includes capacity from the existing, committed and anticipated renewables mapped to the relevant REZs
Explicitly modelled generation
Region | REZ | REZ Name | Technology | 2023-24 | 2024-25 | 2025-26 | 2026-27 | 2027-28 | 2028-29 | 2029-30 | 2030-31 | 2031-32 | 2032-33 | 2033-34 | 2034-35 | 2035-36 | 2036-37 | 2037-38 | 2038-39 | 2039-40 | 2040-41 | 2041-42 | 2042-43 | 2043-44 | 2044-45 | 2045-46 | 2046-47 | 2047-48 | 2048-49 | 2049-50
QLD | Q1 | Far North QLD | Solar | 0 | 0 | 0 | 0 | 0 | 0 | 0 | 0 | 0 | 0 | 0 | 0 | 0 | 0 | 0.00010185 | 0.00010196 | 0.00010225 | 0.00010254 | 0.00010346 | 0.0001241 | 0.0001318 | 0.00013605 | 0.00014567 | 0.00017863 | 0.00017907 | 0.00019042 | 0.00019135
QLD | Q2 | North Qld Clean Energy Hub | Solar | 83 | 83 | 83 | 83 | 83 | 83 | 83 | 83 | 83 | 83 | 83 | 83 | 83 | 83 | 33.0001 | 33.0001 | 33.0001 | 33.0001 | 33.0001 | 33.0001 | 33.0001 | 33.0001 | 33.0002 | 18.0002 | 18.0002 | 0.00021028 | 0.00021235
QLD | Q3 | Northern Qld | Solar | 513.997 | 513.997 | 513.997 | 513.997 | 513.9971 | 513.9971 | 513.9972 | 513.9972 | 513.9972 | 513.9972 | 513.9972 | 513.9972 | 513.9974 | 513.9974 | 514.213 | 514.213 | 514.213 | 514.213 | 514.213 | 388.4531 | 260.4531 | 260.4531 | 260.4531 | 1259.0393 | 1148.6393 | 1148.6393 | 1016.0423
QLD | Q4 | Isaac | Solar | 684.9 | 684.9 | 684.9 | 684.9 | 684.9001 | 684.9001 | 684.9002 | 684.9002 | 684.9002 | 684.9002 | 684.9002 | 684.9002 | 684.9004 | 684.9004 | 684.9011 | 684.9011 | 684.9011 | 684.9011 | 684.9013 | 684.9046 | 684.9046 | 642.4046 | 642.4055 | 642.4078 | 642.4078 | 1285.7135 | 1436.55
QLD | Q5 | Barcaldine | Solar | 14 | 14 | 14 | 14.0001 | 14.0001 | 14.0002 | 14.0003 | 14.0003 | 14.0003 | 14.0003 | 14.0003 | 14.0003 | 14.0004 | 14.0005 | 50.2823 | 50.2823 | 50.2823 | 50.2823 | 50.2824 | 50.2824 | 46.4471 | 46.4471 | 55.8228 | 61.2431 | 61.2431 | 75.0439 | 75.044
QLD | Q6 | Fitzroy | Solar | 401.5 | 401.5 | 401.5 | 401.5001 | 401.5001 | 401.5002 | 401.5002 | 401.5002 | 401.5002 | 401.5002 | 401.5002 | 401.5002 | 401.5005 | 401.5005 | 895.0969 | 895.0969 | 895.0969 | 1838.4816 | 1838.4817 | 3231.8572 | 3231.8572 | 3231.8572 | 3234.9614 | 6536.172 | 7934.4985 | 7934.5 | 7934.5
QLD | Q7 | Wide Bay | Solar | 619.03 | 619.03 | 619.03 | 619.03 | 619.0301 | 619.0301 | 619.0302 | 619.0302 | 619.0302 | 619.0302 | 619.0302 | 619.0302 | 619.0303 | 619.0303 | 619.0306 | 619.0306 | 619.0306 | 619.0308 | 619.0317 | 619.0317 | 619.0317 | 619.0317 | 619.0328 | 999.0653 | 863.1011 | 905.2171 | 2455.4
QLD | Q8 | Darling Downs | Solar | 1330.558 | 1476.558 | 1476.558 | 1476.5581 | 1476.5581 | 1476.5581 | 1476.5582 | 1476.5582 | 1476.5582 | 1476.5582 | 1476.5582 | 1476.5582 | 1485.1723 | 1654.3081 | 2877.5806 | 2877.5806 | 2877.5806 | 3167.1655 | 3167.1655 | 4866.204 | 6252.271 | 6093.671 | 6503.3696 | 7263.663 | 7482.5 | 7448 | 7448
QLD | Q9 | Banana | Solar | 0 | 0 | 0 | 0 | 0.00012108 | 0.00013079 | 0.00020059 | 0.00020092 | 0.00020167 | 0.00020248 | 0.00020347 | 0.00020376 | 116.3882 | 116.3882 | 416.9295 | 416.9295 | 416.9295 | 738.2006 | 738.2006 | 854.6843 | 1013.3703 | 1013.3703 | 1073.7046 | 1305.4584 | 1394.3032 | 3500.288 | 6100
NSW | N1 | North West NSW | Solar | 166 | 166 | 166.0001 | 166.0003 | 174.0013 | 192.8983 | 192.8983 | 192.8983 | 192.8983 | 192.8983 | 192.8983 | 192.8983 | 192.8983 | 192.8983 | 192.8983 | 192.8983 | 192.8983 | 195.3973 | 204.4151 | 204.4151 | 216.2334 | 216.2334 | 216.2334 | 251.9192 | 251.9192 | 251.9192 | 253.8876
NSW | N2 | New England | Solar | 555 | 555 | 555 | 555.0002 | 555.0025 | 842.0395 | 842.0395 | 842.0395 | 842.0395 | 842.0395 | 842.0398 | 842.0398 | 842.0398 | 842.0398 | 842.0399 | 842.0399 | 842.0399 | 2733.643 | 2733.643 | 3540 | 3520 | 3520 | 3520 | 3520 | 3520 | 3520 | 4614.6719
NSW | N3 | Central-West Orana | Solar | 826.979 | 906.979 | 906.9792 | 906.9793 | 935.912 | 935.912 | 1545.4026 | 1545.4027 | 1545.4027 | 1545.4027 | 3868.4087 | 4238.5996 | 4625.9993 | 4625.9993 | 5189.2754 | 5189.2754 | 5189.2754 | 5189.2754 | 5189.2754 | 5400.445 | 6214.9906 | 6255.4003 | 6918.302 | 7973.5214 | 8281.5033 | 9673.736 | 10906.137
NSW | N4 | Broken Hill | Solar | 53 | 53 | 53 | 53.0001 | 53.0001 | 53.0001 | 53.0002 | 53.0002 | 53.0002 | 53.0002 | 53.0002 | 53.0002 | 53.0004 | 53.0005 | 53.001 | 53.001 | 53.001 | 53.001 | 53.001 | 53.001 | 192.9639 | 192.9639 | 192.9639 | 195.829 | 252.9361 | 277.401 | 277.401
NSW | N5 | South West NSW | Solar | 1246.4 | 1500.5 | 1500.5 | 1500.5001 | 1500.5001 | 1500.5001 | 1500.5002 | 1500.5002 | 1500.5002 | 1500.5002 | 1500.5002 | 1500.5002 | 1500.501 | 1500.5014 | 1771.0165 | 1620.7165 | 1620.7165 | 1620.7165 | 3877.5826 | 3877.5826 | 3987.2483 | 3987.2483 | 4196.6727 | 4644.279 | 4644.279 | 4644.279 | 4253.1193
NSW | N6 | Wagga Wagga | Solar | 302.672 | 682.672 | 682.672 | 682.6721 | 682.6721 | 682.6721 | 682.6723 | 682.6723 | 682.6723 | 682.6723 | 682.6723 | 682.6723 | 1693.919 | 1693.919 | 1710.672 | 1710.672 | 1710.672 | 1710.672 | 1710.672 | 1710.672 | 1710.672 | 1710.672 | 1710.6721 | 1710.6729 | 1710.6729 | 1710.6729 | 1917.7474
NSW | N7 | Tumut | Solar | 0 | 0 | 0 | 0 | 0 | 0 | 0 | 0 | 0 | 0 | 0 | 0 | 0 | 0 | 0 | 0 | 0 | 0 | 0 | 0 | 0 | 0 | 0 | 0 | 0 | 0 | 0
NSW | N8 | Cooma-Monaro | Solar | 0 | 0 | 0 | 0 | 0 | 0 | 0 | 0 | 0 | 0 | 0 | 0 | 0 | 0 | 0 | 0 | 0 | 0 | 0 | 0 | 0 | 0 | 0 | 0 | 0 | 0 | 0
VIC | V1 | Ovens Murray | Solar | 0 | 0 | 0.00011869 | 0.00011888 | 0.00011933 | 0.00011997 | 0.0001203 | 0.0001208 | 0.00012108 | 0.00012136 | 0.00013448 | 0.00015419 | 0.0018025 | 0.0018039 | 0.0018046 | 0.0018048 | 0.0018053 | 0.001806 | 92.9211 | 92.9211 | 92.9214 | 522.6337 | 565.9159 | 1000 | 1000.0001 | 1000.0001 | 1000.0001
VIC | V2 | Murray River | Solar | 679.093 | 679.093 | 679.0931 | 679.0931 | 679.0931 | 679.0931 | 679.0931 | 679.0931 | 679.0931 | 679.0931 | 679.0931 | 679.0931 | 679.0932 | 679.0932 | 679.0932 | 1262.916 | 1364.4565 | 1663.7956 | 1708.2187 | 1723.6944 | 2002.9966 | 2002.9966 | 1971.8936 | 2204.6569 | 2361.158 | 2385.246 | 2266.6464
VIC | V3 | Western Victoria | Solar | 0 | 0 | 0.00025426 | 0.00025468 | 0.00025615 | 0.00025707 | 0.00025755 | 0.00025864 | 0.00025939 | 0.00026019 | 0.00027928 | 0.00035383 | 146.9588 | 146.9588 | 146.9588 | 146.9588 | 146.9588 | 146.9588 | 400 | 400 | 400.0001 | 400.0001 | 400.0001 | 400.0001 | 854.8993 | 854.8993 | 854.8993
VIC | V4 | South West Victoria | Solar | 0 | 0 | 0 | 0 | 0 | 0 | 0 | 0 | 0 | 0 | 0 | 0 | 0 | 0 | 0 | 0 | 0 | 0 | 0 | 0 | 0 | 0 | 0 | 0 | 0 | 0 | 0
VIC | V5 | Gippsland | Solar | 0 | 0 | 0.00010333 | 0.00010351 | 0.00010394 | 0.00010447 | 0.00010474 | 0.00010526 | 0.00010575 | 0.00010662 | 0.00012174 | 0.00014795 | 0.00061958 | 0.00062149 | 0.00062228 | 0.00062285 | 0.00062729 | 0.00063293 | 0.00065591 | 0.00076459 | 500.0001 | 500.0001 | 500.0001 | 500.0001 | 680.1121 | 2474 | 2474
VIC | V6 | Central North VIC | Solar | 402.48 | 402.48 | 402.4801 | 402.4801 | 402.4801 | 402.4801 | 402.4801 | 402.4801 | 402.4801 | 402.4801 | 402.4801 | 402.4802 | 402.4817 | 402.4817 | 402.4817 | 402.4817 | 402.4817 | 402.4817 | 402.4817 | 402.4817 | 471.7585 | 361.2785 | 361.2785 | 502.1126 | 918.7643 | 918.7643 | 1072.2033
SA | S1 | South East SA | Solar | 155.16 | 155.16 | 155.16 | 155.16 | 155.16 | 155.16 | 155.16 | 155.16 | 155.16 | 155.1601 | 155.1601 | 155.1602 | 155.1604 | 155.1604 | 155.1605 | 155.1605 | 155.1605 | 155.1605 | 108.0008 | 108.0008 | 108.0011 | 108.0011 | 108.0011 | 108.0011 | 108.0014 | 108.0014 | 0.0014173
SA | S2 | Riverland | Solar | 25.26 | 25.26 | 25.26 | 25.26 | 25.26 | 25.26 | 25.26 | 25.26 | 19.14 | 19.1401 | 19.1402 | 19.1403 | 19.2608 | 130.4385 | 218.3613 | 218.3613 | 218.3613 | 218.3613 | 1131.4822 | 1131.4822 | 1874.2653 | 1874.2653 | 1866.8853 | 1866.8853 | 1866.8854 | 2904.1992 | 3047.8167
SA | S3 | Mid-North SA | Solar | 0 | 0 | 0 | 0 | 0 | 0 | 0 | 0 | 0 | 0 | 0.00014368 | 0.00021978 | 0.0004654 | 0.00054036 | 0.00061094 | 0.00061115 | 0.00061342 | 0.00061429 | 0.00061538 | 0.00073529 | 0.0027732 | 0.002774 | 0.0027747 | 0.0027798 | 0.0027821 | 0.0033861 | 0.0033925
SA | S4 | Yorke Peninsula | Solar | 0 | 0 | 0 | 0 | 0 | 0 | 0 | 0 | 0 | 0 | 0 | 0 | 0 | 0 | 0 | 0 | 0 | 0 | 0 | 0 | 0 | 0 | 0 | 0 | 0 | 0 | 0
SA | S5 | Northern SA | Solar | 349.2 | 349.2 | 349.2 | 349.2 | 349.2 | 349.2 | 349.2 | 349.2 | 349.2 | 349.2 | 349.2001 | 349.2002 | 349.2005 | 349.2005 | 349.2009 | 349.2009 | 349.2009 | 349.2009 | 349.201 | 349.201 | 454.3025 | 184.3025 | 184.3025 | 184.3025 | 105.1025 | 334.4398 | 334.4398
SA | S6 | Leigh Creek | Solar | 0 | 0 | 0 | 0 | 0 | 0 | 0 | 0 | 0 | 0 | 0.0001446 | 0.00027226 | 0.00066003 | 0.00077416 | 5.8662 | 5.8662 | 5.8662 | 5.8662 | 5.8662 | 5.8662 | 12.6831 | 14.9881 | 14.9881 | 781.5559 | 1281.4478 | 1530.3716 | 1650.2457
SA | S7 | Roxby Downs | Solar | 0 | 0 | 0 | 0 | 0 | 0 | 0 | 0 | 0 | 0.00010067 | 0.00015464 | 0.00029631 | 134.7712 | 154.7026 | 526.9855 | 526.9855 | 526.9855 | 526.9855 | 526.9855 | 526.9855 | 610.3168 | 613.4991 | 613.4991 | 613.4993 | 613.4993 | 664.9478 | 677.1976
SA | S8 | Eastern Eyre Peninsula | Solar | 0 | 0 | 0 | 0 | 0 | 0 | 0 | 0 | 0 | 0 | 0.00011538 | 0.00016192 | 0.00022632 | 0.00027376 | 0.0002856 | 0.00028608 | 0.00029136 | 0.00029322 | 0.00029509 | 0.00039398 | 0.00071668 | 0.00071718 | 0.00071849 | 0.00072063 | 0.00072345 | 0.00092013 | 0.00092274
SA | S9 | Western Eyre Peninsula | Solar | 0 | 0 | 0 | 0 | 0 | 0 | 0 | 0 | 0 | 0 | 0.00013996 | 0.00022487 | 0.00054886 | 0.00056175 | 0.00062914 | 0.00062953 | 0.00063157 | 0.00090864 | 0.001363 | 0.0014014 | 89.4245 | 89.4245 | 89.4245 | 89.4245 | 89.4245 | 120.8599 | 120.8599
TAS | T1 | North East Tasmania | Solar | 0 | 0 | 0 | 0 | 0 | 0 | 0 | 0 | 0 | 0 | 0.00011868 | 0.00014319 | 0.00032879 | 0.00032953 | 0.00033037 | 0.00033069 | 0.00033139 | 0.00033172 | 0.00033445 | 0.00035472 | 0.00086277 | 0.0011418 | 0.0011432 | 0.0011467 | 0.0015839 | 0.0015917 | 0.0015923
TAS | T2 | North West Tasmania | Solar | 0 | 0 | 0 | 0 | 0 | 0 | 0 | 0 | 0.00010176 | 0.0001035 | 0.00010547 | 0.00010915 | 0.00016405 | 0.00016781 | 0.00017312 | 0.00017414 | 0.00017624 | 0.00017755 | 0.00022013 | 0.00023194 | 0.00028538 | 0.00038622 | 0.00038805 | 0.00039163 | 0.00049915 | 0.0005058 | 0.000507
TAS | T3 | Central Highlands | Solar | 0 | 0 | 0 | 0 | 0 | 0 | 0 | 0 | 0 | 0 | 0 | 0.00010942 | 0.00019149 | 0.00019575 | 0.00019698 | 0.00019739 | 0.00019838 | 0.00019935 | 0.00022086 | 0.00025701 | 0.00034179 | 0.00043482 | 0.00043668 | 0.0004684 | 0.00056621 | 0.00057728 | 0.00057856
Region | REZ | REZ Name | Technology | 2023-24 | 2024-25 | 2025-26 | 2026-27 | 2027-28 | 2028-29 | 2029-30 | 2030-31 | 2031-32 | 2032-33 | 2033-34 | 2034-35 | 2035-36 | 2036-37 | 2037-38 | 2038-39 | 2039-40 | 2040-41 | 2041-42 | 2042-43 | 2043-44 | 2044-45 | 2045-46 | 2046-47 | 2047-48 | 2048-49 | 2049-50
QLD | Q1 | Far North QLD | Wind | 337.318 | 337.3181 | 337.3181 | 837.3174 | 837.3174 | 837.3174 | 837.3174 | 837.3174 | 837.3174 | 837.3174 | 837.3174 | 837.3174 | 837.3175 | 837.3175 | 837.3176 | 837.3176 | 837.3176 | 855.0919 | 907.3183 | 907.3183 | 816.3058 | 816.3058 | 816.3058 | 819.5702 | 825.2329 | 827.9757 | 885.5675
QLD | Q2 | North Qld Clean Energy Hub | Wind | 43.2 | 43.2 | 43.2 | 43.2004 | 43.2004 | 43.2004 | 43.2004 | 43.2004 | 43.2004 | 43.2004 | 43.2004 | 43.2005 | 657.2368 | 657.2369 | 761.2749 | 761.2749 | 761.2749 | 761.2749 | 761.275 | 761.275 | 794.5931 | 814.5075 | 776.9145 | 1240.0925 | 1240.0925 | 1240.0926 | 1240.0926
QLD | Q3 | Northern Qld | Wind | 0 | 0 | 0 | 0 | 0 | 0 | 0 | 0 | 0 | 0 | 0 | 0 | 0 | 0 | 0 | 0 | 0 | 0 | 0 | 0 | 0 | 0 | 0 | 0 | 0 | 0 | 0
QLD | Q4 | Isaac | Wind | 0 | 0 | 0 | 0.00040273 | 0.00052843 | 0.0008138 | 92.4569 | 92.4569 | 92.4569 | 92.4569 | 92.4569 | 478.4402 | 821.4516 | 821.4516 | 1000.0026 | 1000.0026 | 1000.0026 | 1000.0026 | 1000.0026 | 1000.0026 | 1000.0026 | 1000.0026 | 1000.0026 | 1000.0026 | 1000.0026 | 3311.6362 | 3401.1545
QLD | Q5 | Barcaldine | Wind | 0 | 0 | 0 | 0.00035506 | 0.00038005 | 0.00038927 | 0.00052718 | 0.00052778 | 0.00052846 | 0.00053047 | 0.00091564 | 0.0015561 | 103.1085 | 103.1085 | 103.1087 | 103.1087 | 103.1087 | 103.1087 | 103.1087 | 110.4632 | 117.7783 | 117.7783 | 117.7784 | 117.7787 | 117.7787 | 117.7787 | 117.7787
QLD | Q6 | Fitzroy | Wind | 0 | 0 | 0 | 0.0014242 | 0.0045743 | 784.4122 | 900.0004 | 900.0004 | 900.0004 | 900.0004 | 900.0005 | 900.0006 | 900.0009 | 900.001 | 1860.7641 | 1860.7641 | 1860.7641 | 1860.7642 | 1860.7642 | 2282.6337 | 2282.6337 | 2282.6337 | 2282.6337 | 3500 | 3507.1765 | 3507.1765 | 3507.1765
QLD | Q7 | Wide Bay | Wind | 0 | 0 | 0 | 0.00034743 | 0.00036778 | 0.00057311 | 0.0010129 | 0.0010133 | 0.0010136 | 0.0010149 | 0.0023727 | 83.1229 | 83.123 | 83.123 | 198.7939 | 198.7939 | 198.7939 | 198.7939 | 198.7939 | 198.7939 | 198.7939 | 198.7939 | 198.7939 | 1100 | 1100.0001 | 1100.0001 | 1100.0001
QLD | Q8 | Darling Downs | Wind | 753 | 925.9976 | 925.9976 | 993.4423 | 1759.7922 | 1759.7928 | 2325.9979 | 2325.9979 | 2325.9979 | 2325.9979 | 2325.9987 | 2325.9987 | 3051.2392 | 3959.0054 | 3959.0054 | 3959.0054 | 3959.0054 | 4279.5977 | 5619.5486 | 6525.9976 | 6525.9976 | 6072.9976 | 7233.647 | 8297.8189 | 8378.1739 | 10091.9976 | 10091.9976
QLD | Q9 | Banana | Wind | 0 | 0 | 0 | 0.00027707 | 0.00029845 | 0.00036713 | 0.0005374 | 0.00053793 | 0.00053848 | 0.00054109 | 0.00056072 | 0.0008305 | 270.1497 | 270.1497 | 900.0006 | 900.0006 | 900.0006 | 900.0006 | 900.0009 | 900.0011 | 900.0011 | 900.0011 | 900.0033 | 1147.0947 | 1147.0947 | 1147.0947 | 1147.0947
NSW | N1 | North West NSW | Wind | 0 | 0 | 0 | 0 | 0 | 0 | 0 | 0 | 0 | 0 | 0 | 0 | 0 | 0 | 0 | 0 | 0 | 0 | 0 | 0 | 0 | 0 | 0 | 0 | 0 | 0 | 0
NSW | N2 | New England | Wind | 442.48 | 615.9729 | 767.6095 | 1117.967 | 2403.2335 | 3788.6919 | 4088.79 | 4088.79 | 4088.79 | 4088.79 | 4088.79 | 4150.7736 | 4150.7736 | 4150.7736 | 4543.0974 | 6794.768 | 6794.768 | 6794.768 | 6925.0835 | 6925.0835 | 7084.276 | 7084.276 | 7084.276 | 7400 | 7400 | 7400 | 7400
NSW | N3 | Central-West Orana | Wind | 113.19 | 411.7709 | 1229.3222 | 2194.881 | 2194.881 | 2194.881 | 3048.8482 | 3048.8482 | 3048.8482 | 3048.8482 | 3718.3643 | 4057.0533 | 4504.0552 | 4955.367 | 4955.367 | 4955.367 | 4955.367 | 5370.9166 | 6247.362 | 6247.362 | 6540.6905 | 6951.901 | 7841.187 | 9219.431 | 9989.193 | 10769.19 | 10656
NSW | N4 | Broken Hill | Wind | 198.94 | 198.9403 | 198.9403 | 198.9403 | 198.9403 | 198.9403 | 198.9405 | 198.9405 | 198.9405 | 198.9405 | 198.9407 | 198.9407 | 251.6836 | 251.6836 | 260.4482 | 260.4482 | 260.4482 | 266.8066 | 268.2471 | 270.9281 | 258.4837 | 274.2944 | 274.2944 | 305.8298 | 305.8298 | 305.83 | 305.83
NSW | N5 | South West NSW | Wind | 0 | 0 | 0 | 0.00026017 | 0.0002609 | 0.00026582 | 0.00037266 | 0.00037358 | 0.00037413 | 0.00037574 | 0.0004496 | 0.00045223 | 0.00088038 | 0.00091835 | 0.00092934 | 0.00094926 | 0.00095608 | 0.0014056 | 0.0014635 | 0.002629 | 0.0026308 | 0.021501 | 0.048448 | 0.048462 | 1358.7429 | 1358.7429 | 2565.0581
NSW | N6 | Wagga Wagga | Wind | 0 | 0.00023618 | 0.00023705 | 0.00024548 | 0.00024783 | 0.00026052 | 0.00034611 | 0.0003469 | 0.00034746 | 0.00034885 | 0.00037585 | 0.00037812 | 0.00055969 | 0.00069911 | 0.00073892 | 0.00073985 | 0.00074489 | 0.00098624 | 0.00099021 | 0.001446 | 0.0014468 | 0.0017605 | 0.0026573 | 0.002784 | 300.0012 | 300.0012 | 1000.0001
NSW | N7 | Tumut | Wind | 0 | 0 | 0 | 0 | 0 | 0 | 0 | 0 | 0 | 0 | 0 | 0 | 0 | 0 | 0 | 0 | 0 | 0 | 0 | 0 | 0 | 0 | 0 | 0 | 0 | 0 | 0
NSW | N8 | Cooma-Monaro | Wind | 113 | 373.7783 | 413 | 413 | 413 | 413.9043 | 413.9043 | 413.9043 | 413.9043 | 413.9043 | 868.7097 | 868.7097 | 868.7097 | 868.7097 | 868.7097 | 868.7097 | 868.7097 | 827.9981 | 827.9981 | 828 | 828 | 828 | 828 | 828 | 828 | 828 | 828
VIC | V1 | Ovens Murray | Wind | 0 | 0 | 0 | 0 | 0 | 0 | 0 | 0 | 0 | 0 | 0 | 0 | 0 | 0 | 0 | 0 | 0 | 0 | 0 | 0 | 0 | 0 | 0 | 0 | 0 | 0 | 0
VIC | V2 | Murray River | Wind | 0 | 0 | 0 | 0 | 0 | 0 | 0 | 0 | 0 | 0 | 0 | 0 | 0 | 0 | 0 | 0 | 0 | 0 | 0 | 0 | 0 | 0 | 0 | 0 | 0 | 0 | 0
VIC | V3 | Western Victoria | Wind | 1934.5 | 1934.5 | 1934.573 | 1934.573 | 1934.573 | 1934.573 | 1934.573 | 1934.573 | 1934.573 | 1934.573 | 1882.0732 | 2034.8022 | 2390.0009 | 2390.0009 | 2697.9186 | 2697.9187 | 2697.9187 | 2697.9187 | 2697.9187 | 2886.6948 | 2755.4949 | 2547.6913 | 2644.9061 | 3494.6345 | 3575.75 | 3547.0501 | 3392.2464
VIC | V4 | South West Victoria | Wind | 2023.21 | 2023.21 | 2045.2793 | 2045.2793 | 2045.2793 | 2045.2793 | 2045.2793 | 2045.2793 | 2045.2793 | 2045.2793 | 2045.2793 | 2208.1563 | 3036.6471 | 3063.343 | 3256.6122 | 3016.0354 | 3029.134 | 3910.2162 | 3910.2162 | 4588.846 | 4644.16 | 4644.16 | 3780.6 | 3780.6 | 3780.6 | 3780.6 | 3780.6
VIC | V5 | Gippsland | Wind | 0 | 0 | 499.9999 | 499.9999 | 499.9999 | 499.9999 | 499.9999 | 499.9999 | 499.9999 | 499.9999 | 499.9999 | 500.0004 | 1281.0812 | 2000 | 2000 | 2000 | 2000 | 2000 | 2000 | 2000 | 2000 | 2000 | 2000 | 2000 | 2000 | 2000 | 2000
VIC | V6 | Central North VIC | Wind | 0 | 0 | 0.00039165 | 0.00039222 | 0.00039299 | 0.00039773 | 0.00039821 | 0.0003991 | 0.00039995 | 0.0004076 | 0.00048825 | 0.0005021 | 371.3679 | 371.3686 | 371.3686 | 371.3686 | 371.3686 | 564.2312 | 584.2261 | 584.9172 | 584.9172 | 705.3729 | 746.7183 | 840.6273 | 1327.3566 | 1600 | 1600
SA | S1 | South East SA | Wind | 324.5 | 324.5 | 324.5 | 324.5 | 324.5 | 324.5 | 324.5 | 278.5002 | 278.5002 | 278.5005 | 1078.5007 | 1096.578 | 1016.0782 | 1075.9717 | 1075.9727 | 1080.2003 | 1080.2003 | 1084.1118 | 1084.1118 | 1173.2976 | 1182.2994 | 1182.2994 | 1182.2994 | 1182.2994 | 1326.7438 | 1336.4902 | 1336.4902
SA | S2 | Riverland | Wind | 0 | 0 | 0 | 0 | 0 | 0 | 0 | 0 | 0.00010169 | 0.00027275 | 0.00049661 | 0.0005121 | 0.00077123 | 0.00077634 | 0.00083956 | 0.00089856 | 0.00092 | 0.0011358 | 0.0012561 | 0.0013846 | 0.0013883 | 0.002041 | 0.0020504 | 0.0020661 | 0.0021755 | 0.002221 | 0.0022353
SA | S3 | Mid-North SA | Wind | 1343.1 | 1343.1 | 1343.1 | 1343.1 | 1343.1 | 1343.1 | 1343.1 | 1343.1002 | 1343.1002 | 1343.1005 | 1244.4098 | 1244.4098 | 1962.5568 | 1777.7568 | 2420.2528 | 2420.2528 | 2313.0519 | 2413.83 | 2413.83 | 2413.83 | 2199.93 | 2352.4525 | 2427.7574 | 2427.7574 | 2464.7034 | 3258.4826 | 3472.2917
SA | S4 | Yorke Peninsula | Wind | 90.75 | 90.75 | 90.75 | 90.75 | 90.75 | 90.75 | 0 | 0.00023059 | 0.00023649 | 0.00043817 | 105.3065 | 105.4059 | 106.1422 | 107.3055 | 109.3347 | 109.3347 | 109.3347 | 115.3562 | 117.1331 | 117.1331 | 117.1332 | 117.1361 | 117.1361 | 117.1361 | 117.1362 | 117.7625 | 124.482
SA | S5 | Northern SA | Wind | 422.4 | 422.4 | 422.4 | 422.4 | 422.4 | 422.4 | 422.4 | 422.4 | 422.4 | 422.4 | 422.4 | 422.4 | 422.4 | 422.4 | 422.4 | 422.4 | 422.4 | 422.4 | 422.4 | 422.4 | 422.4 | 422.4 | 210 | 210 | 210 | 210 | 210
SA | S6 | Leigh Creek | Wind | 0 | 0 | 0 | 0 | 0 | 0 | 0 | 0.00010315 | 0.00010348 | 0.00037822 | 0.00061402 | 0.0010196 | 0.0012729 | 0.0014606 | 18.5973 | 18.5973 | 18.5973 | 18.5973 | 18.5973 | 18.5973 | 18.5973 | 18.5973 | 18.5973 | 1272.9452 | 1884.9327 | 1884.9327 | 1884.9327
SA | S7 | Roxby Downs | Wind | 0 | 0 | 0 | 0 | 0 | 0 | 0 | 0 | 0 | 0 | 0 | 0 | 0 | 0 | 0 | 0 | 0 | 0 | 0 | 0 | 0 | 0 | 0 | 0 | 0 | 0 | 0
SA | S8 | Eastern Eyre Peninsula | Wind | 136 | 136 | 136 | 136 | 136 | 136 | 136 | 70.0001 | 70.0001 | 70.0004 | 70.0014 | 70.0018 | 200.4676 | 316.5192 | 316.8513 | 316.8513 | 316.8513 | 317.5563 | 319.3352 | 319.3352 | 319.3353 | 598.1978 | 598.1978 | 598.1978 | 598.1978 | 598.1978 | 641.4712
SA | S9 | Western Eyre Peninsula | Wind | 0 | 0 | 0 | 0 | 0 | 0 | 0 | 0.00010479 | 0.0001063 | 0.00033953 | 0.00088024 | 0.0010303 | 0.0038208 | 0.00388 | 0.0040533 | 0.0040546 | 0.0040583 | 400.0012 | 400.0012 | 400.0012 | 400.0012 | 400.0025 | 400.0025 | 400.0025 | 400.0025 | 400.0025 | 400.0025
TAS | T1 | North East Tasmania | Wind | 168 | 168.0005 | 168.0005 | 168.0005 | 168.0011 | 168.0011 | 168.0011 | 176.9192 | 176.92 | 176.92 | 282.2433 | 282.2433 | 282.2433 | 282.2433 | 282.2433 | 282.2433 | 282.2433 | 282.2433 | 282.2439 | 283.0923 | 283.21 | 283.21 | 283.21 | 283.21 | 283.21 | 283.21 | 283.21
TAS | T2 | North West Tasmania | Wind | 251.6 | 251.6003 | 251.6003 | 251.6003 | 251.6006 | 251.6006 | 251.6006 | 251.6017 | 396.8604 | 542.1198 | 587.9626 | 733.222 | 1211.0826 | 1427.8766 | 1464.355 | 1464.355 | 1464.355 | 1464.355 | 1464.3551 | 1464.3551 | 1464.3551 | 1464.3554 | 1464.3554 | 1473.2483 | 1473.2486 | 1473.2486 | 1473.2486
TAS | T3 | Central Highlands | Wind | 144 | 397.1274 | 523.6913 | 650.2551 | 776.8185 | 903.3824 | 1029.9463 | 1158.0268 | 1158.0269 | 1158.0269 | 1158.0269 | 1158.0269 | 1158.0269 | 1160.133 | 1370.5184 | 1370.5184 | 1370.5184 | 1370.5184 | 1370.5184 | 1370.5184 | 1396.9951 | 1367.4112 | 1699.0925 | 1699.0927 | 1699.0927 | 1699.0927 | 1699.0927
Region | REZ | REZ Name | Technology | 2023-24 | 2024-25 | 2025-26 | 2026-27 | 2027-28 | 2028-29 | 2029-30 | 2030-31 | 2031-32 | 2032-33 | 2033-34 | 2034-35 | 2035-36 | 2036-37 | 2037-38 | 2038-39 | 2039-40 | 2040-41 | 2041-42 | 2042-43 | 2043-44 | 2044-45 | 2045-46 | 2046-47 | 2047-48 | 2048-49 | 2049-50
NSW | O1 | Hunter Coast | Offshore Wind | 0 | 0 | 0 | 0 | 0 | 0 | 0 | 0 | 0 | 0 | 0 | 0 | 0 | 0 | 0 | 0 | 0 | 0 | 0 | 0.00010214 | 0.00010562 | 0.00011644 | 0.0001172 | 0.00014915 | 0.00014938 | 0.00016268 | 0.00016425
NSW | O2 | Illawarra Coast | Offshore Wind | 0 | 0 | 0 | 0 | 0 | 0 | 0 | 0 | 0 | 0 | 0 | 0 | 0 | 0 | 0 | 0 | 0 | 0 | 0 | 0.00010112 | 0.00010166 | 0.0001071 | 0.00010766 | 0.00014836 | 0.00014877 | 0.00017518 | 0.00018939
VIC | O3 | Gippsland Coast | Offshore Wind | 0 | 0 | 0 | 0 | 0 | 0 | 0 | 0 | 0 | 0 | 0 | 0 | 0 | 0 | 0 | 0 | 0 | 0 | 0 | 0.00010139 | 0.0001039 | 0.00010485 | 0.00011699 | 0.0001358 | 0.00020576 | 0.00020798 | 0.00041685
TAS | O4 | North West Tasmania Coast | Offshore Wind | 0 | 0 | 0 | 0 | 0 | 0 | 0 | 0 | 0 | 0 | 0 | 0 | 0 | 0 | 0 | 0 | 0 | 0 | 0 | 0 | 0 | 0 | 0 | 0 | 0 | 0 | 0
VIC | O5 | Portland Coast | Offshore Wind | 0 | 0 | 0 | 0 | 0 | 0 | 0 | 0 | 0 | 0 | 0 | 0 | 0 | 0 | 0 | 0 | 0 | 0 | 0 | 0 | 0 | 0 | 0.00011925 | 0.0001232 | 0.00023879 | 0.00024694 | 0.00028977
SA | O6 | South East SA Coast | Offshore Wind | 0 | 0 | 0 | 0 | 0 | 0 | 0 | 0 | 0 | 0 | 0 | 0 | 0 | 0 | 0 | 0 | 0 | 0 | 0 | 0 | 0 | 0 | 0 | 0 | 0 | 0.00010783 | 0.00011641

## Option 5_VOM Cost
VOM cost by technology ($000s) - Option 5, Progressive Change Scenario
VOM | Real June 2021 dollars discounted to 1 July 2021
Explicitly modelled generation
Region | Technology | 2023-24 | 2024-25 | 2025-26 | 2026-27 | 2027-28 | 2028-29 | 2029-30 | 2030-31 | 2031-32 | 2032-33 | 2033-34 | 2034-35 | 2035-36 | 2036-37 | 2037-38 | 2038-39 | 2039-40 | 2040-41 | 2041-42 | 2042-43 | 2043-44 | 2044-45 | 2045-46 | 2046-47 | 2047-48 | 2048-49 | 2049-50
NEM | Black Coal | 287184.7392 | 262943.7042 | 231611.3974 | 197291.4885 | 164326.053 | 166894.2488 | 141021.3972 | 129492.8525 | 120379.3806 | 131409.4799 | 102837.9776 | 98414.1862 | 73483.981 | 70029.065 | 61747.7362 | 57725.3379 | 53539.8131 | 33587.6093 | 32498.9085 | 19551.6581 | 18673.062 | 16419.5127 | 12778.7678 | 10478.8282 | 9460.099 | 9350.6956 | 8914.8819
NEM | Brown Coal | 107945.457 | 98844.7925 | 96016.364 | 89396.565 | 85620.844 | 58340.971 | 57027.729 | 52214.976 | 47875.6855 | 47573.0785 | 46475.359 | 44610.975 | 13605.392 | 13110.37 | 13643.497 | 12684.5765 | 12134.8825 | 9863.3615 | 9760.468 | 9348.882 | 8796.939 | 5191.6649 | 5553.2137 | 7468.4744 | 0 | 0 | 0
NEM | CCGT | 9875.2605 | 9181.677 | 9565.1386 | 5975.9158 | 5357.6153 | 5966.509 | 4632.5277 | 7608.0079 | 5691.2348 | 11473.6316 | 27239.3511 | 30267.0357 | 31321.2649 | 26364.19 | 22919.8501 | 19334.1683 | 15989.7637 | 13525.4313 | 11669.72 | 13445.0707 | 9306.4088 | 8107.5564 | 3651.6817 | 2084.2236 | 1987.1512 | 1864.849 | 1797.6276
NEM | Gas - Steam | 107.8769 | 126.4562 | 153.1123 | 40.4066 | 23.0748 | 162.6152 | 24.4397 | 70.8767 | 33.2093 | 87.0044 | 90.9486 | 233.1694 | 952.1743 | 996.492 | 1261.5415 | 521.6703 | 0 | 0 | 0 | 0 | 0 | 0 | 0 | 0 | 0 | 0 | 0
NEM | OCGT / Diesel | 795.3225 | 1011.8842 | 1063.4999 | 464.7586 | 440.4814 | 1193.9636 | 172.7288 | 960.6227 | 460.1891 | 1829.9891 | 5456.0753 | 9919.2646 | 11169.0537 | 13925.1404 | 20318.6983 | 11942.3059 | 19002.8513 | 16986.8396 | 10778.4562 | 14362.2049 | 20385.3315 | 13735.0358 | 15827.6032 | 15991.9069 | 16977.6935 | 18485.6682 | 19437.5562
NEM | Hydro | 103170.7158 | 96870.7933 | 85297.1685 | 77171.5047 | 62875.6439 | 81946.5453 | 76526.5794 | 70165.408 | 66082.4036 | 62176.667 | 71572.6461 | 69127.0826 | 63857.5439 | 53433.2864 | 58762.3999 | 48127.8835 | 43008.0802 | 40629.6377 | 36348.2271 | 37827.1132 | 36622.9964 | 32333.9754 | 26420.1922 | 32645.5964 | 31619.3113 | 30284.7096 | 30267.8543
NEM | Hydrogen Turbine | 0 | 0 | 0 | 0 | 0 | 0 | 0 | 0 | 0 | 0 | 0 | 0 | 0 | 0 | 0 | 0 | 0 | 0 | 0 | 0 | 0 | 0 | 0 | 0 | 0 | 0 | 0
NEM | Wind | 2450.5427 | 2624.9815 | 2966.0832 | 3381.7123 | 3959.3794 | 4108.8407 | 4209.25 | 4034.943 | 4045.884 | 3701.581 | 3810.1887 | 3838.2746 | 4758.1895 | 4900.0852 | 4946.4482 | 4941.7752 | 4657.0574 | 4668.5369 | 4525.3483 | 4381.646 | 4080.5647 | 4010.9259 | 4012.8451 | 4284.8953 | 4277.9887 | 4327.4218 | 4235.7627
NEM | Solar PV | 1658.7701 | 1515.8333 | 1493.2209 | 1414.4299 | 1399.9046 | 1267.3507 | 1276.8731 | 1291.7201 | 1278.7076 | 1217.2637 | 1444.7629 | 1392.6666 | 1610.5394 | 1553.0524 | 1530.0296 | 1590.5337 | 1612.3869 | 1787.434 | 1943.6716 | 2073.4385 | 2134.0541 | 2095.4811 | 2047.1374 | 2039.3077 | 2201.1987 | 2531.6027 | 2719.8605
NEM | Grid Battery | 41.0109 | 39.5472 | 37.7078 | 36.0203 | 33.4279 | 75.4169 | 77.9204 | 75.1573 | 69.1679 | 148.553 | 331.8096 | 328.5798 | 707.2336 | 668.2355 | 849.6231 | 814.3527 | 804.6255 | 737.5819 | 1148.2656 | 1054.8679 | 1012.9987 | 1033.9032 | 994.9457 | 921.3555 | 926.2088 | 1054.4456 | 1103.0927
NEM | Pumped Hydro | 5334.2712 | 6134.2816 | 6731.9062 | 9208.4985 | 10321.7314 | 10894.322 | 8905.1945 | 13111.355 | 10245.5755 | 12804.6096 | 11940.8161 | 11744.118 | 18696.7401 | 16654.0358 | 14512.0661 | 14827.5661 | 14697.8528 | 14479.2021 | 13674.9266 | 12782.994 | 12389.1438 | 12119.3251 | 11764.2952 | 10341.0126 | 9382.9549 | 8965.6662 | 7641.6348
NEM | VPP | 9.8913 | 14.9392 | 20.5827 | 28.8722 | 37.1548 | 44.9632 | 55.4806 | 65.6272 | 75.1547 | 89.9114 | 100.0988 | 107.4726 | 118.0724 | 128.4684 | 132.1096 | 141.368 | 149.6715 | 150.2127 | 160.407 | 162.6767 | 160.6207 | 167.4025 | 168.6114 | 159.6391 | 161.5389 | 165.8741 | 161.213
Total excluding storage |  | 518573.8582 | 479308.8902 | 434956.1815 | 384410.1723 | 334395.3106 | 330895.7464 | 293930.1203 | 279091.5464 | 256236.5926 | 272511.7691 | 271300.0339 | 269982.8252 | 220280.185 | 201762.421 | 200623.9996 | 172651.5381 | 165596.985 | 136415.8469 | 122508.3988 | 114990.5519 | 113562.1198 | 95214.7829 | 83219.2934 | 86415.2397 | 76994.145 | 77030.9327 | 76279.4837
Region | Technology | 2023-24 | 2024-25 | 2025-26 | 2026-27 | 2027-28 | 2028-29 | 2029-30 | 2030-31 | 2031-32 | 2032-33 | 2033-34 | 2034-35 | 2035-36 | 2036-37 | 2037-38 | 2038-39 | 2039-40 | 2040-41 | 2041-42 | 2042-43 | 2043-44 | 2044-45 | 2045-46 | 2046-47 | 2047-48 | 2048-49 | 2049-50
NSW1 | Black Coal | 129592.4465 | 114188.9385 | 97773.9833 | 81973.3165 | 55061.007 | 59127.817 | 46352.7685 | 44899.656 | 42408.805 | 48623.662 | 19596.636 | 18551.191 | 17621.285 | 15820.202 | 15804.4005 | 14978.0545 | 13392.5895 | 0 | 0 | 0 | 0 | 0 | 0 | 0 | 0 | 0 | 0
NSW1 | Brown Coal | 0 | 0 | 0 | 0 | 0 | 0 | 0 | 0 | 0 | 0 | 0 | 0 | 0 | 0 | 0 | 0 | 0 | 0 | 0 | 0 | 0 | 0 | 0 | 0 | 0 | 0 | 0
NSW1 | CCGT | 26.3588 | 26.5829 | 215.5568 | 178.526 | 188.7681 | 142.4233 | 43.0334 | 809.6632 | 466.3988 | 1432.2836 | 6361.7035 | 6389.8265 | 5517.5385 | 5444.1655 | 6240.8165 | 5098.0125 | 4457.7875 | 3978.9512 | 3427.4382 | 4004.7665 | 0 | 0 | 0 | 0 | 0 | 0 | 0
NSW1 | Gas - Steam | 0 | 0 | 0 | 0 | 0 | 0 | 0 | 0 | 0 | 0 | 0 | 0 | 0 | 0 | 0 | 0 | 0 | 0 | 0 | 0 | 0 | 0 | 0 | 0 | 0 | 0 | 0
NSW1 | OCGT / Diesel | 16.6296 | 25.6787 | 132.6077 | 40.2721 | 120.0927 | 65.2853 | 5.1328 | 157.8908 | 78.1595 | 214.9109 | 1226.0308 | 2451.3483 | 955.1335 | 1478.4713 | 2651.3222 | 1292.3184 | 3553.2961 | 5012.6079 | 2893.873 | 3507.0331 | 6559.6472 | 3237.2445 | 3953.0843 | 4503.5649 | 5660.5001 | 5084.6964 | 6389.7448
NSW1 | Hydro | 15567.8816 | 18019.5411 | 16977.8413 | 15762.6082 | 12000.4239 | 18278.2348 | 13599.6909 | 12930.4602 | 11369.4427 | 10990.5439 | 12084.2023 | 11980.3956 | 10892.5267 | 8585.4652 | 11561.6465 | 9315.8388 | 8042.3093 | 7930.49 | 6646.918 | 7457.2015 | 7345.0455 | 6680.1225 | 5431.0773 | 7120.3151 | 6737.0216 | 6529.3692 | 6225.3752
NSW1 | Hydrogen Turbine | 0 | 0 | 0 | 0 | 0 | 0 | 0 | 0 | 0 | 0 | 0 | 0 | 0 | 0 | 0 | 0 | 0 | 0 | 0 | 0 | 0 | 0 | 0 | 0 | 0 | 0 | 0
NSW1 | Wind | 520.1011 | 734.4422 | 944.3554 | 1195.6791 | 1510.4349 | 1723.4063 | 1746.7743 | 1680.246 | 1603.0132 | 1526.9065 | 1580.6318 | 1546.4299 | 1612.3938 | 1575.1261 | 1545.544 | 1681.546 | 1610.8628 | 1466.2117 | 1499.8773 | 1369.2608 | 1300.9959 | 1317.7394 | 1308.6894 | 1406.9414 | 1428.0276 | 1354.4415 | 1315.2931
NSW1 | Solar PV | 748.4689 | 678.7781 | 646.1297 | 655.6479 | 658.5277 | 606.3434 | 662.8181 | 673.8119 | 646.6223 | 619.7566 | 839.8513 | 822.6356 | 991.2363 | 938.6592 | 832.2168 | 814.212 | 842.5852 | 920.2824 | 1031.0296 | 1024.5735 | 984.4532 | 994.8562 | 976.8917 | 872.0073 | 855.6884 | 931.5389 | 967.3807
NSW1 | Grid Battery | 2.8185 | 2.5591 | 2.4281 | 2.3989 | 2.1585 | 46.2523 | 51.1191 | 49.5305 | 45.9269 | 125.6066 | 273.663 | 248.4824 | 244.3105 | 229.3793 | 207.3439 | 190.5926 | 186.797 | 170.3291 | 310.6695 | 284.8697 | 257.3721 | 295.0709 | 275.3914 | 280.2365 | 267.0687 | 261.7947 | 243.5196
NSW1 | Pumped Hydro | 1392.2842 | 1518.8123 | 1426.4151 | 3057.6529 | 4750.3578 | 6428.1623 | 4000.6981 | 7857.5661 | 5453.2683 | 7619.6519 | 6991.0042 | 7252.09 | 15079.8607 | 13880.8942 | 12703.884 | 12882.7903 | 12721.1033 | 12426.6708 | 12049.0245 | 10785.4055 | 10582.4273 | 10247.9565 | 9982.5139 | 9019.8518 | 7816.1561 | 7450.3439 | 6258.8649
NSW1 | VPP | 2.4295 | 4.2794 | 6.695 | 9.8909 | 12.5445 | 15.2164 | 19.2739 | 23.4712 | 26.442 | 29.8457 | 32.6717 | 35.191 | 40.4167 | 43.715 | 45.1471 | 46.7861 | 49.8829 | 49.4707 | 52.5299 | 52.2835 | 50.7035 | 54.4598 | 53.9914 | 51.4768 | 51.956 | 55.0696 | 53.6307
Total excluding storage |  | 147869.4187 | 135199.6123 | 118126.0125 | 102875.9924 | 74304.3151 | 86433.141 | 66481.3093 | 69082.2959 | 62098.0786 | 71183.1676 | 48986.3947 | 49277.5903 | 52954.7017 | 47996.0778 | 51592.3214 | 46300.1512 | 44857.2136 | 31955.0138 | 27911.36 | 28485.3941 | 27080.6448 | 22827.4499 | 21981.6395 | 23254.3937 | 22816.4187 | 21667.2542 | 21453.8091
Region | Technology | 2023-24 | 2024-25 | 2025-26 | 2026-27 | 2027-28 | 2028-29 | 2029-30 | 2030-31 | 2031-32 | 2032-33 | 2033-34 | 2034-35 | 2035-36 | 2036-37 | 2037-38 | 2038-39 | 2039-40 | 2040-41 | 2041-42 | 2042-43 | 2043-44 | 2044-45 | 2045-46 | 2046-47 | 2047-48 | 2048-49 | 2049-50
QLD1 | Black Coal | 157592.2927 | 148754.7657 | 133837.4141 | 115318.172 | 109265.046 | 107766.4318 | 94668.6287 | 84593.1965 | 77970.5756 | 82785.8179 | 83241.3416 | 79862.9952 | 55862.696 | 54208.863 | 45943.3357 | 42747.2834 | 40147.2236 | 33587.6093 | 32498.9085 | 19551.6581 | 18673.062 | 16419.5127 | 12778.7678 | 10478.8282 | 9460.099 | 9350.6956 | 8914.8819
QLD1 | Brown Coal | 0 | 0 | 0 | 0 | 0 | 0 | 0 | 0 | 0 | 0 | 0 | 0 | 0 | 0 | 0 | 0 | 0 | 0 | 0 | 0 | 0 | 0 | 0 | 0 | 0 | 0 | 0
QLD1 | CCGT | 5387.1471 | 5433.2296 | 5632.6376 | 5337.4997 | 4893.1837 | 4613.1259 | 4166.9288 | 6071.9444 | 4850.5529 | 8035.2646 | 16242.6051 | 17809.9567 | 20509.1879 | 15763.3145 | 16679.0336 | 14236.1558 | 11531.9762 | 9546.4801 | 8242.2818 | 9440.3042 | 9306.4088 | 8107.5564 | 3651.6817 | 2084.2236 | 1987.1512 | 1864.849 | 1797.6276
QLD1 | Gas - Steam | 0 | 0 | 0 | 0 | 0 | 0 | 0 | 0 | 0 | 0 | 0 | 0 | 0 | 0 | 0 | 0 | 0 | 0 | 0 | 0 | 0 | 0 | 0 | 0 | 0 | 0 | 0
QLD1 | OCGT / Diesel | 1.1066 | 0.0020951 | 11.8971 | 17.5361 | 10.4196 | 15.9973 | 0.002077 | 238.358 | 47.5946 | 501.8319 | 1572.6738 | 2092.2902 | 4339.8817 | 6836.088 | 8671.4505 | 5476.4445 | 7527.0092 | 5888.1949 | 3015.5415 | 6159.1415 | 6323.627 | 6255.7473 | 7475.1893 | 5799.4889 | 6934.1243 | 7955.515 | 7221.3828
QLD1 | Hydro | 4664.6914 | 4478.8871 | 4355.7996 | 3921.1949 | 3819.5988 | 3653.6462 | 3373.3452 | 3247.7034 | 3100.6332 | 2934.6862 | 2844.7425 | 2689.6509 | 2587.2036 | 2446.5806 | 837.2183 | 810.2769 | 769.6496 | 673.9375 | 612.0126 | 0 | 0 | 0 | 0 | 0 | 0 | 0 | 0
QLD1 | Hydrogen Turbine | 0 | 0 | 0 | 0 | 0 | 0 | 0 | 0 | 0 | 0 | 0 | 0 | 0 | 0 | 0 | 0 | 0 | 0 | 0 | 0 | 0 | 0 | 0 | 0 | 0 | 0 | 0
QLD1 | Wind | 339.6035 | 298.4747 | 317.2105 | 467.5003 | 649.9846 | 758.8875 | 851.6884 | 839.948 | 798.3378 | 746.2207 | 704.4396 | 737.5314 | 1001.3044 | 1127.4471 | 1270.0614 | 1189.9699 | 1156.9359 | 1086.7309 | 1168.3279 | 1156.1887 | 1085.5957 | 984.3896 | 1064.5396 | 1271.5395 | 1197.2334 | 1412.0343 | 1299.3569
QLD1 | Solar PV | 640.0965 | 603.8426 | 632.0909 | 556.7304 | 547.6071 | 470.7698 | 440.0635 | 451.5605 | 470.9592 | 440.5972 | 456.6752 | 427.8846 | 444.6618 | 432.5131 | 499.3303 | 530.5042 | 520.8778 | 628.0425 | 594.7125 | 761.9016 | 790.8575 | 749.8768 | 723.3969 | 820.4026 | 948.3931 | 1073.6007 | 1251.1318
QLD1 | Grid Battery | 5.0442 | 4.8542 | 4.4624 | 4.3264 | 4.0568 | 3.9216 | 3.6892 | 3.5941 | 3.2988 | 3.1471 | 41.3509 | 66.1218 | 203.6354 | 191.8311 | 357.5224 | 343.8584 | 339.6005 | 321.3933 | 434.6683 | 416.4054 | 427.9197 | 412.3148 | 395.506 | 365.5312 | 377.3456 | 390.9872 | 506.4221
QLD1 | Pumped Hydro | 3941.987 | 4615.4693 | 5305.4905 | 6150.845 | 5571.373 | 4466.1591 | 4904.4956 | 5253.7882 | 4792.3064 | 5184.9561 | 4931.8753 | 4453.5858 | 3496.181 | 2651.5329 | 1693.8474 | 1829.1952 | 1853.9082 | 1942.9453 | 1521.0757 | 1899.9725 | 1715.2046 | 1780.7639 | 1697.461 | 1241.5833 | 1488.0314 | 1441.1028 | 1316.6031
QLD1 | VPP | 1.1473 | 1.7976 | 2.7536 | 4.2637 | 5.9466 | 8.1173 | 10.7296 | 13.1342 | 16.7301 | 21.3077 | 24.4304 | 27.2277 | 30.4229 | 33.4073 | 34.8397 | 38.4037 | 40.6667 | 42.4978 | 45.6039 | 48.1792 | 49.3412 | 50.0034 | 50.7179 | 48.0562 | 49.2128 | 48.1726 | 49.2335
Total excluding storage |  | 172573.1162 | 164191.3228 | 150099.7565 | 131778.0687 | 124767.2163 | 121757.0565 | 108419.5711 | 100713.2273 | 92050.9887 | 100653.8294 | 110060.1344 | 108167.2441 | 88475.1748 | 83691.5775 | 75986.6392 | 67202.092 | 63887.8477 | 53717.8316 | 48133.1326 | 39433.7512 | 38372.0165 | 34760.165 | 27837.2603 | 22109.6535 | 22441.5908 | 23536.9571 | 22356.6397
Region | Technology | 2023-24 | 2024-25 | 2025-26 | 2026-27 | 2027-28 | 2028-29 | 2029-30 | 2030-31 | 2031-32 | 2032-33 | 2033-34 | 2034-35 | 2035-36 | 2036-37 | 2037-38 | 2038-39 | 2039-40 | 2040-41 | 2041-42 | 2042-43 | 2043-44 | 2044-45 | 2045-46 | 2046-47 | 2047-48 | 2048-49 | 2049-50
VIC1 | Black Coal | 0 | 0 | 0 | 0 | 0 | 0 | 0 | 0 | 0 | 0 | 0 | 0 | 0 | 0 | 0 | 0 | 0 | 0 | 0 | 0 | 0 | 0 | 0 | 0 | 0 | 0 | 0
VIC1 | Brown Coal | 107945.457 | 98844.7925 | 96016.364 | 89396.565 | 85620.844 | 58340.971 | 57027.729 | 52214.976 | 47875.6855 | 47573.0785 | 46475.359 | 44610.975 | 13605.392 | 13110.37 | 13643.497 | 12684.5765 | 12134.8825 | 9863.3615 | 9760.468 | 9348.882 | 8796.939 | 5191.6649 | 5553.2137 | 7468.4744 | 0 | 0 | 0
VIC1 | CCGT | 0 | 0 | 0 | 0 | 0 | 0 | 0 | 0 | 0 | 0 | 0 | 0 | 0 | 0 | 0 | 0 | 0 | 0 | 0 | 0 | 0 | 0 | 0 | 0 | 0 | 0 | 0
VIC1 | Gas - Steam | 18.3135 | 22.7735 | 23.0433 | 40.4066 | 23.0748 | 162.6152 | 24.4397 | 70.8767 | 33.2093 | 87.0044 | 90.9486 | 233.1694 | 952.1743 | 996.492 | 1261.5415 | 521.6703 | 0 | 0 | 0 | 0 | 0 | 0 | 0 | 0 | 0 | 0 | 0
VIC1 | OCGT / Diesel | 96.7227 | 130.0902 | 59.557 | 160.931 | 115.8377 | 458.7653 | 46.0675 | 211.8406 | 157.5568 | 299.0216 | 212.2116 | 854.2442 | 2173.2209 | 1978.9513 | 3750.4461 | 1300.452 | 3438.405 | 2688.8044 | 2034.5327 | 1714.4326 | 3263.7707 | 2880.3883 | 2907.8641 | 4274.3187 | 3146.5938 | 3880.0738 | 4078.8015
VIC1 | Hydro | 18076.7026 | 20740.5898 | 20200.8499 | 18161.9481 | 14392.6373 | 20488.7256 | 16226.6278 | 13267.2938 | 12532.1106 | 10855.8781 | 12619.5352 | 12277.7341 | 11115.5258 | 8832.2657 | 12639.5285 | 9974.0518 | 8174.4725 | 7714.1101 | 6685.2808 | 7780.7573 | 7599.3032 | 6838.0755 | 5419.1152 | 7741.6881 | 7356.8956 | 6974.6505 | 6590.391
VIC1 | Hydrogen Turbine | 0 | 0 | 0 | 0 | 0 | 0 | 0 | 0 | 0 | 0 | 0 | 0 | 0 | 0 | 0 | 0 | 0 | 0 | 0 | 0 | 0 | 0 | 0 | 0 | 0 | 0 | 0
VIC1 | Wind | 861.7485 | 805.1202 | 909.8191 | 866.095 | 951.9662 | 857.318 | 835.0139 | 768.8791 | 837.7544 | 691.3945 | 667.7511 | 705.683 | 1059.9011 | 1113.5981 | 1021.7403 | 1029.7802 | 938.5757 | 1095.2185 | 937.914 | 984.6637 | 906.3461 | 883.3378 | 812.4935 | 767.4163 | 808.602 | 739.7011 | 771.3284
VIC1 | Solar PV | 169.3361 | 146.112 | 132.195 | 127.3943 | 121.3159 | 120.835 | 110.5221 | 106.2696 | 102.4874 | 100.546 | 95.4396 | 89.7332 | 107.0209 | 101.87 | 89.212 | 143.0809 | 148.4907 | 147.9085 | 171.7549 | 157.2589 | 185.851 | 201.5246 | 195.0341 | 194.0874 | 234.2459 | 310.1844 | 282.8308
VIC1 | Grid Battery | 16.0595 | 15.5535 | 15.3575 | 14.6232 | 13.5483 | 12.6321 | 11.3931 | 11.0655 | 9.7807 | 10.1023 | 7.5843 | 6.6416 | 181.4999 | 171.4512 | 153.0866 | 154.8472 | 156.6365 | 143.3559 | 218.0702 | 193.6374 | 174.9231 | 175.5306 | 169.776 | 147.0827 | 155.5772 | 241.5912 | 222.0607
VIC1 | Pumped Hydro | 0 | 0 | 0.00017411 | 0.00017543 | 0.00017786 | 0.00017271 | 0.00017036 | 0.00018682 | 0.000182 | 0.00022461 | 0.0002815 | 0.00027201 | 0.00027111 | 0.00026521 | 0.00024189 | 0.00023905 | 0.0002396 | 0.00023712 | 0.00039682 | 0.00036786 | 0.00035177 | 0.00044774 | 0.0004205 | 0.00037595 | 0.0003944 | 0.00062704 | 0.00084024
VIC1 | VPP | 1.2457 | 2.0528 | 3.1292 | 5.0957 | 7.6732 | 9.5977 | 11.8335 | 14.1508 | 15.5909 | 20.4086 | 23.0777 | 24.6638 | 26.075 | 28.7736 | 29.1572 | 32.783 | 35.0368 | 35.1311 | 38.4869 | 38.4906 | 37.6554 | 40.024 | 40.4781 | 37.8593 | 38.9264 | 40.4859 | 37.4413
Total excluding storage |  | 127185.5855 | 120707.0844 | 117360.3152 | 108773.059 | 101246.8975 | 80451.46 | 74293.627 | 66665.3522 | 61564.1758 | 59637.4342 | 60191.9073 | 58802.8446 | 29220.81 | 26333.7721 | 32588.2094 | 25841.2421 | 25026.4998 | 21687.8902 | 19846.508 | 20218.123 | 20964.7889 | 16210.5461 | 15097.9751 | 20630.9273 | 11740.8413 | 12186.6877 | 11982.8547
Region | Technology | 2023-24 | 2024-25 | 2025-26 | 2026-27 | 2027-28 | 2028-29 | 2029-30 | 2030-31 | 2031-32 | 2032-33 | 2033-34 | 2034-35 | 2035-36 | 2036-37 | 2037-38 | 2038-39 | 2039-40 | 2040-41 | 2041-42 | 2042-43 | 2043-44 | 2044-45 | 2045-46 | 2046-47 | 2047-48 | 2048-49 | 2049-50
SA1 | Black Coal | 0 | 0 | 0 | 0 | 0 | 0 | 0 | 0 | 0 | 0 | 0 | 0 | 0 | 0 | 0 | 0 | 0 | 0 | 0 | 0 | 0 | 0 | 0 | 0 | 0 | 0 | 0
SA1 | Brown Coal | 0 | 0 | 0 | 0 | 0 | 0 | 0 | 0 | 0 | 0 | 0 | 0 | 0 | 0 | 0 | 0 | 0 | 0 | 0 | 0 | 0 | 0 | 0 | 0 | 0 | 0 | 0
SA1 | CCGT | 4461.7546 | 3721.8645 | 3716.9442 | 459.8901 | 275.6635 | 1210.9598 | 422.5655 | 726.4003 | 374.2831 | 2006.0834 | 4635.0425 | 6067.2525 | 5294.5385 | 5156.71 | 0 | 0 | 0 | 0 | 0 | 0 | 0 | 0 | 0 | 0 | 0 | 0 | 0
SA1 | Gas - Steam | 89.5634 | 103.6827 | 130.069 | 0 | 0 | 0 | 0 | 0 | 0 | 0 | 0 | 0 | 0 | 0 | 0 | 0 | 0 | 0 | 0 | 0 | 0 | 0 | 0 | 0 | 0 | 0 | 0
SA1 | OCGT / Diesel | 680.863 | 856.1125 | 859.4373 | 246.0186 | 194.1306 | 653.9149 | 121.5256 | 349.3879 | 176.5064 | 799.4067 | 2445.1582 | 4496.7424 | 3642.1281 | 3613.5625 | 5163.9123 | 3869.3961 | 4463.0653 | 3390.8972 | 2817.7571 | 2976.2732 | 4228.6926 | 1347.9581 | 1485.4962 | 1412.0309 | 1225.2655 | 1526.4918 | 1734.3146
SA1 | Hydro | 0 | 0 | 0 | 0 | 0 | 0 | 0 | 0 | 0 | 0 | 0 | 0 | 0 | 0 | 0 | 0 | 0 | 0 | 0 | 0 | 0 | 0 | 0 | 0 | 0 | 0 | 0
SA1 | Hydrogen Turbine | 0 | 0 | 0 | 0 | 0 | 0 | 0 | 0 | 0 | 0 | 0 | 0 | 0 | 0 | 0 | 0 | 0 | 0 | 0 | 0 | 0 | 0 | 0 | 0 | 0 | 0 | 0
SA1 | Wind | 565.5667 | 538.1565 | 491.5 | 516.5169 | 489.3687 | 438.0153 | 398.2351 | 364.2455 | 371.5636 | 315.8713 | 437.1056 | 396.3778 | 548.5499 | 520.8585 | 550.3526 | 527.1353 | 473.505 | 529.6415 | 468.05 | 462.4463 | 381.3746 | 434.8794 | 404.632 | 449.7612 | 483.8023 | 485.1288 | 504.2504
SA1 | Solar PV | 100.8688 | 87.1006 | 82.8052 | 74.6573 | 72.4539 | 69.4026 | 63.4694 | 60.078 | 58.6387 | 56.3639 | 52.7968 | 52.4132 | 67.6204 | 80.01 | 109.2705 | 102.7366 | 100.4331 | 91.2006 | 146.1746 | 129.7044 | 172.8923 | 149.2233 | 151.8146 | 152.8104 | 162.8712 | 216.2786 | 218.5172
SA1 | Grid Battery | 17.0888 | 16.5802 | 15.4595 | 14.6716 | 13.6641 | 12.6108 | 11.7187 | 10.967 | 10.1613 | 9.6966 | 9.2111 | 7.3338 | 77.7875 | 75.5736 | 131.6698 | 125.0541 | 121.5911 | 102.5031 | 184.8572 | 159.955 | 152.7833 | 150.9865 | 154.2718 | 128.5047 | 126.2168 | 160.072 | 131.0897
SA1 | Pumped Hydro | 0 | 0 | 0.00014889 | 0.00014559 | 0.00014293 | 0.00014651 | 0.00014194 | 0.00014936 | 0.00014503 | 0.00017688 | 0.00018848 | 0.00021754 | 0.00028348 | 0.00027924 | 0.0002596 | 0.00025076 | 0.00024352 | 0.00024055 | 0.00024809 | 0.00022991 | 0.00022767 | 0.00026645 | 0.00025686 | 0.00023483 | 0.00025394 | 0.00024983 | 0.00024463
SA1 | VPP | 5.0552 | 6.7512 | 7.8651 | 9.3644 | 10.56 | 11.5455 | 12.6167 | 13.6608 | 14.8789 | 16.3558 | 17.8174 | 18.2158 | 19.2813 | 20.5443 | 20.7591 | 21.199 | 21.4256 | 20.4882 | 21.3135 | 21.1354 | 20.2812 | 20.3897 | 20.7782 | 19.7381 | 18.942 | 19.5017 | 18.5135
Total excluding storage |  | 5920.7603 | 5330.2482 | 5304.0805 | 1321.119 | 1055.8409 | 2396.449 | 1030.1311 | 1524.7397 | 1006.0321 | 3203.7779 | 7597.1318 | 11038.3357 | 9649.906 | 9467.2592 | 5975.9646 | 4645.5215 | 5180.0203 | 4134.7308 | 3638.1527 | 3749.5145 | 4956.0242 | 2103.4373 | 2216.993 | 2162.8455 | 2017.0982 | 2407.4732 | 2606.6857
Region | Technology | 2023-24 | 2024-25 | 2025-26 | 2026-27 | 2027-28 | 2028-29 | 2029-30 | 2030-31 | 2031-32 | 2032-33 | 2033-34 | 2034-35 | 2035-36 | 2036-37 | 2037-38 | 2038-39 | 2039-40 | 2040-41 | 2041-42 | 2042-43 | 2043-44 | 2044-45 | 2045-46 | 2046-47 | 2047-48 | 2048-49 | 2049-50
TAS1 | Black Coal | 0 | 0 | 0 | 0 | 0 | 0 | 0 | 0 | 0 | 0 | 0 | 0 | 0 | 0 | 0 | 0 | 0 | 0 | 0 | 0 | 0 | 0 | 0 | 0 | 0 | 0 | 0
TAS1 | Brown Coal | 0 | 0 | 0 | 0 | 0 | 0 | 0 | 0 | 0 | 0 | 0 | 0 | 0 | 0 | 0 | 0 | 0 | 0 | 0 | 0 | 0 | 0 | 0 | 0 | 0 | 0 | 0
TAS1 | CCGT | 0 | 0 | 0 | 0 | 0 | 0 | 0 | 0 | 0 | 0 | 0 | 0 | 0 | 0 | 0 | 0 | 0 | 0 | 0 | 0 | 0 | 0 | 0 | 0 | 0 | 0 | 0
TAS1 | Gas - Steam | 0 | 0 | 0 | 0 | 0 | 0 | 0 | 0 | 0 | 0 | 0 | 0 | 0 | 0 | 0 | 0 | 0 | 0 | 0 | 0 | 0 | 0 | 0 | 0 | 0 | 0 | 0
TAS1 | OCGT / Diesel | 0.00056608 | 0.0007273 | 0.00072054 | 0.00071692 | 0.00071222 | 0.00071692 | 0.00073194 | 3.1454 | 0.37187 | 14.818 | 0.00094218 | 24.6394 | 58.6895 | 18.0673 | 81.5672 | 3.6947 | 21.0758 | 6.3352 | 16.7518 | 5.3245 | 9.5941 | 13.6975 | 5.9693 | 2.5034 | 11.2098 | 38.8912 | 13.3125
TAS1 | Hydro | 64861.4403 | 53631.7753 | 43762.6777 | 39325.7535 | 32662.9839 | 39525.9387 | 43326.9154 | 40719.9506 | 39080.217 | 37395.5588 | 44024.1661 | 42179.302 | 39262.2878 | 33568.975 | 33724.0066 | 28027.716 | 26021.6488 | 24311.1001 | 22404.0157 | 22589.1544 | 21678.6477 | 18815.7774 | 15569.9997 | 17783.5932 | 17525.394 | 16780.6898 | 17452.088
TAS1 | Hydrogen Turbine | 0 | 0 | 0 | 0 | 0 | 0 | 0 | 0 | 0 | 0 | 0 | 0 | 0 | 0 | 0 | 0 | 0 | 0 | 0 | 0 | 0 | 0 | 0 | 0 | 0 | 0 | 0
TAS1 | Wind | 163.5229 | 248.788 | 303.1981 | 335.921 | 357.6251 | 331.2137 | 377.5382 | 381.6244 | 435.2151 | 421.188 | 420.2606 | 452.2526 | 536.0404 | 563.0555 | 558.7498 | 513.3439 | 477.178 | 490.7343 | 451.179 | 409.0865 | 406.2524 | 390.5796 | 422.4906 | 389.2369 | 360.3234 | 336.116 | 345.5339
TAS1 | Solar PV | 0 | 1.114e-05 | 1.015e-05 | 1.0599e-05 | 1.182e-05 | 1.0002e-05 | 1.0756e-05 | 1.3201e-05 | 1.2406e-05 | 1.5101e-05 | 2.0175e-05 | 2.179e-05 | 4.7533e-05 | 4.3899e-05 | 3.6088e-05 | 3.439e-05 | 3.406e-05 | 2.9384e-05 | 3.1918e-05 | 3.5047e-05 | 6.128e-05 | 7.9629e-05 | 7.2595e-05 | 6.0718e-05 | 8.2224e-05 | 8.0766e-05 | 6.5323e-05
TAS1 | Grid Battery | 0 | 0.00015844 | 0.00017588 | 0.00017415 | 0.00016676 | 0.00015823 | 0.0001679 | 0.00016733 | 0.00017278 | 0.00026174 | 0.00026508 | 0.00026204 | 0.00030783 | 0.00029979 | 0.00040978 | 0.00040127 | 0.00040296 | 0.00047549 | 0.00045925 | 0.00044154 | 0.00043085 | 0.00039337 | 0.00037095 | 0.00035033 | 0.00040112 | 0.00039817 | 0.00052939
TAS1 | Pumped Hydro | 0 | 0 | 0.00033615 | 0.00034111 | 0.00034881 | 0.0003471 | 0.00038446 | 0.00042055 | 0.00045763 | 0.001192 | 17.9361 | 38.4418 | 120.6979 | 121.6082 | 114.3342 | 115.5801 | 122.8408 | 109.5855 | 104.8258 | 97.6153 | 91.5114 | 90.604 | 84.3196 | 79.5769 | 78.7668 | 74.2186 | 66.1657
TAS1 | VPP | 0.013715 | 0.058256 | 0.13974 | 0.25752 | 0.43049 | 0.48633 | 1.0268 | 1.2102 | 1.5128 | 1.9936 | 2.1017 | 2.1743 | 1.8764 | 2.0282 | 2.2066 | 2.1962 | 2.6596 | 2.625 | 2.4728 | 2.5879 | 2.6394 | 2.5256 | 2.6459 | 2.5088 | 2.5016 | 2.6444 | 2.3939
Total excluding storage |  | 65024.9775 | 53880.6224 | 44066.0168 | 39661.9333 | 33021.0407 | 39857.6399 | 43705.4818 | 41105.9313 | 39517.3174 | 37833.56 | 44464.4658 | 42696.8104 | 39979.5924 | 34273.7345 | 34480.8649 | 28662.5314 | 26645.4034 | 24920.3805 | 22979.2455 | 23103.7691 | 22188.6454 | 19313.1846 | 16085.4255 | 18257.4196 | 17978.196 | 17232.5605 | 17879.4946
Explicitly modelled pumping
Region | Technology | 2023-24 | 2024-25 | 2025-26 | 2026-27 | 2027-28 | 2028-29 | 2029-30 | 2030-31 | 2031-32 | 2032-33 | 2033-34 | 2034-35 | 2035-36 | 2036-37 | 2037-38 | 2038-39 | 2039-40 | 2040-41 | 2041-42 | 2042-43 | 2043-44 | 2044-45 | 2045-46 | 2046-47 | 2047-48 | 2048-49 | 2049-50
NEM | Grid Battery pump | 48.5876 | 46.9407 | 44.7863 | 42.7413 | 39.7636 | 36.8896 | 34.094 | 32.5212 | 29.5912 | 28.9643 | 24.8589 | 21.1261 | 19.3098 | 16.9626 | 15.2086 | 14.7103 | 13.9983 | 12.7323 | 7.7871 | 7.4295 | 3.3861 | 3.2443 | 3.0263 | 2.6895 | 2.5235 | 2.4578 | 2.3049
NEM | Pumped Hydro Pump | 13633.8935 | 14762.3125 | 13445.387 | 18583.3723 | 19457.4651 | 16633.591 | 18316.9714 | 21231.4508 | 19736.8805 | 21891.3307 | 20568.7867 | 19097.4977 | 28279.2009 | 26551.774 | 21595.1176 | 23357.6277 | 22754.8961 | 22450.6727 | 20503.2831 | 20172.095 | 18219.7945 | 18503.5061 | 18179.2216 | 15156.073 | 13565.9723 | 13087.4837 | 11275.1259
NEM | VPP pump | 11.6134 | 17.5756 | 24.2276 | 33.9538 | 43.7699 | 52.8466 | 65.3484 | 77.1354 | 88.6125 | 105.6504 | 117.7616 | 126.4679 | 138.8433 | 151.1558 | 155.6164 | 166.5135 | 175.7149 | 177.1947 | 188.3548 | 191.6177 | 188.6863 | 196.9403 | 198.758 | 187.5527 | 190.2772 | 194.9178 | 189.5829
Region | Technology | 2023-24 | 2024-25 | 2025-26 | 2026-27 | 2027-28 | 2028-29 | 2029-30 | 2030-31 | 2031-32 | 2032-33 | 2033-34 | 2034-35 | 2035-36 | 2036-37 | 2037-38 | 2038-39 | 2039-40 | 2040-41 | 2041-42 | 2042-43 | 2043-44 | 2044-45 | 2045-46 | 2046-47 | 2047-48 | 2048-49 | 2049-50
NSW1 | Grid Battery pump | 3.3474 | 3.0457 | 2.8893 | 2.8546 | 2.5653 | 2.3459 | 2.2074 | 2.1694 | 1.9444 | 1.7556 | 1.5879 | 1.4375 | 1.4344 | 0 | 0 | 0 | 0 | 0 | 0 | 0 | 0 | 0 | 0 | 0 | 0 | 0 | 0
NSW1 | Pumped Hydro Pump | 8011.4805 | 8248.4335 | 6117.8 | 10098.4251 | 11761.5836 | 10468.3848 | 11545.8082 | 13968.8566 | 13108.3405 | 14759.3112 | 14017.6149 | 13172.292 | 23674.8162 | 23091.7845 | 19400.5881 | 21012.5506 | 20363.0899 | 19910.8281 | 18549.3582 | 17755.0527 | 16054.2631 | 16224.7081 | 16003.3418 | 13841.682 | 11950.7099 | 11552.3738 | 9921.9267
NSW1 | VPP pump | 2.8516 | 5.0347 | 7.8768 | 11.6368 | 14.7652 | 17.8962 | 22.681 | 27.6097 | 31.1852 | 35.0387 | 38.449 | 41.4392 | 47.5066 | 51.4324 | 53.1931 | 55.127 | 58.5326 | 58.3737 | 61.6346 | 61.5354 | 59.6376 | 64.0702 | 63.6882 | 60.3999 | 61.2436 | 64.6769 | 63.099
Region | Technology | 2023-24 | 2024-25 | 2025-26 | 2026-27 | 2027-28 | 2028-29 | 2029-30 | 2030-31 | 2031-32 | 2032-33 | 2033-34 | 2034-35 | 2035-36 | 2036-37 | 2037-38 | 2038-39 | 2039-40 | 2040-41 | 2041-42 | 2042-43 | 2043-44 | 2044-45 | 2045-46 | 2046-47 | 2047-48 | 2048-49 | 2049-50
QLD1 | Grid Battery pump | 5.9892 | 5.7788 | 5.3223 | 5.1406 | 4.8296 | 4.6686 | 4.3919 | 4.2786 | 3.937 | 3.7364 | 3.3696 | 3.1213 | 2.9253 | 2.8037 | 2.5078 | 2.4002 | 2.2746 | 2.181 | 2.0908 | 1.9783 | 1.8598 | 1.7653 | 1.6922 | 1.4942 | 1.4562 | 1.3713 | 1.3439
QLD1 | Pumped Hydro Pump | 5622.413 | 6513.879 | 7327.587 | 8484.9472 | 7695.8815 | 6165.2062 | 6771.1632 | 7262.5942 | 6628.54 | 7132.0195 | 6551.1718 | 5925.2057 | 4604.3847 | 3459.9895 | 2194.5295 | 2345.0771 | 2391.8062 | 2539.8446 | 1953.9249 | 2417.0423 | 2165.5314 | 2278.798 | 2175.8798 | 1314.391 | 1615.2625 | 1535.1099 | 1353.1992
QLD1 | VPP pump | 1.3462 | 2.1149 | 3.2475 | 5.0086 | 6.9963 | 9.5501 | 12.6236 | 15.4527 | 19.7311 | 25.0212 | 28.7434 | 32.0525 | 35.7748 | 39.3043 | 41.1041 | 45.1134 | 47.8022 | 50.0921 | 53.6438 | 56.6944 | 57.9793 | 58.8189 | 59.6676 | 56.6534 | 57.7873 | 56.7691 | 57.8335
Region | Technology | 2023-24 | 2024-25 | 2025-26 | 2026-27 | 2027-28 | 2028-29 | 2029-30 | 2030-31 | 2031-32 | 2032-33 | 2033-34 | 2034-35 | 2035-36 | 2036-37 | 2037-38 | 2038-39 | 2039-40 | 2040-41 | 2041-42 | 2042-43 | 2043-44 | 2044-45 | 2045-46 | 2046-47 | 2047-48 | 2048-49 | 2049-50
VIC1 | Grid Battery pump | 19.0781 | 18.5175 | 18.2965 | 17.3952 | 16.1697 | 14.9985 | 13.5998 | 13.1375 | 11.6766 | 12.0186 | 9.0073 | 7.9041 | 6.71 | 6.2466 | 5.4533 | 5.4789 | 5.3217 | 4.7811 | 0 | 0 | 0 | 0 | 0 | 0 | 0 | 0 | 0
VIC1 | Pumped Hydro Pump | 0 | 0 | 0 | 0 | 0 | 0 | 0 | 0 | 0 | 0 | 0 | 0 | 0 | 0 | 0 | 0 | 0 | 0 | 0 | 0 | 0 | 0 | 0 | 0 | 0 | 0 | 0
VIC1 | VPP pump | 1.4621 | 2.4152 | 3.6889 | 5.9879 | 9.0472 | 11.2725 | 13.9545 | 16.6167 | 18.3879 | 24.0165 | 27.1403 | 28.9811 | 30.6759 | 33.8533 | 34.307 | 38.6779 | 41.1125 | 41.4548 | 45.1599 | 45.4175 | 44.1719 | 47.09 | 47.7631 | 44.4045 | 45.9383 | 47.4941 | 44.0517
Region | Technology | 2023-24 | 2024-25 | 2025-26 | 2026-27 | 2027-28 | 2028-29 | 2029-30 | 2030-31 | 2031-32 | 2032-33 | 2033-34 | 2034-35 | 2035-36 | 2036-37 | 2037-38 | 2038-39 | 2039-40 | 2040-41 | 2041-42 | 2042-43 | 2043-44 | 2044-45 | 2045-46 | 2046-47 | 2047-48 | 2048-49 | 2049-50
SA1 | Grid Battery pump | 20.1728 | 19.5987 | 18.2781 | 17.3509 | 16.199 | 14.8766 | 13.8949 | 12.9357 | 12.0332 | 11.4537 | 10.8942 | 8.6631 | 8.2402 | 7.9123 | 7.2475 | 6.8311 | 6.402 | 5.7702 | 5.6963 | 5.4512 | 1.5262 | 1.4791 | 1.3342 | 1.1952 | 1.0673 | 1.0864 | 0.96097
SA1 | Pumped Hydro Pump | 0 | 0 | 0 | 0 | 0 | 0 | 0 | 0 | 0 | 0 | 0 | 0 | 0 | 0 | 0 | 0 | 0 | 0 | 0 | 0 | 0 | 0 | 0 | 0 | 0 | 0 | 0
SA1 | VPP pump | 5.9374 | 7.9423 | 9.2502 | 11.0175 | 12.4527 | 13.5549 | 14.8804 | 16.0358 | 17.5238 | 19.2277 | 20.9615 | 21.43 | 22.6853 | 24.1712 | 24.4239 | 25.0103 | 25.1394 | 24.1748 | 25.0069 | 24.9249 | 23.8037 | 23.9895 | 24.5141 | 23.1552 | 22.3524 | 22.8785 | 21.782
Region | Technology | 2023-24 | 2024-25 | 2025-26 | 2026-27 | 2027-28 | 2028-29 | 2029-30 | 2030-31 | 2031-32 | 2032-33 | 2033-34 | 2034-35 | 2035-36 | 2036-37 | 2037-38 | 2038-39 | 2039-40 | 2040-41 | 2041-42 | 2042-43 | 2043-44 | 2044-45 | 2045-46 | 2046-47 | 2047-48 | 2048-49 | 2049-50
TAS1 | Grid Battery pump | 0 | 0 | 0 | 0 | 0 | 0 | 0 | 0 | 0 | 0 | 0 | 0 | 0 | 0 | 0 | 0 | 0 | 0 | 0 | 0 | 0 | 0 | 0 | 0 | 0 | 0 | 0
TAS1 | Pumped Hydro Pump | 0 | 0 | 0 | 0 | 0 | 0 | 0 | 0 | 0 | 0 | 0 | 0 | 0 | 0 | 0 | 0 | 0 | 0 | 0 | 0 | 0 | 0 | 0 | 0 | 0 | 0 | 0
TAS1 | VPP pump | 0.015999 | 0.068434 | 0.16428 | 0.30299 | 0.50849 | 0.57276 | 1.2089 | 1.4206 | 1.7845 | 2.3464 | 2.4672 | 2.5652 | 2.2007 | 2.3945 | 2.5883 | 2.5848 | 3.1281 | 3.0993 | 2.9097 | 3.0454 | 3.0938 | 2.9717 | 3.1251 | 2.9397 | 2.9556 | 3.0992 | 2.8166

## Option 5_FOM Cost
FOM cost by technology ($000s) - Option 5, Progressive Change Scenario
FOM | Real June 2021 dollars discounted to 1 July 2021. For new entrant capacity, the FOM is incurred annually in modelling. For existing capacity, FOM is considered to be a sunk cost, since the fixed retirement dates are assumed to be the same in the Base Case and the option case.
Explicitly modelled generation
Region | Technology | 2023-24 | 2024-25 | 2025-26 | 2026-27 | 2027-28 | 2028-29 | 2029-30 | 2030-31 | 2031-32 | 2032-33 | 2033-34 | 2034-35 | 2035-36 | 2036-37 | 2037-38 | 2038-39 | 2039-40 | 2040-41 | 2041-42 | 2042-43 | 2043-44 | 2044-45 | 2045-46 | 2046-47 | 2047-48 | 2048-49 | 2049-50
NEM | Black Coal | 0 | 0 | 0 | 0 | 0 | 0 | 0 | 0 | 0 | 0 | 0 | 0 | 0 | 0 | 0 | 0 | 0 | 0 | 0 | 0 | 0 | 0 | 0 | 0 | 0 | 0 | 0
NEM | Brown Coal | 0 | 0 | 0 | 0 | 0 | 0 | 0 | 0 | 0 | 0 | 0 | 0 | 0 | 0 | 0 | 0 | 0 | 0 | 0 | 0 | 0 | 0 | 0 | 0 | 0 | 0 | 0
NEM | CCGT | 0 | 0 | 0 | 0 | 0 | 0 | 0 | 0 | 0 | 0 | 0 | 0 | 0 | 0 | 0 | 0 | 0 | 0 | 0 | 0 | 0 | 0 | 0 | 0 | 0 | 0 | 0
NEM | Gas - Steam | 0 | 0 | 0 | 0 | 0 | 0 | 0 | 0 | 0 | 0 | 0 | 0 | 0 | 0 | 0 | 0 | 0 | 0 | 0 | 0 | 0 | 0 | 0 | 0 | 0 | 0 | 0
NEM | OCGT / Diesel | 0 | 2299.4422 | 5550.3608 | 5261.0055 | 5551.221 | 5247.0598 | 4973.5165 | 7954.4182 | 7559.8353 | 7883.8204 | 10142.6336 | 15219.358 | 19168.7873 | 18118.4944 | 17173.9293 | 16278.606 | 15471.0974 | 14623.4077 | 13946.2753 | 13219.2183 | 14934.5439 | 21326.1198 | 20214.3316 | 23771.6026 | 22592.4011 | 32002.9904 | 34374.8258
NEM | Hydro | 0 | 0 | 0 | 0 | 0 | 0 | 0 | 0 | 0 | 0 | 0 | 0 | 0 | 0 | 0 | 0 | 0 | 0 | 0 | 0 | 0 | 0 | 0 | 0 | 0 | 0 | 0
NEM | Hydrogen Turbine | 0 | 0 | 0 | 0 | 0 | 0 | 0 | 0 | 0 | 0 | 0 | 0 | 0 | 0 | 0 | 0 | 0 | 0 | 0 | 0 | 0 | 0 | 0 | 0 | 0 | 0 | 0
NEM | Wind | 0 | 21556.9738 | 54656.1459 | 91026.7515 | 125417.5145 | 157332.9696 | 183103.2883 | 175635.7257 | 169196.8085 | 162075.233 | 183000.3239 | 192992.7674 | 259848.1588 | 273872.8749 | 300970.6455 | 312672.1007 | 299349.8198 | 306971.0768 | 311961.204 | 314645.8832 | 309540.4638 | 301858.3628 | 305187.7421 | 341759.3355 | 352598.1487 | 368650.792 | 366869.7729
NEM | Solar PV | 0 | 0.022113 | 0.030865 | 0.041877 | 484.1118 | 3985.0643 | 10933.8273 | 10363.8189 | 9849.7172 | 9310.0365 | 30839.2789 | 32556.8729 | 46372.7647 | 46998.0428 | 69683.9055 | 70089.1409 | 67279.8062 | 86491.4716 | 104699.7145 | 123092.3045 | 141544.8672 | 136186.5622 | 136138.3202 | 170213.0699 | 180099.7952 | 204630.1688 | 225715.2555
NEM | Grid Battery | 0 | 0.04177 | 0.058652 | 0.056749 | 0.18295 | 2373.1914 | 2671.2218 | 2531.9688 | 2406.3702 | 7397.5949 | 19583.8406 | 20057.9907 | 43535.7364 | 41150.3347 | 55513.6201 | 52619.5456 | 50009.327 | 47605.8182 | 72792.3606 | 68997.4988 | 67792.1859 | 66373.185 | 62912.9722 | 65775.8324 | 65160.4504 | 72995.3998 | 77539.2699
NEM | Pumped Hydro | 0 | 0 | 7708.1811 | 7306.3342 | 17666.4752 | 19635.5112 | 19136.776 | 18139.1306 | 17239.3311 | 16294.7844 | 20560.6448 | 20254.3244 | 23962.3693 | 22649.4275 | 21636.567 | 20508.5945 | 19491.2553 | 18423.2942 | 17797.3588 | 18031.142 | 17136.6986 | 17899.7179 | 16966.5575 | 23143.8199 | 21995.761 | 22457.4408 | 21286.6817
NEM | VPP | 0 | 0 | 0 | 0 | 0 | 0 | 0 | 0 | 0 | 0 | 0 | 0 | 0 | 0 | 0 | 0 | 0 | 0 | 0 | 0 | 0 | 0 | 0 | 0 | 0 | 0 | 0
Total excluding storage |  | 0 | 23856.4799 | 67914.7773 | 103594.1899 | 149119.5054 | 188573.7963 | 220818.6299 | 214625.0623 | 206252.0623 | 202961.4693 | 264126.7218 | 281081.3134 | 392887.8165 | 402789.1741 | 464978.6674 | 472167.9877 | 451601.3058 | 474115.0686 | 521196.9132 | 537986.0468 | 550948.7594 | 543643.9479 | 541419.9236 | 624663.6603 | 642446.5565 | 700736.7918 | 725785.8058
Region | Technology | 2023-24 | 2024-25 | 2025-26 | 2026-27 | 2027-28 | 2028-29 | 2029-30 | 2030-31 | 2031-32 | 2032-33 | 2033-34 | 2034-35 | 2035-36 | 2036-37 | 2037-38 | 2038-39 | 2039-40 | 2040-41 | 2041-42 | 2042-43 | 2043-44 | 2044-45 | 2045-46 | 2046-47 | 2047-48 | 2048-49 | 2049-50
NSW1 | Black Coal | 0 | 0 | 0 | 0 | 0 | 0 | 0 | 0 | 0 | 0 | 0 | 0 | 0 | 0 | 0 | 0 | 0 | 0 | 0 | 0 | 0 | 0 | 0 | 0 | 0 | 0 | 0
NSW1 | Brown Coal | 0 | 0 | 0 | 0 | 0 | 0 | 0 | 0 | 0 | 0 | 0 | 0 | 0 | 0 | 0 | 0 | 0 | 0 | 0 | 0 | 0 | 0 | 0 | 0 | 0 | 0 | 0
NSW1 | CCGT | 0 | 0 | 0 | 0 | 0 | 0 | 0 | 0 | 0 | 0 | 0 | 0 | 0 | 0 | 0 | 0 | 0 | 0 | 0 | 0 | 0 | 0 | 0 | 0 | 0 | 0 | 0
NSW1 | Gas - Steam | 0 | 0 | 0 | 0 | 0 | 0 | 0 | 0 | 0 | 0 | 0 | 0 | 0 | 0 | 0 | 0 | 0 | 0 | 0 | 0 | 0 | 0 | 0 | 0 | 0 | 0 | 0
NSW1 | OCGT / Diesel | 0 | 2299.4377 | 5550.3564 | 5261.0014 | 5551.2169 | 5247.0556 | 4973.5124 | 7954.4137 | 7559.831 | 7883.816 | 10142.6244 | 9613.862 | 9136.9614 | 8636.3306 | 8186.0954 | 7759.3321 | 7374.4265 | 6970.3682 | 6606.984 | 6262.5441 | 5951.8875 | 5625.7727 | 5332.4859 | 5306.3991 | 5043.1724 | 7481.9603 | 8173.8589
NSW1 | Hydro | 0 | 0 | 0 | 0 | 0 | 0 | 0 | 0 | 0 | 0 | 0 | 0 | 0 | 0 | 0 | 0 | 0 | 0 | 0 | 0 | 0 | 0 | 0 | 0 | 0 | 0 | 0
NSW1 | Hydrogen Turbine | 0 | 0 | 0 | 0 | 0 | 0 | 0 | 0 | 0 | 0 | 0 | 0 | 0 | 0 | 0 | 0 | 0 | 0 | 0 | 0 | 0 | 0 | 0 | 0 | 0 | 0 | 0
NSW1 | Wind | 0 | 16261.9137 | 36761.6089 | 61021.842 | 80951.9387 | 99923.7174 | 114271.2823 | 108314.0118 | 102941.0398 | 97300.712 | 107906.4133 | 107516.4758 | 108515.1723 | 107928.1682 | 106498.0601 | 124898.9862 | 118703.3101 | 116940.3441 | 119915.8106 | 113689.2852 | 115354.1371 | 112346.7006 | 113009.6876 | 118965.143 | 129837.9926 | 127593.143 | 132806.3989
NSW1 | Solar PV | 0 | 0.0067606 | 0.0095677 | 0.015016 | 484.083 | 3985.0351 | 10933.7939 | 10363.7859 | 9849.685 | 9310.0033 | 30839.2433 | 32556.831 | 42882.2629 | 40532.6701 | 45094.7387 | 42743.8284 | 40623.4992 | 49824.6932 | 62357.0282 | 65309.076 | 68485.8304 | 64945.7764 | 65991.7968 | 70269.7251 | 68443.6336 | 70924.4097 | 77917.1477
NSW1 | Grid Battery | 0 | 0.021899 | 0.037886 | 0.036532 | 0.16372 | 2373.1724 | 2671.2028 | 2531.9476 | 2406.3493 | 7397.5556 | 17179.5791 | 16283.9626 | 15476.1899 | 14628.2217 | 13865.6187 | 13142.7668 | 12490.8136 | 11806.4237 | 19800.8602 | 18768.5881 | 17837.563 | 18514.729 | 17549.5064 | 20115.0082 | 19117.1934 | 18069.7528 | 17128.7452
NSW1 | Pumped Hydro | 0 | 0 | 7708.1616 | 7306.3145 | 17666.4553 | 19635.4903 | 19136.7543 | 18139.104 | 17239.3045 | 16294.7315 | 15445.3252 | 14640.1187 | 13913.8881 | 13151.5208 | 12465.8965 | 11816.0157 | 11229.8762 | 10614.5708 | 10061.2048 | 9536.687 | 9063.6148 | 10237.9715 | 9704.2384 | 9198.3304 | 8742.0425 | 8263.05 | 7832.2751
NSW1 | VPP | 0 | 0 | 0 | 0 | 0 | 0 | 0 | 0 | 0 | 0 | 0 | 0 | 0 | 0 | 0 | 0 | 0 | 0 | 0 | 0 | 0 | 0 | 0 | 0 | 0 | 0 | 0
Total excluding storage |  | 0 | 18561.38 | 50020.1744 | 73589.2094 | 104653.8577 | 131164.4708 | 151986.5458 | 147303.2629 | 139996.2095 | 138186.8184 | 181513.1852 | 180611.25 | 189924.4746 | 184876.9114 | 186110.4094 | 200360.9292 | 190421.9256 | 196156.3998 | 218741.8879 | 213566.1804 | 216693.0327 | 211670.9502 | 211587.7152 | 223854.6057 | 231184.0346 | 232332.3158 | 243858.4258
Region | Technology | 2023-24 | 2024-25 | 2025-26 | 2026-27 | 2027-28 | 2028-29 | 2029-30 | 2030-31 | 2031-32 | 2032-33 | 2033-34 | 2034-35 | 2035-36 | 2036-37 | 2037-38 | 2038-39 | 2039-40 | 2040-41 | 2041-42 | 2042-43 | 2043-44 | 2044-45 | 2045-46 | 2046-47 | 2047-48 | 2048-49 | 2049-50
QLD1 | Black Coal | 0 | 0 | 0 | 0 | 0 | 0 | 0 | 0 | 0 | 0 | 0 | 0 | 0 | 0 | 0 | 0 | 0 | 0 | 0 | 0 | 0 | 0 | 0 | 0 | 0 | 0 | 0
QLD1 | Brown Coal | 0 | 0 | 0 | 0 | 0 | 0 | 0 | 0 | 0 | 0 | 0 | 0 | 0 | 0 | 0 | 0 | 0 | 0 | 0 | 0 | 0 | 0 | 0 | 0 | 0 | 0 | 0
QLD1 | CCGT | 0 | 0 | 0 | 0 | 0 | 0 | 0 | 0 | 0 | 0 | 0 | 0 | 0 | 0 | 0 | 0 | 0 | 0 | 0 | 0 | 0 | 0 | 0 | 0 | 0 | 0 | 0
QLD1 | Gas - Steam | 0 | 0 | 0 | 0 | 0 | 0 | 0 | 0 | 0 | 0 | 0 | 0 | 0 | 0 | 0 | 0 | 0 | 0 | 0 | 0 | 0 | 0 | 0 | 0 | 0 | 0 | 0
QLD1 | OCGT / Diesel | 0 | 0.0011314 | 0.0010724 | 0.0010202 | 0.00099923 | 0.0012052 | 0.0011478 | 0.0014799 | 0.0014129 | 0.0013612 | 0.0060566 | 5605.4923 | 7143.3082 | 6751.9133 | 6399.918 | 6066.273 | 5765.3524 | 5449.4582 | 5165.3632 | 4896.0789 | 4653.2064 | 4398.2487 | 4168.9562 | 8310.8058 | 7898.544 | 14898.723 | 14122.0123
QLD1 | Hydro | 0 | 0 | 0 | 0 | 0 | 0 | 0 | 0 | 0 | 0 | 0 | 0 | 0 | 0 | 0 | 0 | 0 | 0 | 0 | 0 | 0 | 0 | 0 | 0 | 0 | 0 | 0
QLD1 | Hydrogen Turbine | 0 | 0 | 0 | 0 | 0 | 0 | 0 | 0 | 0 | 0 | 0 | 0 | 0 | 0 | 0 | 0 | 0 | 0 | 0 | 0 | 0 | 0 | 0 | 0 | 0 | 0 | 0
QLD1 | Wind | 0 | 0.025972 | 0.024796 | 10664.6312 | 23824.0204 | 35761.893 | 46287.7898 | 43874.6824 | 41698.2563 | 39413.5328 | 37358.8337 | 41154.2723 | 63557.2892 | 70058.2714 | 87936.5295 | 83352.1607 | 79217.4342 | 77880.4028 | 85533.4225 | 91733.3402 | 88175.9596 | 83487.3051 | 87054.4261 | 107787.824 | 103011.0463 | 121564.8752 | 116033.6285
QLD1 | Solar PV | 0 | 0.0051303 | 0.0049346 | 0.01117 | 0.012988 | 0.013583 | 0.018112 | 0.017196 | 0.016396 | 0.015562 | 0.014837 | 0.014112 | 1100.2696 | 3208.4838 | 17881.9177 | 16949.685 | 16108.8873 | 24837.3885 | 23542.5546 | 39876.8051 | 46142.366 | 43614.1415 | 43754.3965 | 67524.2054 | 73334.5375 | 83154.7375 | 97127.0811
QLD1 | Grid Battery | 0 | 0.0046886 | 0.0051754 | 0.0051134 | 0.0048629 | 0.0051051 | 0.0049166 | 0.0064798 | 0.0062125 | 0.011625 | 2404.229 | 3773.9869 | 11501.3984 | 10871.2158 | 22755.2674 | 21568.9739 | 20499.034 | 19375.8545 | 26444.8589 | 25066.2172 | 26040.1374 | 24613.3508 | 23330.1905 | 24776.2029 | 23547.1669 | 24682.6473 | 30881.2569
QLD1 | Pumped Hydro | 0 | 0 | 0.0043461 | 0.0046102 | 0.0045888 | 0.0052183 | 0.0050141 | 0.0082037 | 0.0078211 | 0.01092 | 4547.9503 | 4310.8542 | 4097.0122 | 3872.5295 | 3670.6442 | 3479.2836 | 3306.692 | 3125.5123 | 2962.5713 | 3969.7319 | 3772.8113 | 3566.0921 | 3380.1822 | 10265.7388 | 9756.5016 | 10888.7851 | 10321.1233
QLD1 | VPP | 0 | 0 | 0 | 0 | 0 | 0 | 0 | 0 | 0 | 0 | 0 | 0 | 0 | 0 | 0 | 0 | 0 | 0 | 0 | 0 | 0 | 0 | 0 | 0 | 0 | 0 | 0
Total excluding storage |  | 0 | 0.036922 | 0.040325 | 10664.6531 | 23824.0439 | 35761.9181 | 46287.819 | 43874.7157 | 41698.2882 | 39413.5722 | 44311.0339 | 54844.6198 | 87399.2777 | 94762.4137 | 138644.2768 | 131416.3763 | 124897.3998 | 130668.6164 | 143648.7705 | 165542.1734 | 168784.4807 | 159679.1382 | 161688.1514 | 218664.7769 | 217547.7964 | 255189.7681 | 268485.1022
Region | Technology | 2023-24 | 2024-25 | 2025-26 | 2026-27 | 2027-28 | 2028-29 | 2029-30 | 2030-31 | 2031-32 | 2032-33 | 2033-34 | 2034-35 | 2035-36 | 2036-37 | 2037-38 | 2038-39 | 2039-40 | 2040-41 | 2041-42 | 2042-43 | 2043-44 | 2044-45 | 2045-46 | 2046-47 | 2047-48 | 2048-49 | 2049-50
VIC1 | Black Coal | 0 | 0 | 0 | 0 | 0 | 0 | 0 | 0 | 0 | 0 | 0 | 0 | 0 | 0 | 0 | 0 | 0 | 0 | 0 | 0 | 0 | 0 | 0 | 0 | 0 | 0 | 0
VIC1 | Brown Coal | 0 | 0 | 0 | 0 | 0 | 0 | 0 | 0 | 0 | 0 | 0 | 0 | 0 | 0 | 0 | 0 | 0 | 0 | 0 | 0 | 0 | 0 | 0 | 0 | 0 | 0 | 0
VIC1 | CCGT | 0 | 0 | 0 | 0 | 0 | 0 | 0 | 0 | 0 | 0 | 0 | 0 | 0 | 0 | 0 | 0 | 0 | 0 | 0 | 0 | 0 | 0 | 0 | 0 | 0 | 0 | 0
VIC1 | Gas - Steam | 0 | 0 | 0 | 0 | 0 | 0 | 0 | 0 | 0 | 0 | 0 | 0 | 0 | 0 | 0 | 0 | 0 | 0 | 0 | 0 | 0 | 0 | 0 | 0 | 0 | 0 | 0
VIC1 | OCGT / Diesel | 0 | 0.0012529 | 0.0011876 | 0.0011257 | 0.0010731 | 0.001028 | 0.000991 | 0.0010093 | 0.00099246 | 0.0010352 | 0.001048 | 0.0011552 | 2888.5017 | 2730.2354 | 2587.9009 | 2452.9866 | 2331.305 | 2203.5685 | 2173.9153 | 2060.5833 | 2498.9068 | 9360.9579 | 8872.9458 | 8410.3752 | 7993.1753 | 7844.611 | 9075.0781
VIC1 | Hydro | 0 | 0 | 0 | 0 | 0 | 0 | 0 | 0 | 0 | 0 | 0 | 0 | 0 | 0 | 0 | 0 | 0 | 0 | 0 | 0 | 0 | 0 | 0 | 0 | 0 | 0 | 0
VIC1 | Hydrogen Turbine | 0 | 0 | 0 | 0 | 0 | 0 | 0 | 0 | 0 | 0 | 0 | 0 | 0 | 0 | 0 | 0 | 0 | 0 | 0 | 0 | 0 | 0 | 0 | 0 | 0 | 0 | 0
VIC1 | Wind | 0 | 0.016137 | 10366.0649 | 9825.658 | 9338.2518 | 8826.5929 | 8366.4391 | 7930.2743 | 7536.8894 | 7123.9304 | 6752.546 | 12801.3648 | 39977.2022 | 45995.6906 | 49700.6703 | 48935.7023 | 46634.9203 | 55050.2386 | 52356.9602 | 57173.478 | 56272.748 | 54864.4171 | 52978.9306 | 56485.059 | 58832.6892 | 57264.4062 | 57571.5285
VIC1 | Solar PV | 0 | 0.0036147 | 0.010071 | 0.0095605 | 0.0091237 | 0.0086586 | 0.008226 | 0.0078284 | 0.0074616 | 0.0070839 | 0.0071541 | 0.0081026 | 1196.9501 | 1131.3671 | 1072.3862 | 5054.5252 | 5471.2654 | 7031.3654 | 8963.9164 | 8582.9946 | 12589.1777 | 14054.2875 | 13527.3336 | 16473.4474 | 20841.8157 | 27485.8353 | 27722.7823
VIC1 | Grid Battery | 0 | 0.0055363 | 0.0052616 | 0.0050921 | 0.0048431 | 0.0048348 | 0.0047255 | 0.0049771 | 0.0048517 | 0.0089729 | 0.010881 | 0.012428 | 12284.6355 | 11611.538 | 11006.1972 | 10432.4145 | 9914.9093 | 9708.2373 | 14940.0368 | 14161.1724 | 13458.7003 | 12721.2737 | 12058.0794 | 11429.4593 | 12544.7747 | 18753.6628 | 18638.9008
VIC1 | Pumped Hydro | 0 | 0 | 0.0038874 | 0.003898 | 0.0039455 | 0.0040413 | 0.0039393 | 0.0043913 | 0.0042191 | 0.0055795 | 0.0075819 | 0.0074938 | 0.0082673 | 0.0078611 | 0.007492 | 0.0071356 | 0.006839 | 0.0067357 | 0.011932 | 0.011349 | 0.010829 | 0.012847 | 0.012219 | 0.011624 | 0.012416 | 0.019295 | 0.025828
VIC1 | VPP | 0 | 0 | 0 | 0 | 0 | 0 | 0 | 0 | 0 | 0 | 0 | 0 | 0 | 0 | 0 | 0 | 0 | 0 | 0 | 0 | 0 | 0 | 0 | 0 | 0 | 0 | 0
Total excluding storage |  | 0 | 0.026541 | 10366.0853 | 9825.6776 | 9338.2708 | 8826.6114 | 8366.457 | 7930.2925 | 7536.9069 | 7123.9531 | 6752.5727 | 12801.394 | 56347.2978 | 61468.839 | 64367.1621 | 66875.6357 | 64352.4068 | 73993.4166 | 78434.8406 | 81978.2395 | 84819.5435 | 91000.9491 | 87437.3017 | 92798.3525 | 100212.4673 | 111348.5346 | 113008.3156
Region | Technology | 2023-24 | 2024-25 | 2025-26 | 2026-27 | 2027-28 | 2028-29 | 2029-30 | 2030-31 | 2031-32 | 2032-33 | 2033-34 | 2034-35 | 2035-36 | 2036-37 | 2037-38 | 2038-39 | 2039-40 | 2040-41 | 2041-42 | 2042-43 | 2043-44 | 2044-45 | 2045-46 | 2046-47 | 2047-48 | 2048-49 | 2049-50
SA1 | Black Coal | 0 | 0 | 0 | 0 | 0 | 0 | 0 | 0 | 0 | 0 | 0 | 0 | 0 | 0 | 0 | 0 | 0 | 0 | 0 | 0 | 0 | 0 | 0 | 0 | 0 | 0 | 0
SA1 | Brown Coal | 0 | 0 | 0 | 0 | 0 | 0 | 0 | 0 | 0 | 0 | 0 | 0 | 0 | 0 | 0 | 0 | 0 | 0 | 0 | 0 | 0 | 0 | 0 | 0 | 0 | 0 | 0
SA1 | CCGT | 0 | 0 | 0 | 0 | 0 | 0 | 0 | 0 | 0 | 0 | 0 | 0 | 0 | 0 | 0 | 0 | 0 | 0 | 0 | 0 | 0 | 0 | 0 | 0 | 0 | 0 | 0
SA1 | Gas - Steam | 0 | 0 | 0 | 0 | 0 | 0 | 0 | 0 | 0 | 0 | 0 | 0 | 0 | 0 | 0 | 0 | 0 | 0 | 0 | 0 | 0 | 0 | 0 | 0 | 0 | 0 | 0
SA1 | OCGT / Diesel | 0 | 0.0011328 | 0.0010737 | 0.0010206 | 0.0010014 | 0.0010202 | 0.00099552 | 0.0010305 | 0.0010164 | 0.0010764 | 0.0010895 | 0.0015089 | 0.013811 | 0.013061 | 0.01251 | 0.01186 | 0.01128 | 0.010668 | 0.010121 | 0.0095966 | 1830.5402 | 1941.1376 | 1839.9409 | 1744.0198 | 1657.5068 | 1777.6937 | 3003.8742
SA1 | Hydro | 0 | 0 | 0 | 0 | 0 | 0 | 0 | 0 | 0 | 0 | 0 | 0 | 0 | 0 | 0 | 0 | 0 | 0 | 0 | 0 | 0 | 0 | 0 | 0 | 0 | 0 | 0
SA1 | Hydrogen Turbine | 0 | 0 | 0 | 0 | 0 | 0 | 0 | 0 | 0 | 0 | 0 | 0 | 0 | 0 | 0 | 0 | 0 | 0 | 0 | 0 | 0 | 0 | 0 | 0 | 0 | 0 | 0
SA1 | Wind | 0 | 0.021626 | 0.020503 | 0.02153 | 0.02093 | 0.023182 | 0.022437 | 0.025712 | 0.025029 | 0.041437 | 11693.0574 | 11306.0117 | 22549.9896 | 23413.8757 | 29132.8201 | 29226.8954 | 29838.3577 | 33511.6672 | 31796.3102 | 30849.9325 | 29387.834 | 31105.4728 | 30883.426 | 38306.298 | 41704.1829 | 44068.8036 | 43245.3601
SA1 | Solar PV | 0 | 0.0047832 | 0.0045575 | 0.0043644 | 0.0046391 | 0.0048878 | 0.0049912 | 0.0057369 | 0.0059552 | 0.0079728 | 0.010773 | 0.016672 | 1193.2766 | 2125.5164 | 5634.8578 | 5341.0975 | 5076.1497 | 4798.0202 | 9836.2108 | 9323.4241 | 14327.4854 | 13572.3471 | 12864.7841 | 15945.6831 | 17479.7973 | 23065.1756 | 22948.2342
SA1 | Grid Battery | 0 | 0.0055611 | 0.0057593 | 0.0054938 | 0.0052238 | 0.0049844 | 0.0049444 | 0.0052502 | 0.0051557 | 0.010669 | 0.012697 | 0.019702 | 4273.4998 | 4039.3472 | 7886.5176 | 7475.3722 | 7104.5527 | 6715.2824 | 11606.584 | 11001.5015 | 10455.7666 | 10523.8137 | 9975.179 | 9455.146 | 9951.2956 | 11489.3175 | 10890.3485
SA1 | Pumped Hydro | 0 | 0 | 0.0032694 | 0.0031399 | 0.0030766 | 0.0032511 | 0.003125 | 0.00334 | 0.0032105 | 0.0041523 | 0.0046491 | 0.0055827 | 0.0078515 | 0.0074884 | 0.007246 | 0.0068841 | 0.0065667 | 0.0063364 | 0.006423 | 0.0061283 | 0.0060424 | 0.0067354 | 0.0064054 | 0.0060952 | 0.0064295 | 0.006282 | 0.0060863
SA1 | VPP | 0 | 0 | 0 | 0 | 0 | 0 | 0 | 0 | 0 | 0 | 0 | 0 | 0 | 0 | 0 | 0 | 0 | 0 | 0 | 0 | 0 | 0 | 0 | 0 | 0 | 0 | 0
Total excluding storage |  | 0 | 0.033103 | 0.035163 | 0.035549 | 0.034871 | 0.037326 | 0.036493 | 0.041069 | 0.040367 | 0.065308 | 11693.0866 | 11306.0551 | 28016.7877 | 29578.7598 | 42654.2153 | 42043.3838 | 42019.078 | 45024.9867 | 53239.1216 | 51174.8739 | 56001.6323 | 57142.7781 | 55563.3363 | 65451.153 | 70792.7891 | 80400.9966 | 80087.823
Region | Technology | 2023-24 | 2024-25 | 2025-26 | 2026-27 | 2027-28 | 2028-29 | 2029-30 | 2030-31 | 2031-32 | 2032-33 | 2033-34 | 2034-35 | 2035-36 | 2036-37 | 2037-38 | 2038-39 | 2039-40 | 2040-41 | 2041-42 | 2042-43 | 2043-44 | 2044-45 | 2045-46 | 2046-47 | 2047-48 | 2048-49 | 2049-50
TAS1 | Black Coal | 0 | 0 | 0 | 0 | 0 | 0 | 0 | 0 | 0 | 0 | 0 | 0 | 0 | 0 | 0 | 0 | 0 | 0 | 0 | 0 | 0 | 0 | 0 | 0 | 0 | 0 | 0
TAS1 | Brown Coal | 0 | 0 | 0 | 0 | 0 | 0 | 0 | 0 | 0 | 0 | 0 | 0 | 0 | 0 | 0 | 0 | 0 | 0 | 0 | 0 | 0 | 0 | 0 | 0 | 0 | 0 | 0
TAS1 | CCGT | 0 | 0 | 0 | 0 | 0 | 0 | 0 | 0 | 0 | 0 | 0 | 0 | 0 | 0 | 0 | 0 | 0 | 0 | 0 | 0 | 0 | 0 | 0 | 0 | 0 | 0 | 0
TAS1 | Gas - Steam | 0 | 0 | 0 | 0 | 0 | 0 | 0 | 0 | 0 | 0 | 0 | 0 | 0 | 0 | 0 | 0 | 0 | 0 | 0 | 0 | 0 | 0 | 0 | 0 | 0 | 0 | 0
TAS1 | OCGT / Diesel | 0 | 0.0010727 | 0.0010168 | 0.00096787 | 0.00094743 | 0.00094505 | 0.0009556 | 0.00095857 | 0.00095659 | 0.00098593 | 0.00098443 | 0.0010351 | 0.0020676 | 0.0019586 | 0.0025421 | 0.0024133 | 0.0022987 | 0.0021794 | 0.0025799 | 0.0024505 | 0.0029983 | 0.0029527 | 0.0028021 | 0.0026598 | 0.0025327 | 0.0023996 | 0.0022789
TAS1 | Hydro | 0 | 0 | 0 | 0 | 0 | 0 | 0 | 0 | 0 | 0 | 0 | 0 | 0 | 0 | 0 | 0 | 0 | 0 | 0 | 0 | 0 | 0 | 0 | 0 | 0 | 0 | 0
TAS1 | Hydrogen Turbine | 0 | 0 | 0 | 0 | 0 | 0 | 0 | 0 | 0 | 0 | 0 | 0 | 0 | 0 | 0 | 0 | 0 | 0 | 0 | 0 | 0 | 0 | 0 | 0 | 0 | 0 | 0
TAS1 | Wind | 0 | 5294.9964 | 7528.4268 | 9514.5988 | 11303.2826 | 12820.7432 | 14177.7547 | 15516.7315 | 17020.598 | 18237.0164 | 19289.4736 | 20214.6429 | 25248.5055 | 26476.869 | 27702.5655 | 26258.3562 | 24955.7976 | 23588.4242 | 22358.7006 | 21199.8472 | 20349.7852 | 20054.4671 | 21261.2718 | 20215.0115 | 19212.2376 | 18159.564 | 17212.8569
TAS1 | Solar PV | 0 | 0.0018242 | 0.0017345 | 0.0017662 | 0.0020132 | 0.0019964 | 0.0019971 | 0.0023012 | 0.0023504 | 0.0025545 | 0.0029225 | 0.0030862 | 0.005521 | 0.0052864 | 0.0050664 | 0.0048146 | 0.004601 | 0.0043654 | 0.0045407 | 0.0046792 | 0.0077996 | 0.0097167 | 0.0092346 | 0.0089242 | 0.011191 | 0.01068 | 0.010135
TAS1 | Grid Battery | 0 | 0.0040851 | 0.0045702 | 0.0045173 | 0.004298 | 0.0040838 | 0.0044479 | 0.0044967 | 0.0046613 | 0.0080915 | 0.0088925 | 0.0090324 | 0.012736 | 0.012094 | 0.01912 | 0.018187 | 0.017386 | 0.020302 | 0.020578 | 0.019546 | 0.018655 | 0.017749 | 0.016856 | 0.016017 | 0.019732 | 0.019398 | 0.018546
TAS1 | Pumped Hydro | 0 | 0 | 0.0079883 | 0.0081083 | 0.008271 | 0.0083462 | 0.0095575 | 0.010756 | 0.011388 | 0.032247 | 567.3571 | 1303.3384 | 5951.4528 | 5625.3619 | 5500.0116 | 5213.2812 | 4954.6737 | 4683.1981 | 4773.5644 | 4524.7057 | 4300.2556 | 4095.6347 | 3882.1183 | 3679.733 | 3497.198 | 3305.5802 | 3133.2513
TAS1 | VPP | 0 | 0 | 0 | 0 | 0 | 0 | 0 | 0 | 0 | 0 | 0 | 0 | 0 | 0 | 0 | 0 | 0 | 0 | 0 | 0 | 0 | 0 | 0 | 0 | 0 | 0 | 0
Total excluding storage |  | 0 | 5295.0034 | 7528.4421 | 9514.6142 | 11303.2982 | 12820.7586 | 14177.7716 | 15516.75 | 17020.6173 | 18237.0603 | 19856.8434 | 21517.9944 | 31199.9786 | 32102.2502 | 33202.6038 | 31471.6628 | 29910.4956 | 28271.6491 | 27132.2927 | 25724.5795 | 24650.0703 | 24150.1323 | 25143.419 | 23894.7721 | 22709.4691 | 21465.1767 | 20346.1392

## Option 5_Fuel Cost
Fuel cost by technology ($000s) - Option 5, Progressive Change Scenario
Fuel | Real June 2021 dollars discounted to 1 July 2021
Explicitly modelled generation
Region | Technology | 2023-24 | 2024-25 | 2025-26 | 2026-27 | 2027-28 | 2028-29 | 2029-30 | 2030-31 | 2031-32 | 2032-33 | 2033-34 | 2034-35 | 2035-36 | 2036-37 | 2037-38 | 2038-39 | 2039-40 | 2040-41 | 2041-42 | 2042-43 | 2043-44 | 2044-45 | 2045-46 | 2046-47 | 2047-48 | 2048-49 | 2049-50
NEM | Black Coal | 1446536.798 | 1313339.813 | 1111161.7385 | 935106.694 | 828850.227 | 923174.708 | 773918.826 | 709851.954 | 660141.991 | 726380.558 | 534259.156 | 509491.819 | 359490.83 | 337223.481 | 300416.713 | 280370.589 | 254586.965 | 137110.157 | 131803.094 | 79339.919 | 75985.139 | 66687.204 | 49950.078 | 36916.543 | 33583.7405 | 33002.406 | 31222.156
NEM | Brown Coal | 218032.118 | 199331.356 | 193982.219 | 180786.821 | 173071.954 | 113993.474 | 111491.728 | 102135.425 | 93515.519 | 92996.621 | 90829.419 | 87231.606 | 27147.932 | 26160.063 | 27223.612 | 25310.18 | 24213.431 | 19680.723 | 19475.56 | 18654.325 | 17552.962 | 10360.0381 | 11080.375 | 14902.222 | 0 | 0 | 0
NEM | CCGT | 118167.7669 | 115374.0549 | 122518.8047 | 81043.2784 | 71377.0401 | 75650.7059 | 61265.1808 | 91911.9259 | 75340.7825 | 134662.8703 | 294252.5175 | 324979.6075 | 332318.364 | 286113.903 | 241091.095 | 205107.024 | 174091.1835 | 149657.7935 | 130041.978 | 148693.31 | 102993.598 | 90852.2925 | 47802.333 | 31105.252 | 29842.88 | 28181.036 | 27333.788
NEM | Gas - Steam | 5463.9074 | 6492.859 | 7940.3191 | 2041.4188 | 1165.7818 | 8291.059 | 1268.7526 | 3754.1865 | 1791.2364 | 4766.2075 | 5028.2995 | 13048.637 | 54048.564 | 57110.496 | 72726.504 | 30183.728 | 0 | 0 | 0 | 0 | 0 | 0 | 0 | 0 | 0 | 0 | 0
NEM | OCGT / Diesel | 7851.7956 | 9851.8905 | 12499.1379 | 6807.4049 | 8390.0837 | 15165.4582 | 2053.2389 | 16529.3581 | 8775.6068 | 27648.5279 | 111837.9228 | 221279.6983 | 216285.7155 | 299316.1112 | 423051.5851 | 259494.6633 | 413263.1359 | 450542.7525 | 263312.4506 | 366218.3261 | 551031.6459 | 411915.472 | 458633.4961 | 569914.0815 | 693954.2603 | 852409.4994 | 930107.5711
NEM | Hydro | 0 | 0 | 0 | 0 | 0 | 0 | 0 | 0 | 0 | 0 | 0 | 0 | 0 | 0 | 0 | 0 | 0 | 0 | 0 | 0 | 0 | 0 | 0 | 0 | 0 | 0 | 0
NEM | Hydrogen Turbine | 0 | 0 | 0 | 0 | 0 | 0 | 0 | 0 | 0 | 0 | 0 | 0 | 0 | 0 | 0 | 0 | 0 | 0 | 0 | 0 | 0 | 0 | 0 | 0 | 0 | 0 | 0
NEM | Wind | 0 | 0 | 0 | 0 | 0 | 0 | 0 | 0 | 0 | 0 | 0 | 0 | 0 | 0 | 0 | 0 | 0 | 0 | 0 | 0 | 0 | 0 | 0 | 0 | 0 | 0 | 0
NEM | Solar PV | 0 | 0 | 0 | 0 | 0 | 0 | 0 | 0 | 0 | 0 | 0 | 0 | 0 | 0 | 0 | 0 | 0 | 0 | 0 | 0 | 0 | 0 | 0 | 0 | 0 | 0 | 0
NEM | Grid Battery | 0 | 0 | 0 | 0 | 0 | 0 | 0 | 0 | 0 | 0 | 0 | 0 | 0 | 0 | 0 | 0 | 0 | 0 | 0 | 0 | 0 | 0 | 0 | 0 | 0 | 0 | 0
NEM | Pumped Hydro | 0 | 0 | 0 | 0 | 0 | 0 | 0 | 0 | 0 | 0 | 0 | 0 | 0 | 0 | 0 | 0 | 0 | 0 | 0 | 0 | 0 | 0 | 0 | 0 | 0 | 0 | 0
NEM | VPP | 0 | 0 | 0 | 0 | 0 | 0 | 0 | 0 | 0 | 0 | 0 | 0 | 0 | 0 | 0 | 0 | 0 | 0 | 0 | 0 | 0 | 0 | 0 | 0 | 0 | 0 | 0
Total excluding storage |  | 1796052.386 | 1644389.9734 | 1448102.2192 | 1205785.6171 | 1082855.0865 | 1136275.4052 | 949997.7263 | 924182.8495 | 839565.1356 | 986454.7847 | 1036207.3148 | 1156031.3678 | 989291.4055 | 1005924.0542 | 1064509.5091 | 800466.1843 | 866154.7154 | 756991.426 | 544633.0826 | 612905.8801 | 747563.3449 | 579815.0066 | 567466.2821 | 652838.0985 | 757380.8808 | 913592.9414 | 988663.5151
Region | Technology | 2023-24 | 2024-25 | 2025-26 | 2026-27 | 2027-28 | 2028-29 | 2029-30 | 2030-31 | 2031-32 | 2032-33 | 2033-34 | 2034-35 | 2035-36 | 2036-37 | 2037-38 | 2038-39 | 2039-40 | 2040-41 | 2041-42 | 2042-43 | 2043-44 | 2044-45 | 2045-46 | 2046-47 | 2047-48
NSW1 | Black Coal | 728255.744 | 638949.432 | 486329.7205 | 392553.588 | 314422.474 | 410350.808 | 322855.936 | 312860.164 | 294915.044 | 337448.332 | 140057.56 | 131821.132 | 124124.332 | 110461.348 | 109373.352 | 102728.744 | 90476.36 | 0 | 0 | 0 | 0 | 0 | 0 | 0 | 0 | 0 | 0
NSW1 | Brown Coal | 0 | 0 | 0 | 0 | 0 | 0 | 0 | 0 | 0 | 0 | 0 | 0 | 0 | 0 | 0 | 0 | 0 | 0 | 0 | 0 | 0 | 0 | 0 | 0 | 0 | 0 | 0
NSW1 | CCGT | 264.7012 | 270.0724 | 2219.1748 | 1858.8984 | 1987.7056 | 1515.1345 | 461.6865 | 8745.014 | 5066.9655 | 15612.096 | 69458.384 | 69880.848 | 60440.928 | 59784.672 | 68589.384 | 56121.536 | 49113.868 | 43910.136 | 37854.804 | 44267.352 | 0 | 0 | 0 | 0 | 0 | 0 | 0
NSW1 | Gas - Steam | 0 | 0 | 0 | 0 | 0 | 0 | 0 | 0 | 0 | 0 | 0 | 0 | 0 | 0 | 0 | 0 | 0 | 0 | 0 | 0 | 0 | 0 | 0 | 0 | 0 | 0 | 0
NSW1 | OCGT / Diesel | 252.6987 | 570.311 | 4062.2622 | 1647.143 | 4277.3529 | 2106.0107 | 295.5525 | 7119.1532 | 3981.0413 | 9091.2999 | 68540.8573 | 123668.7567 | 42891.7307 | 73329.5279 | 116323.3993 | 67079.0192 | 140468.8439 | 218330.399 | 114939.3632 | 157600.044 | 261349.5062 | 150029.6029 | 174648.4321 | 204459.2674 | 252478.6286 | 259317.7196 | 309302.3484
NSW1 | Hydro | 0 | 0 | 0 | 0 | 0 | 0 | 0 | 0 | 0 | 0 | 0 | 0 | 0 | 0 | 0 | 0 | 0 | 0 | 0 | 0 | 0 | 0 | 0 | 0 | 0 | 0 | 0
NSW1 | Hydrogen Turbine | 0 | 0 | 0 | 0 | 0 | 0 | 0 | 0 | 0 | 0 | 0 | 0 | 0 | 0 | 0 | 0 | 0 | 0 | 0 | 0 | 0 | 0 | 0 | 0 | 0 | 0 | 0
NSW1 | Wind | 0 | 0 | 0 | 0 | 0 | 0 | 0 | 0 | 0 | 0 | 0 | 0 | 0 | 0 | 0 | 0 | 0 | 0 | 0 | 0 | 0 | 0 | 0 | 0 | 0 | 0 | 0
NSW1 | Solar PV | 0 | 0 | 0 | 0 | 0 | 0 | 0 | 0 | 0 | 0 | 0 | 0 | 0 | 0 | 0 | 0 | 0 | 0 | 0 | 0 | 0 | 0 | 0 | 0 | 0 | 0 | 0
NSW1 | Grid Battery | 0 | 0 | 0 | 0 | 0 | 0 | 0 | 0 | 0 | 0 | 0 | 0 | 0 | 0 | 0 | 0 | 0 | 0 | 0 | 0 | 0 | 0 | 0 | 0 | 0 | 0 | 0
NSW1 | Pumped Hydro | 0 | 0 | 0 | 0 | 0 | 0 | 0 | 0 | 0 | 0 | 0 | 0 | 0 | 0 | 0 | 0 | 0 | 0 | 0 | 0 | 0 | 0 | 0 | 0 | 0 | 0 | 0
NSW1 | VPP | 0 | 0 | 0 | 0 | 0 | 0 | 0 | 0 | 0 | 0 | 0 | 0 | 0 | 0 | 0 | 0 | 0 | 0 | 0 | 0 | 0 | 0 | 0 | 0 | 0 | 0 | 0
Total excluding storage |  | 728773.1439 | 639789.8154 | 492611.1575 | 396059.6294 | 320687.5325 | 413971.9532 | 323613.175 | 328724.3312 | 303963.0508 | 362151.7279 | 278056.8013 | 325370.7367 | 227456.9907 | 243575.5479 | 294286.1353 | 225929.2992 | 280059.0719 | 262240.535 | 152794.1672 | 201867.396 | 261349.5062 | 150029.6029 | 174648.4321 | 204459.2674 | 252478.6286 | 259317.7196 | 309302.3484
Region | Technology | 2023-24 | 2024-25 | 2025-26 | 2026-27 | 2027-28 | 2028-29 | 2029-30 | 2030-31 | 2031-32 | 2032-33 | 2033-34 | 2034-35 | 2035-36 | 2036-37 | 2037-38 | 2038-39 | 2039-40 | 2040-41 | 2041-42 | 2042-43 | 2043-44 | 2044-45 | 2045-46 | 2046-47 | 2047-48
QLD1 | Black Coal | 718281.054 | 674390.381 | 624832.018 | 542553.106 | 514427.753 | 512823.9 | 451062.89 | 396991.79 | 365226.947 | 388932.226 | 394201.596 | 377670.687 | 235366.498 | 226762.133 | 191043.361 | 177641.845 | 164110.605 | 137110.157 | 131803.094 | 79339.919 | 75985.139 | 66687.204 | 49950.078 | 36916.543 | 33583.7405 | 33002.406 | 31222.156
QLD1 | Brown Coal | 0 | 0 | 0 | 0 | 0 | 0 | 0 | 0 | 0 | 0 | 0 | 0 | 0 | 0 | 0 | 0 | 0 | 0 | 0 | 0 | 0 | 0 | 0 | 0 | 0 | 0 | 0
QLD1 | CCGT | 67611.8742 | 72903.2385 | 77695.8099 | 73891.2575 | 66203.486 | 60082.9884 | 55887.7948 | 74689.1119 | 65873.579 | 95313.9683 | 169730.3215 | 182789.9755 | 208576.648 | 164480.427 | 172501.711 | 148985.488 | 124977.3155 | 105747.6575 | 92187.174 | 104425.958 | 102993.598 | 90852.2925 | 47802.333 | 31105.252 | 29842.88 | 28181.036 | 27333.788
QLD1 | Gas - Steam | 0 | 0 | 0 | 0 | 0 | 0 | 0 | 0 | 0 | 0 | 0 | 0 | 0 | 0 | 0 | 0 | 0 | 0 | 0 | 0 | 0 | 0 | 0 | 0 | 0 | 0 | 0
QLD1 | OCGT / Diesel | 10.7306 | 0.030998 | 118.4057 | 177.5702 | 107.0034 | 164.9232 | 0.031204 | 2413.1867 | 485.6552 | 5175.6534 | 15801.1027 | 34136.6044 | 93324.0193 | 149823.1953 | 174558.2329 | 124300.8549 | 155394.4584 | 142130.6183 | 75579.4657 | 140530.8596 | 146934.8668 | 141267.8374 | 157816.8314 | 195310.7635 | 228242.5229 | 332351.1876 | 322904.0253
QLD1 | Hydro | 0 | 0 | 0 | 0 | 0 | 0 | 0 | 0 | 0 | 0 | 0 | 0 | 0 | 0 | 0 | 0 | 0 | 0 | 0 | 0 | 0 | 0 | 0 | 0 | 0 | 0 | 0
QLD1 | Hydrogen Turbine | 0 | 0 | 0 | 0 | 0 | 0 | 0 | 0 | 0 | 0 | 0 | 0 | 0 | 0 | 0 | 0 | 0 | 0 | 0 | 0 | 0 | 0 | 0 | 0 | 0 | 0 | 0
QLD1 | Wind | 0 | 0 | 0 | 0 | 0 | 0 | 0 | 0 | 0 | 0 | 0 | 0 | 0 | 0 | 0 | 0 | 0 | 0 | 0 | 0 | 0 | 0 | 0 | 0 | 0 | 0 | 0
QLD1 | Solar PV | 0 | 0 | 0 | 0 | 0 | 0 | 0 | 0 | 0 | 0 | 0 | 0 | 0 | 0 | 0 | 0 | 0 | 0 | 0 | 0 | 0 | 0 | 0 | 0 | 0 | 0 | 0
QLD1 | Grid Battery | 0 | 0 | 0 | 0 | 0 | 0 | 0 | 0 | 0 | 0 | 0 | 0 | 0 | 0 | 0 | 0 | 0 | 0 | 0 | 0 | 0 | 0 | 0 | 0 | 0 | 0 | 0
QLD1 | Pumped Hydro | 0 | 0 | 0 | 0 | 0 | 0 | 0 | 0 | 0 | 0 | 0 | 0 | 0 | 0 | 0 | 0 | 0 | 0 | 0 | 0 | 0 | 0 | 0 | 0 | 0 | 0 | 0
QLD1 | VPP | 0 | 0 | 0 | 0 | 0 | 0 | 0 | 0 | 0 | 0 | 0 | 0 | 0 | 0 | 0 | 0 | 0 | 0 | 0 | 0 | 0 | 0 | 0 | 0 | 0 | 0 | 0
Total excluding storage |  | 785903.6589 | 747293.6505 | 702646.2337 | 616621.9337 | 580738.2424 | 573071.8117 | 506950.716 | 474094.0886 | 431586.1812 | 489421.8477 | 579733.0202 | 594597.2669 | 537267.1653 | 541065.7553 | 538103.3049 | 450928.1879 | 444482.3789 | 384988.4328 | 299569.7337 | 324296.7366 | 325913.6038 | 298807.3339 | 255569.2424 | 263332.5585 | 291669.1434 | 393534.6296 | 381459.9693
Region | Technology | 2023-24 | 2024-25 | 2025-26 | 2026-27 | 2027-28 | 2028-29 | 2029-30 | 2030-31 | 2031-32 | 2032-33 | 2033-34 | 2034-35 | 2035-36 | 2036-37 | 2037-38 | 2038-39 | 2039-40 | 2040-41 | 2041-42 | 2042-43 | 2043-44 | 2044-45 | 2045-46 | 2046-47 | 2047-48
VIC1 | Black Coal | 0 | 0 | 0 | 0 | 0 | 0 | 0 | 0 | 0 | 0 | 0 | 0 | 0 | 0 | 0 | 0 | 0 | 0 | 0 | 0 | 0 | 0 | 0 | 0 | 0 | 0 | 0
VIC1 | Brown Coal | 218032.118 | 199331.356 | 193982.219 | 180786.821 | 173071.954 | 113993.474 | 111491.728 | 102135.425 | 93515.519 | 92996.621 | 90829.419 | 87231.606 | 27147.932 | 26160.063 | 27223.612 | 25310.18 | 24213.431 | 19680.723 | 19475.56 | 18654.325 | 17552.962 | 10360.0381 | 11080.375 | 14902.222 | 0 | 0 | 0
VIC1 | CCGT | 0 | 0 | 0 | 0 | 0 | 0 | 0 | 0 | 0 | 0 | 0 | 0 | 0 | 0 | 0 | 0 | 0 | 0 | 0 | 0 | 0 | 0 | 0 | 0 | 0 | 0 | 0
VIC1 | Gas - Steam | 907.4704 | 1154.4005 | 1169.0501 | 2041.4188 | 1165.7818 | 8291.059 | 1268.7526 | 3754.1865 | 1791.2364 | 4766.2075 | 5028.2995 | 13048.637 | 54048.564 | 57110.496 | 72726.504 | 30183.728 | 0 | 0 | 0 | 0 | 0 | 0 | 0 | 0 | 0 | 0 | 0
VIC1 | OCGT / Diesel | 1317.4563 | 1672.4475 | 758.3486 | 2030.6215 | 1513.1222 | 5632.5414 | 560.2972 | 2783.9654 | 2149.1745 | 4161.7408 | 2812.6816 | 11631.0269 | 38514.1333 | 35187.8434 | 68890.5069 | 23064.8053 | 62146.0793 | 48147.9823 | 38429.6057 | 32242.2761 | 67130.2838 | 82113.5994 | 84390.6897 | 131514.9327 | 177016.6974 | 212813.904 | 237443.6393
VIC1 | Hydro | 0 | 0 | 0 | 0 | 0 | 0 | 0 | 0 | 0 | 0 | 0 | 0 | 0 | 0 | 0 | 0 | 0 | 0 | 0 | 0 | 0 | 0 | 0 | 0 | 0 | 0 | 0
VIC1 | Hydrogen Turbine | 0 | 0 | 0 | 0 | 0 | 0 | 0 | 0 | 0 | 0 | 0 | 0 | 0 | 0 | 0 | 0 | 0 | 0 | 0 | 0 | 0 | 0 | 0 | 0 | 0 | 0 | 0
VIC1 | Wind | 0 | 0 | 0 | 0 | 0 | 0 | 0 | 0 | 0 | 0 | 0 | 0 | 0 | 0 | 0 | 0 | 0 | 0 | 0 | 0 | 0 | 0 | 0 | 0 | 0 | 0 | 0
VIC1 | Solar PV | 0 | 0 | 0 | 0 | 0 | 0 | 0 | 0 | 0 | 0 | 0 | 0 | 0 | 0 | 0 | 0 | 0 | 0 | 0 | 0 | 0 | 0 | 0 | 0 | 0 | 0 | 0
VIC1 | Grid Battery | 0 | 0 | 0 | 0 | 0 | 0 | 0 | 0 | 0 | 0 | 0 | 0 | 0 | 0 | 0 | 0 | 0 | 0 | 0 | 0 | 0 | 0 | 0 | 0 | 0 | 0 | 0
VIC1 | Pumped Hydro | 0 | 0 | 0 | 0 | 0 | 0 | 0 | 0 | 0 | 0 | 0 | 0 | 0 | 0 | 0 | 0 | 0 | 0 | 0 | 0 | 0 | 0 | 0 | 0 | 0 | 0 | 0
VIC1 | VPP | 0 | 0 | 0 | 0 | 0 | 0 | 0 | 0 | 0 | 0 | 0 | 0 | 0 | 0 | 0 | 0 | 0 | 0 | 0 | 0 | 0 | 0 | 0 | 0 | 0 | 0 | 0
Total excluding storage |  | 220257.0447 | 202158.204 | 195909.6177 | 184858.8613 | 175750.858 | 127917.0744 | 113320.7778 | 108673.5769 | 97455.9299 | 101924.5693 | 98670.4001 | 111911.2699 | 119710.6293 | 118458.4024 | 168840.6229 | 78558.7133 | 86359.5103 | 67828.7053 | 57905.1657 | 50896.6011 | 84683.2458 | 92473.6375 | 95471.0647 | 146417.1547 | 177016.6974 | 212813.904 | 237443.6393
Region | Technology | 2023-24 | 2024-25 | 2025-26 | 2026-27 | 2027-28 | 2028-29 | 2029-30 | 2030-31 | 2031-32 | 2032-33 | 2033-34 | 2034-35 | 2035-36 | 2036-37 | 2037-38 | 2038-39 | 2039-40 | 2040-41 | 2041-42 | 2042-43 | 2043-44 | 2044-45 | 2045-46 | 2046-47 | 2047-48
SA1 | Black Coal | 0 | 0 | 0 | 0 | 0 | 0 | 0 | 0 | 0 | 0 | 0 | 0 | 0 | 0 | 0 | 0 | 0 | 0 | 0 | 0 | 0 | 0 | 0 | 0 | 0 | 0 | 0
SA1 | Brown Coal | 0 | 0 | 0 | 0 | 0 | 0 | 0 | 0 | 0 | 0 | 0 | 0 | 0 | 0 | 0 | 0 | 0 | 0 | 0 | 0 | 0 | 0 | 0 | 0 | 0 | 0 | 0
SA1 | CCGT | 50291.1915 | 42200.744 | 42603.82 | 5293.1225 | 3185.8485 | 14052.583 | 4915.6995 | 8477.8 | 4400.238 | 23736.806 | 55063.812 | 72308.784 | 63300.788 | 61848.804 | 0 | 0 | 0 | 0 | 0 | 0 | 0 | 0 | 0 | 0 | 0 | 0 | 0
SA1 | Gas - Steam | 4556.437 | 5338.4585 | 6771.269 | 0 | 0 | 0 | 0 | 0 | 0 | 0 | 0 | 0 | 0 | 0 | 0 | 0 | 0 | 0 | 0 | 0 | 0 | 0 | 0 | 0 | 0 | 0 | 0
SA1 | OCGT / Diesel | 6270.9016 | 7609.0845 | 7560.1049 | 2952.0539 | 2492.5889 | 7261.9665 | 1197.3409 | 4163.8205 | 2153.9391 | 8981.8734 | 24683.2579 | 51440.3607 | 40587.5622 | 40676.6824 | 61920.2985 | 44988.7107 | 54902.0398 | 41823.4055 | 34071.8589 | 35752.1561 | 75449.3266 | 38264.752 | 41673.0182 | 38585.2169 | 36019.6117 | 47243.49 | 60223.3875
SA1 | Hydro | 0 | 0 | 0 | 0 | 0 | 0 | 0 | 0 | 0 | 0 | 0 | 0 | 0 | 0 | 0 | 0 | 0 | 0 | 0 | 0 | 0 | 0 | 0 | 0 | 0 | 0 | 0
SA1 | Hydrogen Turbine | 0 | 0 | 0 | 0 | 0 | 0 | 0 | 0 | 0 | 0 | 0 | 0 | 0 | 0 | 0 | 0 | 0 | 0 | 0 | 0 | 0 | 0 | 0 | 0 | 0 | 0 | 0
SA1 | Wind | 0 | 0 | 0 | 0 | 0 | 0 | 0 | 0 | 0 | 0 | 0 | 0 | 0 | 0 | 0 | 0 | 0 | 0 | 0 | 0 | 0 | 0 | 0 | 0 | 0 | 0 | 0
SA1 | Solar PV | 0 | 0 | 0 | 0 | 0 | 0 | 0 | 0 | 0 | 0 | 0 | 0 | 0 | 0 | 0 | 0 | 0 | 0 | 0 | 0 | 0 | 0 | 0 | 0 | 0 | 0 | 0
SA1 | Grid Battery | 0 | 0 | 0 | 0 | 0 | 0 | 0 | 0 | 0 | 0 | 0 | 0 | 0 | 0 | 0 | 0 | 0 | 0 | 0 | 0 | 0 | 0 | 0 | 0 | 0 | 0 | 0
SA1 | Pumped Hydro | 0 | 0 | 0 | 0 | 0 | 0 | 0 | 0 | 0 | 0 | 0 | 0 | 0 | 0 | 0 | 0 | 0 | 0 | 0 | 0 | 0 | 0 | 0 | 0 | 0 | 0 | 0
SA1 | VPP | 0 | 0 | 0 | 0 | 0 | 0 | 0 | 0 | 0 | 0 | 0 | 0 | 0 | 0 | 0 | 0 | 0 | 0 | 0 | 0 | 0 | 0 | 0 | 0 | 0 | 0 | 0
Total excluding storage |  | 61118.5301 | 55148.287 | 56935.1939 | 8245.1764 | 5678.4374 | 21314.5495 | 6113.0404 | 12641.6205 | 6554.1771 | 32718.6794 | 79747.0699 | 123749.1447 | 103888.3502 | 102525.4864 | 61920.2985 | 44988.7107 | 54902.0398 | 41823.4055 | 34071.8589 | 35752.1561 | 75449.3266 | 38264.752 | 41673.0182 | 38585.2169 | 36019.6117 | 47243.49 | 60223.3875
Region | Technology | 2023-24 | 2024-25 | 2025-26 | 2026-27 | 2027-28 | 2028-29 | 2029-30 | 2030-31 | 2031-32 | 2032-33 | 2033-34 | 2034-35 | 2035-36 | 2036-37 | 2037-38 | 2038-39 | 2039-40 | 2040-41 | 2041-42 | 2042-43 | 2043-44 | 2044-45 | 2045-46 | 2046-47 | 2047-48
TAS1 | Black Coal | 0 | 0 | 0 | 0 | 0 | 0 | 0 | 0 | 0 | 0 | 0 | 0 | 0 | 0 | 0 | 0 | 0 | 0 | 0 | 0 | 0 | 0 | 0 | 0 | 0 | 0 | 0
TAS1 | Brown Coal | 0 | 0 | 0 | 0 | 0 | 0 | 0 | 0 | 0 | 0 | 0 | 0 | 0 | 0 | 0 | 0 | 0 | 0 | 0 | 0 | 0 | 0 | 0 | 0 | 0 | 0 | 0
TAS1 | CCGT | 0 | 0 | 0 | 0 | 0 | 0 | 0 | 0 | 0 | 0 | 0 | 0 | 0 | 0 | 0 | 0 | 0 | 0 | 0 | 0 | 0 | 0 | 0 | 0 | 0 | 0 | 0
TAS1 | Gas - Steam | 0 | 0 | 0 | 0 | 0 | 0 | 0 | 0 | 0 | 0 | 0 | 0 | 0 | 0 | 0 | 0 | 0 | 0 | 0 | 0 | 0 | 0 | 0 | 0 | 0 | 0 | 0
TAS1 | OCGT / Diesel | 0.0083231 | 0.016479 | 0.016401 | 0.016313 | 0.016271 | 0.016475 | 0.017114 | 49.2323 | 5.7966 | 237.9604 | 0.023281 | 402.9495 | 968.27 | 298.8622 | 1359.1475 | 61.2734 | 351.7145 | 110.3474 | 292.1572 | 92.9902 | 167.6626 | 239.6802 | 104.5246 | 43.9009 | 196.7998 | 683.1983 | 234.1706
TAS1 | Hydro | 0 | 0 | 0 | 0 | 0 | 0 | 0 | 0 | 0 | 0 | 0 | 0 | 0 | 0 | 0 | 0 | 0 | 0 | 0 | 0 | 0 | 0 | 0 | 0 | 0 | 0 | 0
TAS1 | Hydrogen Turbine | 0 | 0 | 0 | 0 | 0 | 0 | 0 | 0 | 0 | 0 | 0 | 0 | 0 | 0 | 0 | 0 | 0 | 0 | 0 | 0 | 0 | 0 | 0 | 0 | 0 | 0 | 0
TAS1 | Wind | 0 | 0 | 0 | 0 | 0 | 0 | 0 | 0 | 0 | 0 | 0 | 0 | 0 | 0 | 0 | 0 | 0 | 0 | 0 | 0 | 0 | 0 | 0 | 0 | 0 | 0 | 0
TAS1 | Solar PV | 0 | 0 | 0 | 0 | 0 | 0 | 0 | 0 | 0 | 0 | 0 | 0 | 0 | 0 | 0 | 0 | 0 | 0 | 0 | 0 | 0 | 0 | 0 | 0 | 0 | 0 | 0
TAS1 | Grid Battery | 0 | 0 | 0 | 0 | 0 | 0 | 0 | 0 | 0 | 0 | 0 | 0 | 0 | 0 | 0 | 0 | 0 | 0 | 0 | 0 | 0 | 0 | 0 | 0 | 0 | 0 | 0
TAS1 | Pumped Hydro | 0 | 0 | 0 | 0 | 0 | 0 | 0 | 0 | 0 | 0 | 0 | 0 | 0 | 0 | 0 | 0 | 0 | 0 | 0 | 0 | 0 | 0 | 0 | 0 | 0 | 0 | 0
TAS1 | VPP | 0 | 0 | 0 | 0 | 0 | 0 | 0 | 0 | 0 | 0 | 0 | 0 | 0 | 0 | 0 | 0 | 0 | 0 | 0 | 0 | 0 | 0 | 0 | 0 | 0 | 0 | 0
Total excluding storage |  | 0.0083231 | 0.016479 | 0.016401 | 0.016313 | 0.016271 | 0.016475 | 0.017114 | 49.2323 | 5.7966 | 237.9604 | 0.023281 | 402.9495 | 968.27 | 298.8622 | 1359.1475 | 61.2734 | 351.7145 | 110.3474 | 292.1572 | 92.9902 | 167.6626 | 239.6802 | 104.5246 | 43.9009 | 196.7998 | 683.1983 | 234.1706

## Option 5_Build Cost
New generation build cost (CAPEX) by technology ($000s) - Option 5, Progressive Change Scenario
CAPEX | Real June 2021 dollars discounted to 1 July 2021. The total capital costs are annualised for modelling purposes.
Explicitly modelled generation
Region | Technology | 2023-24 | 2024-25 | 2025-26 | 2026-27 | 2027-28 | 2028-29 | 2029-30 | 2030-31 | 2031-32 | 2032-33 | 2033-34 | 2034-35 | 2035-36 | 2036-37 | 2037-38 | 2038-39 | 2039-40 | 2040-41 | 2041-42 | 2042-43 | 2043-44 | 2044-45 | 2045-46 | 2046-47 | 2047-48 | 2048-49 | 2049-50
NEM | Black Coal | 0 | 0 | 0 | 0 | 0 | 0 | 0 | 0 | 0 | 0 | 0 | 0 | 0 | 0 | 0 | 0 | 0 | 0 | 0 | 0 | 0 | 0 | 0 | 0 | 0 | 0 | 0
NEM | Brown Coal | 0 | 0 | 0 | 0 | 0 | 0 | 0 | 0 | 0 | 0 | 0 | 0 | 0 | 0 | 0 | 0 | 0 | 0 | 0 | 0 | 0 | 0 | 0 | 0 | 0 | 0 | 0
NEM | CCGT | 0 | 0 | 0 | 0 | 0 | 0 | 0 | 0 | 0 | 0 | 0 | 0 | 0 | 0 | 0 | 0 | 0 | 0 | 0 | 0 | 0 | 0 | 0 | 0 | 0 | 0 | 0
NEM | Gas - Steam | 0 | 0 | 0 | 0 | 0 | 0 | 0 | 0 | 0 | 0 | 0 | 0 | 0 | 0 | 0 | 0 | 0 | 0 | 0 | 0 | 0 | 0 | 0 | 0 | 0 | 0 | 0
NEM | OCGT / Diesel | 0 | 16779.2244 | 40449.2791 | 38340.549 | 40439.4046 | 38223.659 | 36230.9574 | 57735.3368 | 54871.3469 | 57171.6076 | 73342.4806 | 110661.2015 | 139728.1357 | 132072.1756 | 125186.9045 | 118660.5731 | 112774.3548 | 106595.2419 | 101658.723 | 96358.9794 | 108725.5067 | 154981.453 | 146901.8515 | 172329.9083 | 163781.4046 | 230523.5913 | 242850.7182
NEM | Hydro | 0 | 0 | 0 | 0 | 0 | 0 | 0 | 0 | 0 | 0 | 0 | 0 | 0 | 0 | 0 | 0 | 0 | 0 | 0 | 0 | 0 | 0 | 0 | 0 | 0 | 0 | 0
NEM | Hydrogen Turbine | 0 | 0 | 0 | 0 | 0 | 0 | 0 | 0 | 0 | 0 | 0 | 0 | 0 | 0 | 0 | 0 | 0 | 0 | 0 | 0 | 0 | 0 | 0 | 0 | 0 | 0 | 0
NEM | Wind | 0 | 138296.5366 | 348269.4068 | 578795.5875 | 794943.1531 | 994180.7221 | 1152596.1815 | 1106509.9305 | 1066458.3134 | 1021983.6329 | 1155291.0247 | 1217528.5349 | 1629458.6318 | 1712933.9331 | 1870264.0603 | 1933983.7937 | 1851440.1109 | 1893447.7712 | 1919518.8567 | 1928605.8588 | 1894487.0097 | 1846298.8433 | 1868183.9689 | 2073418.6886 | 2126441.0393 | 2221725.3427 | 2166242.5488
NEM | Solar PV | 0 | 0.13282 | 0.18353 | 0.24311 | 2512.3161 | 20445.4444 | 54354.0339 | 51520.4195 | 48964.7269 | 46281.876 | 143010.5122 | 150335.2985 | 210468.3151 | 212788.3434 | 308353.5893 | 311191.7501 | 298853.8463 | 377301.4205 | 447845.7341 | 517938.1449 | 587954.3035 | 565710.0354 | 561591.9632 | 683628.9232 | 719735.033 | 816041.3201 | 892759.9258
NEM | Grid Battery | 0 | 0.34303 | 0.47682 | 0.46078 | 1.4253 | 17187.719 | 19161.8655 | 18162.9375 | 17261.9613 | 44225.3138 | 108757.6766 | 110953.3213 | 229249.5418 | 216688.5444 | 283328.5594 | 268557.8786 | 255235.9316 | 242722.4807 | 348725.0479 | 330545.0716 | 323419.2612 | 314995.1456 | 298573.5482 | 307167.7269 | 302404.4866 | 324482.3545 | 338711.6623
NEM | Pumped Hydro | 0 | 0 | 80749.3247 | 76539.6593 | 184663.4799 | 204277.5928 | 198930.9635 | 188560.2266 | 179206.6112 | 169387.796 | 223504.0819 | 217246.7145 | 239678.364 | 226545.9509 | 215918.8366 | 204662.406 | 194510.0246 | 183852.4716 | 177269.7669 | 182854.6818 | 173784.0906 | 184393.8067 | 174780.8614 | 255173.849 | 242515.8498 | 250283.6384 | 237235.7898
NEM | VPP | 0 | 0 | 0 | 0 | 0 | 0 | 0 | 0 | 0 | 0 | 0 | 0 | 0 | 0 | 0 | 0 | 0 | 0 | 0 | 0 | 0 | 0 | 0 | 0 | 0 | 0 | 0
Total excluding storage |  | 0 | 155076.2368 | 469468.6709 | 693676.4996 | 1022559.779 | 1274315.1374 | 1461274.0017 | 1422488.8508 | 1366762.9596 | 1339050.2263 | 1703905.776 | 1806725.0708 | 2448582.9883 | 2501028.9475 | 2803051.9501 | 2837056.4015 | 2712814.2682 | 2803919.3858 | 2995018.1287 | 3056302.7365 | 3088370.1718 | 3066379.2839 | 3050032.1932 | 3491719.0959 | 3554877.8132 | 3843056.247 | 3877800.6448
Region | Technology | 2023-24 | 2024-25 | 2025-26 | 2026-27 | 2027-28 | 2028-29 | 2029-30 | 2030-31 | 2031-32 | 2032-33 | 2033-34 | 2034-35 | 2035-36 | 2036-37 | 2037-38 | 2038-39 | 2039-40 | 2040-41 | 2041-42 | 2042-43 | 2043-44 | 2044-45 | 2045-46 | 2046-47 | 2047-48 | 2048-49 | 2049-50
NSW1 | Black Coal | 0 | 0 | 0 | 0 | 0 | 0 | 0 | 0 | 0 | 0 | 0 | 0 | 0 | 0 | 0 | 0 | 0 | 0 | 0 | 0 | 0 | 0 | 0 | 0 | 0 | 0 | 0
NSW1 | Brown Coal | 0 | 0 | 0 | 0 | 0 | 0 | 0 | 0 | 0 | 0 | 0 | 0 | 0 | 0 | 0 | 0 | 0 | 0 | 0 | 0 | 0 | 0 | 0 | 0 | 0 | 0 | 0
NSW1 | CCGT | 0 | 0 | 0 | 0 | 0 | 0 | 0 | 0 | 0 | 0 | 0 | 0 | 0 | 0 | 0 | 0 | 0 | 0 | 0 | 0 | 0 | 0 | 0 | 0 | 0 | 0 | 0
NSW1 | Gas - Steam | 0 | 0 | 0 | 0 | 0 | 0 | 0 | 0 | 0 | 0 | 0 | 0 | 0 | 0 | 0 | 0 | 0 | 0 | 0 | 0 | 0 | 0 | 0 | 0 | 0 | 0 | 0
NSW1 | OCGT / Diesel | 0 | 16779.1853 | 40449.242 | 38340.5138 | 40439.3704 | 38223.6234 | 36230.9227 | 57735.2988 | 54871.3098 | 57171.5698 | 73342.4066 | 69518.8689 | 66070.3498 | 62450.2345 | 59194.5351 | 56108.5641 | 53325.2701 | 50403.481 | 47775.8114 | 45285.1294 | 43038.7376 | 40680.5665 | 38559.7788 | 38315.6552 | 36414.9876 | 53370.8641 | 53735.8219
NSW1 | Hydro | 0 | 0 | 0 | 0 | 0 | 0 | 0 | 0 | 0 | 0 | 0 | 0 | 0 | 0 | 0 | 0 | 0 | 0 | 0 | 0 | 0 | 0 | 0 | 0 | 0 | 0 | 0
NSW1 | Hydrogen Turbine | 0 | 0 | 0 | 0 | 0 | 0 | 0 | 0 | 0 | 0 | 0 | 0 | 0 | 0 | 0 | 0 | 0 | 0 | 0 | 0 | 0 | 0 | 0 | 0 | 0 | 0 | 0
NSW1 | Wind | 0 | 101380.5303 | 228833.5181 | 379270.7051 | 504353.534 | 622681.8839 | 709680.995 | 672683.4082 | 639314.6033 | 604285.3873 | 675080.7171 | 673808.7702 | 681142.8328 | 678549.882 | 667917.1496 | 773630.4287 | 735254.1012 | 724844.3595 | 743503.9274 | 704882.1842 | 712472.6953 | 693884.001 | 697954.245 | 733119.6057 | 790280.706 | 776652.1772 | 772582.3191
NSW1 | Solar PV | 0 | 0.039026 | 0.054563 | 0.083696 | 2512.1471 | 20445.2744 | 54353.844 | 51520.232 | 48964.5449 | 46281.6904 | 143010.3159 | 150335.074 | 194818.3098 | 184143.8788 | 202257.3431 | 191713.1224 | 182203.0958 | 219503.4663 | 266589.4266 | 277072.0368 | 287542.1424 | 272569.2759 | 274169.096 | 288334.1607 | 281164.323 | 293074.556 | 325077.2048
NSW1 | Grid Battery | 0 | 0.17858 | 0.30561 | 0.29432 | 1.267 | 17187.5634 | 19161.7111 | 18162.771 | 17261.7987 | 44225.0501 | 95768.3187 | 90775.6643 | 86272.6989 | 81545.6625 | 77294.4934 | 73264.9238 | 69630.5819 | 65815.4144 | 98845.6243 | 93692.5357 | 89044.8709 | 90832.1814 | 86096.8087 | 95184.0816 | 90462.0902 | 79619.6554 | 74489.7318
NSW1 | Pumped Hydro | 0 | 0 | 80749.1019 | 76539.4347 | 184663.2546 | 204277.3555 | 198930.7226 | 188559.9303 | 179206.3188 | 169387.2778 | 160557.6551 | 152187.3511 | 144638.02 | 136713.0386 | 129585.8188 | 122830.1605 | 116737.1078 | 110340.8685 | 104588.5046 | 99136.0239 | 94218.331 | 108910.8021 | 103232.9882 | 97851.1751 | 92997.2177 | 87901.7305 | 83319.1784
NSW1 | VPP | 0 | 0 | 0 | 0 | 0 | 0 | 0 | 0 | 0 | 0 | 0 | 0 | 0 | 0 | 0 | 0 | 0 | 0 | 0 | 0 | 0 | 0 | 0 | 0 | 0 | 0 | 0
Total excluding storage |  | 0 | 118159.9332 | 350032.2222 | 494151.0316 | 731969.5731 | 902815.7007 | 1018358.1954 | 988661.6403 | 939618.5755 | 921350.9755 | 1147759.4132 | 1136625.7286 | 1172942.2114 | 1143402.6963 | 1136249.34 | 1217547.1994 | 1157150.1568 | 1170907.5897 | 1261303.2943 | 1220067.9099 | 1226316.7773 | 1206876.827 | 1200012.9166 | 1252804.6782 | 1291319.3245 | 1290618.9832 | 1309204.256
Region | Technology | 2023-24 | 2024-25 | 2025-26 | 2026-27 | 2027-28 | 2028-29 | 2029-30 | 2030-31 | 2031-32 | 2032-33 | 2033-34 | 2034-35 | 2035-36 | 2036-37 | 2037-38 | 2038-39 | 2039-40 | 2040-41 | 2041-42 | 2042-43 | 2043-44 | 2044-45 | 2045-46 | 2046-47 | 2047-48 | 2048-49 | 2049-50
QLD1 | Black Coal | 0 | 0 | 0 | 0 | 0 | 0 | 0 | 0 | 0 | 0 | 0 | 0 | 0 | 0 | 0 | 0 | 0 | 0 | 0 | 0 | 0 | 0 | 0 | 0 | 0 | 0 | 0
QLD1 | Brown Coal | 0 | 0 | 0 | 0 | 0 | 0 | 0 | 0 | 0 | 0 | 0 | 0 | 0 | 0 | 0 | 0 | 0 | 0 | 0 | 0 | 0 | 0 | 0 | 0 | 0 | 0 | 0
QLD1 | CCGT | 0 | 0 | 0 | 0 | 0 | 0 | 0 | 0 | 0 | 0 | 0 | 0 | 0 | 0 | 0 | 0 | 0 | 0 | 0 | 0 | 0 | 0 | 0 | 0 | 0 | 0 | 0
QLD1 | Gas - Steam | 0 | 0 | 0 | 0 | 0 | 0 | 0 | 0 | 0 | 0 | 0 | 0 | 0 | 0 | 0 | 0 | 0 | 0 | 0 | 0 | 0 | 0 | 0 | 0 | 0 | 0 | 0
QLD1 | OCGT / Diesel | 0 | 0.009616 | 0.0091147 | 0.0086704 | 0.0084925 | 0.010186 | 0.0097001 | 0.012428 | 0.011865 | 0.011436 | 0.047506 | 41142.3013 | 52401.2212 | 49530.0625 | 46947.9279 | 44500.4056 | 42292.9402 | 39975.6327 | 37891.595 | 35916.2039 | 34134.5622 | 32264.2672 | 30582.2439 | 60308.2541 | 57316.6323 | 107351.1633 | 101754.6547
QLD1 | Hydro | 0 | 0 | 0 | 0 | 0 | 0 | 0 | 0 | 0 | 0 | 0 | 0 | 0 | 0 | 0 | 0 | 0 | 0 | 0 | 0 | 0 | 0 | 0 | 0 | 0 | 0 | 0
QLD1 | Hydrogen Turbine | 0 | 0 | 0 | 0 | 0 | 0 | 0 | 0 | 0 | 0 | 0 | 0 | 0 | 0 | 0 | 0 | 0 | 0 | 0 | 0 | 0 | 0 | 0 | 0 | 0 | 0 | 0
QLD1 | Wind | 0 | 0.16662 | 0.15912 | 69890.4093 | 151842.5895 | 225732.192 | 290953.7309 | 275785.5273 | 262105.0452 | 247743.8315 | 234828.4852 | 258487.2476 | 394112.1647 | 431499.1145 | 534575.0097 | 506706.1707 | 481570.7518 | 472500.0191 | 514933.4596 | 548643.7769 | 527354.8503 | 499322.6029 | 523282.0024 | 642507.6205 | 614191.3628 | 725704.0474 | 692552.4914
QLD1 | Solar PV | 0 | 0.030838 | 0.029658 | 0.064193 | 0.073612 | 0.076407 | 0.098664 | 0.09366 | 0.089269 | 0.084682 | 0.080671 | 0.076691 | 4655.4423 | 13761.5589 | 75462.5828 | 71528.5146 | 67980.3061 | 103269.5258 | 97885.8318 | 161461.7406 | 184747.5594 | 174624.903 | 174238.2954 | 259841.8843 | 279025.1395 | 312222.0806 | 357506.4086
QLD1 | Grid Battery | 0 | 0.038777 | 0.042556 | 0.041958 | 0.039899 | 0.041328 | 0.0397 | 0.049214 | 0.047098 | 0.076762 | 12989.147 | 20177.4027 | 59186.1547 | 55943.2372 | 111806.7131 | 105977.9275 | 100720.8385 | 95202.16 | 125057.4462 | 118537.8648 | 121928.7775 | 115248.0642 | 109239.8701 | 114128.7926 | 108467.3766 | 111980.4528 | 134938.6646
QLD1 | Pumped Hydro | 0 | 0 | 0.051363 | 0.054423 | 0.054181 | 0.061522 | 0.059104 | 0.096063 | 0.091586 | 0.12777 | 58948.3742 | 55875.247 | 53103.5284 | 50193.8891 | 47577.1479 | 45096.8228 | 42859.7721 | 40511.407 | 38399.4425 | 51224.0404 | 48683.0461 | 46015.6136 | 43616.6959 | 130847.6231 | 124356.8602 | 138598.7011 | 131373.1766
QLD1 | VPP | 0 | 0 | 0 | 0 | 0 | 0 | 0 | 0 | 0 | 0 | 0 | 0 | 0 | 0 | 0 | 0 | 0 | 0 | 0 | 0 | 0 | 0 | 0 | 0 | 0 | 0 | 0
Total excluding storage |  | 0 | 0.24585 | 0.29181 | 69890.5785 | 151842.7656 | 225732.3815 | 290953.9381 | 275785.7787 | 262105.2851 | 247744.1321 | 306766.1347 | 375682.2754 | 563458.5113 | 600927.8621 | 816369.3814 | 773809.8412 | 735424.6087 | 751458.7445 | 814167.7752 | 915783.6265 | 916848.7955 | 867475.4509 | 880959.1077 | 1207634.1746 | 1183357.3714 | 1395856.4451 | 1418125.3958
Region | Technology | 2023-24 | 2024-25 | 2025-26 | 2026-27 | 2027-28 | 2028-29 | 2029-30 | 2030-31 | 2031-32 | 2032-33 | 2033-34 | 2034-35 | 2035-36 | 2036-37 | 2037-38 | 2038-39 | 2039-40 | 2040-41 | 2041-42 | 2042-43 | 2043-44 | 2044-45 | 2045-46 | 2046-47 | 2047-48 | 2048-49 | 2049-50
VIC1 | Black Coal | 0 | 0 | 0 | 0 | 0 | 0 | 0 | 0 | 0 | 0 | 0 | 0 | 0 | 0 | 0 | 0 | 0 | 0 | 0 | 0 | 0 | 0 | 0 | 0 | 0 | 0 | 0
VIC1 | Brown Coal | 0 | 0 | 0 | 0 | 0 | 0 | 0 | 0 | 0 | 0 | 0 | 0 | 0 | 0 | 0 | 0 | 0 | 0 | 0 | 0 | 0 | 0 | 0 | 0 | 0 | 0 | 0
VIC1 | CCGT | 0 | 0 | 0 | 0 | 0 | 0 | 0 | 0 | 0 | 0 | 0 | 0 | 0 | 0 | 0 | 0 | 0 | 0 | 0 | 0 | 0 | 0 | 0 | 0 | 0 | 0 | 0
VIC1 | Gas - Steam | 0 | 0 | 0 | 0 | 0 | 0 | 0 | 0 | 0 | 0 | 0 | 0 | 0 | 0 | 0 | 0 | 0 | 0 | 0 | 0 | 0 | 0 | 0 | 0 | 0 | 0 | 0
VIC1 | OCGT / Diesel | 0 | 0.01066 | 0.010105 | 0.0095778 | 0.009131 | 0.0087564 | 0.0084459 | 0.0086008 | 0.008454 | 0.0088083 | 0.0089119 | 0.0098076 | 21256.4422 | 20091.7629 | 19044.3251 | 18051.493 | 17156.0395 | 16216.0288 | 15991.2182 | 15157.5528 | 18329.1118 | 68017.8779 | 64471.9222 | 61110.8269 | 58079.4025 | 56977.5413 | 65779.9403
VIC1 | Hydro | 0 | 0 | 0 | 0 | 0 | 0 | 0 | 0 | 0 | 0 | 0 | 0 | 0 | 0 | 0 | 0 | 0 | 0 | 0 | 0 | 0 | 0 | 0 | 0 | 0 | 0 | 0
VIC1 | Hydrogen Turbine | 0 | 0 | 0 | 0 | 0 | 0 | 0 | 0 | 0 | 0 | 0 | 0 | 0 | 0 | 0 | 0 | 0 | 0 | 0 | 0 | 0 | 0 | 0 | 0 | 0 | 0 | 0
VIC1 | Wind | 0 | 0.10525 | 67032.7825 | 63538.1933 | 60386.3514 | 57077.6773 | 54102.0648 | 51281.579 | 48737.7312 | 46067.3053 | 43665.7218 | 80281.988 | 247481.7785 | 283756.5066 | 305537.0211 | 300715.6318 | 286564.6451 | 336924.3528 | 320444.1401 | 348046.9879 | 342189.9618 | 333258.5898 | 321476.1269 | 339999.0122 | 353043.0327 | 343533.977 | 346040.5161
VIC1 | Solar PV | 0 | 0.022269 | 0.060564 | 0.057493 | 0.054854 | 0.05204 | 0.049429 | 0.047013 | 0.044799 | 0.042522 | 0.042424 | 0.046509 | 5303.8536 | 5013.2465 | 4751.894 | 23417.63 | 25354.9069 | 32490.3838 | 40470.1132 | 38740.5084 | 55278.4843 | 61320.6582 | 58971.1134 | 70777.8789 | 89966.8838 | 121414.6347 | 121698.5951
VIC1 | Grid Battery | 0 | 0.045809 | 0.043535 | 0.042097 | 0.040036 | 0.039685 | 0.038584 | 0.039759 | 0.03852 | 0.061063 | 0.070806 | 0.07821 | 62187.3816 | 58780.0216 | 55715.6608 | 52811.0531 | 50191.3343 | 48912.6101 | 71150.5171 | 67441.2487 | 64095.7915 | 60583.8513 | 57425.4517 | 54431.7079 | 58393.6325 | 82149.556 | 81195.4082
VIC1 | Pumped Hydro | 0 | 0 | 0.04837 | 0.048475 | 0.049103 | 0.050262 | 0.049027 | 0.054486 | 0.052392 | 0.068699 | 0.092657 | 0.092137 | 0.10298 | 0.09795 | 0.093347 | 0.0889 | 0.085191 | 0.083871 | 0.14614 | 0.13899 | 0.13261 | 0.16109 | 0.15319 | 0.14571 | 0.15577 | 0.23841 | 0.3339
VIC1 | VPP | 0 | 0 | 0 | 0 | 0 | 0 | 0 | 0 | 0 | 0 | 0 | 0 | 0 | 0 | 0 | 0 | 0 | 0 | 0 | 0 | 0 | 0 | 0 | 0 | 0 | 0 | 0
Total excluding storage |  | 0 | 0.18399 | 67032.9451 | 63538.3509 | 60386.5045 | 57077.8281 | 54102.2103 | 51281.7288 | 48737.8753 | 46067.4864 | 43665.9366 | 80282.2147 | 336229.5589 | 367641.6355 | 385048.9944 | 394995.8968 | 379267.0111 | 434543.4593 | 448056.1347 | 469386.4369 | 479893.4821 | 523181.1384 | 502344.7675 | 526319.5716 | 559483.1072 | 604075.9473 | 614714.7937
Region | Technology | 2023-24 | 2024-25 | 2025-26 | 2026-27 | 2027-28 | 2028-29 | 2029-30 | 2030-31 | 2031-32 | 2032-33 | 2033-34 | 2034-35 | 2035-36 | 2036-37 | 2037-38 | 2038-39 | 2039-40 | 2040-41 | 2041-42 | 2042-43 | 2043-44 | 2044-45 | 2045-46 | 2046-47 | 2047-48 | 2048-49 | 2049-50
SA1 | Black Coal | 0 | 0 | 0 | 0 | 0 | 0 | 0 | 0 | 0 | 0 | 0 | 0 | 0 | 0 | 0 | 0 | 0 | 0 | 0 | 0 | 0 | 0 | 0 | 0 | 0 | 0 | 0
SA1 | Brown Coal | 0 | 0 | 0 | 0 | 0 | 0 | 0 | 0 | 0 | 0 | 0 | 0 | 0 | 0 | 0 | 0 | 0 | 0 | 0 | 0 | 0 | 0 | 0 | 0 | 0 | 0 | 0
SA1 | CCGT | 0 | 0 | 0 | 0 | 0 | 0 | 0 | 0 | 0 | 0 | 0 | 0 | 0 | 0 | 0 | 0 | 0 | 0 | 0 | 0 | 0 | 0 | 0 | 0 | 0 | 0 | 0
SA1 | Gas - Steam | 0 | 0 | 0 | 0 | 0 | 0 | 0 | 0 | 0 | 0 | 0 | 0 | 0 | 0 | 0 | 0 | 0 | 0 | 0 | 0 | 0 | 0 | 0 | 0 | 0 | 0 | 0
SA1 | OCGT / Diesel | 0 | 0.0096294 | 0.0091274 | 0.0086746 | 0.0085055 | 0.0086636 | 0.0084508 | 0.0087413 | 0.0086192 | 0.0091159 | 0.0092287 | 0.012678 | 0.10536 | 0.099651 | 0.095661 | 0.090691 | 0.086261 | 0.081589 | 0.077406 | 0.073401 | 13223.0709 | 14018.7175 | 13287.8839 | 12595.1506 | 11970.3618 | 12824.0032 | 21580.2853
SA1 | Hydro | 0 | 0 | 0 | 0 | 0 | 0 | 0 | 0 | 0 | 0 | 0 | 0 | 0 | 0 | 0 | 0 | 0 | 0 | 0 | 0 | 0 | 0 | 0 | 0 | 0 | 0 | 0
SA1 | Hydrogen Turbine | 0 | 0 | 0 | 0 | 0 | 0 | 0 | 0 | 0 | 0 | 0 | 0 | 0 | 0 | 0 | 0 | 0 | 0 | 0 | 0 | 0 | 0 | 0 | 0 | 0 | 0 | 0
SA1 | Wind | 0 | 0.1378 | 0.13065 | 0.12971 | 0.1254 | 0.13911 | 0.13408 | 0.15385 | 0.14916 | 0.24855 | 71511.1683 | 69137.7562 | 139141.0262 | 144158.0965 | 179510.5956 | 179733.188 | 183443.8308 | 203591.3636 | 193160.8318 | 187204.1941 | 178310.2818 | 187895.7886 | 186380.5053 | 225578.9109 | 243270.9085 | 257064.9804 | 252160.8681
SA1 | Solar PV | 0 | 0.028754 | 0.027394 | 0.026218 | 0.027589 | 0.028737 | 0.029083 | 0.032599 | 0.033443 | 0.04288 | 0.055936 | 0.083275 | 5690.6793 | 9869.6305 | 25881.7418 | 24532.4568 | 23315.5123 | 22038.0208 | 42900.3381 | 40663.8341 | 60386.079 | 57195.1517 | 54213.4142 | 64674.9567 | 69578.6351 | 89329.9996 | 88477.6736
SA1 | Grid Battery | 0 | 0.046004 | 0.047466 | 0.045262 | 0.043036 | 0.041012 | 0.040361 | 0.041853 | 0.040776 | 0.071037 | 0.081371 | 0.11726 | 21603.2297 | 20419.5503 | 38511.5866 | 36503.874 | 34693.0812 | 32792.1887 | 53671.3526 | 50873.3203 | 48349.7238 | 48330.9677 | 45811.3428 | 43423.074 | 45081.3023 | 50732.6072 | 48087.7796
SA1 | Pumped Hydro | 0 | 0 | 0.059385 | 0.057043 | 0.05603 | 0.058941 | 0.056688 | 0.060288 | 0.058 | 0.073254 | 0.081357 | 0.096163 | 0.133 | 0.12704 | 0.12385 | 0.11765 | 0.11225 | 0.10901 | 0.11287 | 0.10773 | 0.10741 | 0.12203 | 0.11599 | 0.11034 | 0.11668 | 0.11332 | 0.11006
SA1 | VPP | 0 | 0 | 0 | 0 | 0 | 0 | 0 | 0 | 0 | 0 | 0 | 0 | 0 | 0 | 0 | 0 | 0 | 0 | 0 | 0 | 0 | 0 | 0 | 0 | 0 | 0 | 0
Total excluding storage |  | 0 | 0.22219 | 0.27402 | 0.2669 | 0.26056 | 0.27646 | 0.26866 | 0.29733 | 0.28999 | 0.44483 | 71511.3962 | 69138.0656 | 166435.1736 | 174447.5039 | 243904.1435 | 240769.7271 | 241452.6228 | 258421.7637 | 289732.7127 | 278741.5297 | 300269.263 | 307440.7475 | 299693.2622 | 346272.2026 | 369901.3243 | 409951.7037 | 410306.7167
Region | Technology | 2023-24 | 2024-25 | 2025-26 | 2026-27 | 2027-28 | 2028-29 | 2029-30 | 2030-31 | 2031-32 | 2032-33 | 2033-34 | 2034-35 | 2035-36 | 2036-37 | 2037-38 | 2038-39 | 2039-40 | 2040-41 | 2041-42 | 2042-43 | 2043-44 | 2044-45 | 2045-46 | 2046-47 | 2047-48 | 2048-49 | 2049-50
TAS1 | Black Coal | 0 | 0 | 0 | 0 | 0 | 0 | 0 | 0 | 0 | 0 | 0 | 0 | 0 | 0 | 0 | 0 | 0 | 0 | 0 | 0 | 0 | 0 | 0 | 0 | 0 | 0 | 0
TAS1 | Brown Coal | 0 | 0 | 0 | 0 | 0 | 0 | 0 | 0 | 0 | 0 | 0 | 0 | 0 | 0 | 0 | 0 | 0 | 0 | 0 | 0 | 0 | 0 | 0 | 0 | 0 | 0 | 0
TAS1 | CCGT | 0 | 0 | 0 | 0 | 0 | 0 | 0 | 0 | 0 | 0 | 0 | 0 | 0 | 0 | 0 | 0 | 0 | 0 | 0 | 0 | 0 | 0 | 0 | 0 | 0 | 0 | 0
TAS1 | Gas - Steam | 0 | 0 | 0 | 0 | 0 | 0 | 0 | 0 | 0 | 0 | 0 | 0 | 0 | 0 | 0 | 0 | 0 | 0 | 0 | 0 | 0 | 0 | 0 | 0 | 0 | 0 | 0
TAS1 | OCGT / Diesel | 0 | 0.009146 | 0.0086692 | 0.0082513 | 0.0080777 | 0.0080546 | 0.0081387 | 0.0081612 | 0.008141 | 0.0083814 | 0.0083635 | 0.0087823 | 0.017033 | 0.016135 | 0.02075 | 0.0197 | 0.018765 | 0.017793 | 0.020932 | 0.019883 | 0.024151 | 0.023869 | 0.022652 | 0.021502 | 0.020475 | 0.0194 | 0.016028
TAS1 | Hydro | 0 | 0 | 0 | 0 | 0 | 0 | 0 | 0 | 0 | 0 | 0 | 0 | 0 | 0 | 0 | 0 | 0 | 0 | 0 | 0 | 0 | 0 | 0 | 0 | 0 | 0 | 0
TAS1 | Hydrogen Turbine | 0 | 0 | 0 | 0 | 0 | 0 | 0 | 0 | 0 | 0 | 0 | 0 | 0 | 0 | 0 | 0 | 0 | 0 | 0 | 0 | 0 | 0 | 0 | 0 | 0 | 0 | 0
TAS1 | Wind | 0 | 36915.5966 | 52402.8164 | 66096.1501 | 78360.5529 | 88688.8298 | 97859.2567 | 106759.2621 | 116300.7845 | 123886.8603 | 130204.9323 | 135812.7729 | 167580.8296 | 174970.3336 | 182724.2844 | 173198.3746 | 164606.782 | 155587.6762 | 147476.4979 | 139828.7157 | 134159.2205 | 131937.8608 | 139091.0892 | 132213.5393 | 125655.0294 | 118770.1608 | 102906.3541
TAS1 | Solar PV | 0 | 0.011934 | 0.011347 | 0.011507 | 0.012936 | 0.012769 | 0.012702 | 0.0143 | 0.014477 | 0.015449 | 0.017266 | 0.017983 | 0.030112 | 0.028818 | 0.027601 | 0.026229 | 0.02506 | 0.023775 | 0.024484 | 0.024978 | 0.038359 | 0.046441 | 0.044143 | 0.042615 | 0.051603 | 0.049246 | 0.043612
TAS1 | Grid Battery | 0 | 0.033862 | 0.037657 | 0.037136 | 0.03533 | 0.033545 | 0.035701 | 0.035632 | 0.036198 | 0.054925 | 0.058717 | 0.05882 | 0.076881 | 0.072939 | 0.10545 | 0.10025 | 0.095728 | 0.10745 | 0.10762 | 0.10218 | 0.097437 | 0.080979 | 0.074986 | 0.070739 | 0.08497 | 0.083136 | 0.078074
TAS1 | Pumped Hydro | 0 | 0 | 0.06371 | 0.064675 | 0.065976 | 0.066589 | 0.076073 | 0.085471 | 0.090369 | 0.24846 | 3997.8786 | 9183.9281 | 41936.5796 | 39638.7983 | 38755.6527 | 36735.2162 | 34912.9472 | 33000.0032 | 34281.5608 | 32494.3708 | 30882.4734 | 29467.1079 | 27930.9082 | 26474.7948 | 25161.4994 | 23782.8551 | 22542.9908
TAS1 | VPP | 0 | 0 | 0 | 0 | 0 | 0 | 0 | 0 | 0 | 0 | 0 | 0 | 0 | 0 | 0 | 0 | 0 | 0 | 0 | 0 | 0 | 0 | 0 | 0 | 0 | 0 | 0
Total excluding storage |  | 0 | 36915.6516 | 52402.9378 | 66096.2717 | 78360.6752 | 88688.9508 | 97859.3893 | 106759.4057 | 116300.9336 | 123887.1875 | 134202.8952 | 144996.7866 | 209517.5332 | 214609.2498 | 221480.0909 | 209933.7369 | 199519.8688 | 188587.8284 | 181758.2117 | 172323.2335 | 165041.8539 | 161405.12 | 167022.1392 | 158688.4689 | 150816.6859 | 142553.1677 | 125449.4826

## Option 5_Rehab Cost
Rehabilition cost by technology ($000s) - Option 5, Progressive Change Scenario
Rehab | Real June 2021 dollars discounted to 1 July 2021
Explicitly modelled generation
Region | Technology | 2023-24 | 2024-25 | 2025-26 | 2026-27 | 2027-28 | 2028-29 | 2029-30 | 2030-31 | 2031-32 | 2032-33 | 2033-34 | 2034-35 | 2035-36 | 2036-37 | 2037-38 | 2038-39 | 2039-40 | 2040-41 | 2041-42 | 2042-43 | 2043-44 | 2044-45 | 2045-46 | 2046-47 | 2047-48 | 2048-49 | 2049-50
NEM | Black Coal | 0 | 0 | 0 | 0 | 0 | 0 | 0 | 0 | 0 | 0 | 0 | 0 | 0 | 0 | 0 | 0 | 0 | 0 | 0 | 0 | 0 | 0 | 0 | 0 | 0 | 0 | 0
NEM | Brown Coal | 0 | 0 | 0 | 0 | 0 | 0 | 0 | 0 | 0 | 0 | 0 | 0 | 0 | 0 | 0 | 0 | 0 | 0 | 0 | 0 | 0 | 0 | 0 | 0 | 0 | 0 | 0
NEM | CCGT | 0 | 0 | 0 | 0 | 0 | 0 | 0 | 0 | 0 | 0 | 0 | 0 | 0 | 0 | 0 | 0 | 0 | 0 | 0 | 0 | 0 | 0 | 0 | 0 | 0 | 0 | 0
NEM | Gas - Steam | 0 | 0 | 0 | 0 | 0 | 0 | 0 | 0 | 0 | 0 | 0 | 0 | 0 | 0 | 0 | 0 | 0 | 0 | 0 | 0 | 0 | 0 | 0 | 0 | 0 | 0 | 0
NEM | OCGT / Diesel | 0 | 0 | 0 | 0 | 0 | 0 | 0 | 0 | 0 | 0 | 0 | 0 | 0 | 0 | 0 | 0 | 0 | 0 | 0 | 0 | 0 | 0 | 0 | 0 | 0 | 0 | 0
NEM | Hydro | 0 | 0 | 0 | 0 | 0 | 0 | 0 | 0 | 0 | 0 | 0 | 0 | 0 | 0 | 0 | 0 | 0 | 0 | 0 | 0 | 0 | 0 | 0 | 0 | 0 | 0 | 0
NEM | Hydrogen Turbine | 0 | 0 | 0 | 0 | 0 | 0 | 0 | 0 | 0 | 0 | 0 | 0 | 0 | 0 | 0 | 0 | 0 | 0 | 0 | 0 | 0 | 0 | 0 | 0 | 0 | 0 | 0
NEM | Wind | 0 | 0 | 0 | 0 | 0 | 0 | 0 | 0 | 0 | 0 | 0 | 0 | 0 | 0 | 0 | 0 | 0 | 0 | 0 | 0 | 0 | 0 | 0 | 0 | 0 | 0 | 0
NEM | Solar PV | 0 | 0 | 0 | 0 | 0 | 0 | 0 | 0 | 0 | 0 | 0 | 0 | 0 | 0 | 0 | 0 | 0 | 0 | 0 | 0 | 0 | 0 | 0 | 0 | 0 | 0 | 0
NEM | Grid Battery | 0 | 0 | 0 | 0 | 0 | 0 | 0 | 0 | 0 | 0 | 0 | 0 | 0 | 0 | 0 | 0 | 0 | 0 | 0 | 0 | 0 | 0 | 0 | 0 | 0 | 0 | 0
NEM | Pumped Hydro | 0 | 0 | 0 | 0 | 0 | 0 | 0 | 0 | 0 | 0 | 0 | 0 | 0 | 0 | 0 | 0 | 0 | 0 | 0 | 0 | 0 | 0 | 0 | 0 | 0 | 0 | 0
NEM | VPP | 0 | 0 | 0 | 0 | 0 | 0 | 0 | 0 | 0 | 0 | 0 | 0 | 0 | 0 | 0 | 0 | 0 | 0 | 0 | 0 | 0 | 0 | 0 | 0 | 0 | 0 | 0
Total excluding storage |  | 0 | 0 | 0 | 0 | 0 | 0 | 0 | 0 | 0 | 0 | 0 | 0 | 0 | 0 | 0 | 0 | 0 | 0 | 0 | 0 | 0 | 0 | 0 | 0 | 0 | 0 | 0
Region | Technology | 2023-24 | 2024-25 | 2025-26 | 2026-27 | 2027-28 | 2028-29 | 2029-30 | 2030-31 | 2031-32 | 2032-33 | 2033-34 | 2034-35 | 2035-36 | 2036-37 | 2037-38 | 2038-39 | 2039-40 | 2040-41 | 2041-42 | 2042-43 | 2043-44 | 2044-45 | 2045-46 | 2046-47 | 2047-48 | 2048-49 | 2049-50
NSW1 | Black Coal | 0 | 0 | 0 | 0 | 0 | 0 | 0 | 0 | 0 | 0 | 0 | 0 | 0 | 0 | 0 | 0 | 0 | 0 | 0 | 0 | 0 | 0 | 0 | 0 | 0 | 0 | 0
NSW1 | Brown Coal | 0 | 0 | 0 | 0 | 0 | 0 | 0 | 0 | 0 | 0 | 0 | 0 | 0 | 0 | 0 | 0 | 0 | 0 | 0 | 0 | 0 | 0 | 0 | 0 | 0 | 0 | 0
NSW1 | CCGT | 0 | 0 | 0 | 0 | 0 | 0 | 0 | 0 | 0 | 0 | 0 | 0 | 0 | 0 | 0 | 0 | 0 | 0 | 0 | 0 | 0 | 0 | 0 | 0 | 0 | 0 | 0
NSW1 | Gas - Steam | 0 | 0 | 0 | 0 | 0 | 0 | 0 | 0 | 0 | 0 | 0 | 0 | 0 | 0 | 0 | 0 | 0 | 0 | 0 | 0 | 0 | 0 | 0 | 0 | 0 | 0 | 0
NSW1 | OCGT / Diesel | 0 | 0 | 0 | 0 | 0 | 0 | 0 | 0 | 0 | 0 | 0 | 0 | 0 | 0 | 0 | 0 | 0 | 0 | 0 | 0 | 0 | 0 | 0 | 0 | 0 | 0 | 0
NSW1 | Hydro | 0 | 0 | 0 | 0 | 0 | 0 | 0 | 0 | 0 | 0 | 0 | 0 | 0 | 0 | 0 | 0 | 0 | 0 | 0 | 0 | 0 | 0 | 0 | 0 | 0 | 0 | 0
NSW1 | Hydrogen Turbine | 0 | 0 | 0 | 0 | 0 | 0 | 0 | 0 | 0 | 0 | 0 | 0 | 0 | 0 | 0 | 0 | 0 | 0 | 0 | 0 | 0 | 0 | 0 | 0 | 0 | 0 | 0
NSW1 | Wind | 0 | 0 | 0 | 0 | 0 | 0 | 0 | 0 | 0 | 0 | 0 | 0 | 0 | 0 | 0 | 0 | 0 | 0 | 0 | 0 | 0 | 0 | 0 | 0 | 0 | 0 | 0
NSW1 | Solar PV | 0 | 0 | 0 | 0 | 0 | 0 | 0 | 0 | 0 | 0 | 0 | 0 | 0 | 0 | 0 | 0 | 0 | 0 | 0 | 0 | 0 | 0 | 0 | 0 | 0 | 0 | 0
NSW1 | Grid Battery | 0 | 0 | 0 | 0 | 0 | 0 | 0 | 0 | 0 | 0 | 0 | 0 | 0 | 0 | 0 | 0 | 0 | 0 | 0 | 0 | 0 | 0 | 0 | 0 | 0 | 0 | 0
NSW1 | Pumped Hydro | 0 | 0 | 0 | 0 | 0 | 0 | 0 | 0 | 0 | 0 | 0 | 0 | 0 | 0 | 0 | 0 | 0 | 0 | 0 | 0 | 0 | 0 | 0 | 0 | 0 | 0 | 0
NSW1 | VPP | 0 | 0 | 0 | 0 | 0 | 0 | 0 | 0 | 0 | 0 | 0 | 0 | 0 | 0 | 0 | 0 | 0 | 0 | 0 | 0 | 0 | 0 | 0 | 0 | 0 | 0 | 0
Total excluding storage |  | 0 | 0 | 0 | 0 | 0 | 0 | 0 | 0 | 0 | 0 | 0 | 0 | 0 | 0 | 0 | 0 | 0 | 0 | 0 | 0 | 0 | 0 | 0 | 0 | 0 | 0 | 0
Region | Technology | 2023-24 | 2024-25 | 2025-26 | 2026-27 | 2027-28 | 2028-29 | 2029-30 | 2030-31 | 2031-32 | 2032-33 | 2033-34 | 2034-35 | 2035-36 | 2036-37 | 2037-38 | 2038-39 | 2039-40 | 2040-41 | 2041-42 | 2042-43 | 2043-44 | 2044-45 | 2045-46 | 2046-47 | 2047-48 | 2048-49 | 2049-50
QLD1 | Black Coal | 0 | 0 | 0 | 0 | 0 | 0 | 0 | 0 | 0 | 0 | 0 | 0 | 0 | 0 | 0 | 0 | 0 | 0 | 0 | 0 | 0 | 0 | 0 | 0 | 0 | 0 | 0
QLD1 | Brown Coal | 0 | 0 | 0 | 0 | 0 | 0 | 0 | 0 | 0 | 0 | 0 | 0 | 0 | 0 | 0 | 0 | 0 | 0 | 0 | 0 | 0 | 0 | 0 | 0 | 0 | 0 | 0
QLD1 | CCGT | 0 | 0 | 0 | 0 | 0 | 0 | 0 | 0 | 0 | 0 | 0 | 0 | 0 | 0 | 0 | 0 | 0 | 0 | 0 | 0 | 0 | 0 | 0 | 0 | 0 | 0 | 0
QLD1 | Gas - Steam | 0 | 0 | 0 | 0 | 0 | 0 | 0 | 0 | 0 | 0 | 0 | 0 | 0 | 0 | 0 | 0 | 0 | 0 | 0 | 0 | 0 | 0 | 0 | 0 | 0 | 0 | 0
QLD1 | OCGT / Diesel | 0 | 0 | 0 | 0 | 0 | 0 | 0 | 0 | 0 | 0 | 0 | 0 | 0 | 0 | 0 | 0 | 0 | 0 | 0 | 0 | 0 | 0 | 0 | 0 | 0 | 0 | 0
QLD1 | Hydro | 0 | 0 | 0 | 0 | 0 | 0 | 0 | 0 | 0 | 0 | 0 | 0 | 0 | 0 | 0 | 0 | 0 | 0 | 0 | 0 | 0 | 0 | 0 | 0 | 0 | 0 | 0
QLD1 | Hydrogen Turbine | 0 | 0 | 0 | 0 | 0 | 0 | 0 | 0 | 0 | 0 | 0 | 0 | 0 | 0 | 0 | 0 | 0 | 0 | 0 | 0 | 0 | 0 | 0 | 0 | 0 | 0 | 0
QLD1 | Wind | 0 | 0 | 0 | 0 | 0 | 0 | 0 | 0 | 0 | 0 | 0 | 0 | 0 | 0 | 0 | 0 | 0 | 0 | 0 | 0 | 0 | 0 | 0 | 0 | 0 | 0 | 0
QLD1 | Solar PV | 0 | 0 | 0 | 0 | 0 | 0 | 0 | 0 | 0 | 0 | 0 | 0 | 0 | 0 | 0 | 0 | 0 | 0 | 0 | 0 | 0 | 0 | 0 | 0 | 0 | 0 | 0
QLD1 | Grid Battery | 0 | 0 | 0 | 0 | 0 | 0 | 0 | 0 | 0 | 0 | 0 | 0 | 0 | 0 | 0 | 0 | 0 | 0 | 0 | 0 | 0 | 0 | 0 | 0 | 0 | 0 | 0
QLD1 | Pumped Hydro | 0 | 0 | 0 | 0 | 0 | 0 | 0 | 0 | 0 | 0 | 0 | 0 | 0 | 0 | 0 | 0 | 0 | 0 | 0 | 0 | 0 | 0 | 0 | 0 | 0 | 0 | 0
QLD1 | VPP | 0 | 0 | 0 | 0 | 0 | 0 | 0 | 0 | 0 | 0 | 0 | 0 | 0 | 0 | 0 | 0 | 0 | 0 | 0 | 0 | 0 | 0 | 0 | 0 | 0 | 0 | 0
Total excluding storage |  | 0 | 0 | 0 | 0 | 0 | 0 | 0 | 0 | 0 | 0 | 0 | 0 | 0 | 0 | 0 | 0 | 0 | 0 | 0 | 0 | 0 | 0 | 0 | 0 | 0 | 0 | 0
Region | Technology | 2023-24 | 2024-25 | 2025-26 | 2026-27 | 2027-28 | 2028-29 | 2029-30 | 2030-31 | 2031-32 | 2032-33 | 2033-34 | 2034-35 | 2035-36 | 2036-37 | 2037-38 | 2038-39 | 2039-40 | 2040-41 | 2041-42 | 2042-43 | 2043-44 | 2044-45 | 2045-46 | 2046-47 | 2047-48 | 2048-49 | 2049-50
VIC1 | Black Coal | 0 | 0 | 0 | 0 | 0 | 0 | 0 | 0 | 0 | 0 | 0 | 0 | 0 | 0 | 0 | 0 | 0 | 0 | 0 | 0 | 0 | 0 | 0 | 0 | 0 | 0 | 0
VIC1 | Brown Coal | 0 | 0 | 0 | 0 | 0 | 0 | 0 | 0 | 0 | 0 | 0 | 0 | 0 | 0 | 0 | 0 | 0 | 0 | 0 | 0 | 0 | 0 | 0 | 0 | 0 | 0 | 0
VIC1 | CCGT | 0 | 0 | 0 | 0 | 0 | 0 | 0 | 0 | 0 | 0 | 0 | 0 | 0 | 0 | 0 | 0 | 0 | 0 | 0 | 0 | 0 | 0 | 0 | 0 | 0 | 0 | 0
VIC1 | Gas - Steam | 0 | 0 | 0 | 0 | 0 | 0 | 0 | 0 | 0 | 0 | 0 | 0 | 0 | 0 | 0 | 0 | 0 | 0 | 0 | 0 | 0 | 0 | 0 | 0 | 0 | 0 | 0
VIC1 | OCGT / Diesel | 0 | 0 | 0 | 0 | 0 | 0 | 0 | 0 | 0 | 0 | 0 | 0 | 0 | 0 | 0 | 0 | 0 | 0 | 0 | 0 | 0 | 0 | 0 | 0 | 0 | 0 | 0
VIC1 | Hydro | 0 | 0 | 0 | 0 | 0 | 0 | 0 | 0 | 0 | 0 | 0 | 0 | 0 | 0 | 0 | 0 | 0 | 0 | 0 | 0 | 0 | 0 | 0 | 0 | 0 | 0 | 0
VIC1 | Hydrogen Turbine | 0 | 0 | 0 | 0 | 0 | 0 | 0 | 0 | 0 | 0 | 0 | 0 | 0 | 0 | 0 | 0 | 0 | 0 | 0 | 0 | 0 | 0 | 0 | 0 | 0 | 0 | 0
VIC1 | Wind | 0 | 0 | 0 | 0 | 0 | 0 | 0 | 0 | 0 | 0 | 0 | 0 | 0 | 0 | 0 | 0 | 0 | 0 | 0 | 0 | 0 | 0 | 0 | 0 | 0 | 0 | 0
VIC1 | Solar PV | 0 | 0 | 0 | 0 | 0 | 0 | 0 | 0 | 0 | 0 | 0 | 0 | 0 | 0 | 0 | 0 | 0 | 0 | 0 | 0 | 0 | 0 | 0 | 0 | 0 | 0 | 0
VIC1 | Grid Battery | 0 | 0 | 0 | 0 | 0 | 0 | 0 | 0 | 0 | 0 | 0 | 0 | 0 | 0 | 0 | 0 | 0 | 0 | 0 | 0 | 0 | 0 | 0 | 0 | 0 | 0 | 0
VIC1 | Pumped Hydro | 0 | 0 | 0 | 0 | 0 | 0 | 0 | 0 | 0 | 0 | 0 | 0 | 0 | 0 | 0 | 0 | 0 | 0 | 0 | 0 | 0 | 0 | 0 | 0 | 0 | 0 | 0
VIC1 | VPP | 0 | 0 | 0 | 0 | 0 | 0 | 0 | 0 | 0 | 0 | 0 | 0 | 0 | 0 | 0 | 0 | 0 | 0 | 0 | 0 | 0 | 0 | 0 | 0 | 0 | 0 | 0
Total excluding storage |  | 0 | 0 | 0 | 0 | 0 | 0 | 0 | 0 | 0 | 0 | 0 | 0 | 0 | 0 | 0 | 0 | 0 | 0 | 0 | 0 | 0 | 0 | 0 | 0 | 0 | 0 | 0
Region | Technology | 2023-24 | 2024-25 | 2025-26 | 2026-27 | 2027-28 | 2028-29 | 2029-30 | 2030-31 | 2031-32 | 2032-33 | 2033-34 | 2034-35 | 2035-36 | 2036-37 | 2037-38 | 2038-39 | 2039-40 | 2040-41 | 2041-42 | 2042-43 | 2043-44 | 2044-45 | 2045-46 | 2046-47 | 2047-48 | 2048-49 | 2049-50
SA1 | Black Coal | 0 | 0 | 0 | 0 | 0 | 0 | 0 | 0 | 0 | 0 | 0 | 0 | 0 | 0 | 0 | 0 | 0 | 0 | 0 | 0 | 0 | 0 | 0 | 0 | 0 | 0 | 0
SA1 | Brown Coal | 0 | 0 | 0 | 0 | 0 | 0 | 0 | 0 | 0 | 0 | 0 | 0 | 0 | 0 | 0 | 0 | 0 | 0 | 0 | 0 | 0 | 0 | 0 | 0 | 0 | 0 | 0
SA1 | CCGT | 0 | 0 | 0 | 0 | 0 | 0 | 0 | 0 | 0 | 0 | 0 | 0 | 0 | 0 | 0 | 0 | 0 | 0 | 0 | 0 | 0 | 0 | 0 | 0 | 0 | 0 | 0
SA1 | Gas - Steam | 0 | 0 | 0 | 0 | 0 | 0 | 0 | 0 | 0 | 0 | 0 | 0 | 0 | 0 | 0 | 0 | 0 | 0 | 0 | 0 | 0 | 0 | 0 | 0 | 0 | 0 | 0
SA1 | OCGT / Diesel | 0 | 0 | 0 | 0 | 0 | 0 | 0 | 0 | 0 | 0 | 0 | 0 | 0 | 0 | 0 | 0 | 0 | 0 | 0 | 0 | 0 | 0 | 0 | 0 | 0 | 0 | 0
SA1 | Hydro | 0 | 0 | 0 | 0 | 0 | 0 | 0 | 0 | 0 | 0 | 0 | 0 | 0 | 0 | 0 | 0 | 0 | 0 | 0 | 0 | 0 | 0 | 0 | 0 | 0 | 0 | 0
SA1 | Hydrogen Turbine | 0 | 0 | 0 | 0 | 0 | 0 | 0 | 0 | 0 | 0 | 0 | 0 | 0 | 0 | 0 | 0 | 0 | 0 | 0 | 0 | 0 | 0 | 0 | 0 | 0 | 0 | 0
SA1 | Wind | 0 | 0 | 0 | 0 | 0 | 0 | 0 | 0 | 0 | 0 | 0 | 0 | 0 | 0 | 0 | 0 | 0 | 0 | 0 | 0 | 0 | 0 | 0 | 0 | 0 | 0 | 0
SA1 | Solar PV | 0 | 0 | 0 | 0 | 0 | 0 | 0 | 0 | 0 | 0 | 0 | 0 | 0 | 0 | 0 | 0 | 0 | 0 | 0 | 0 | 0 | 0 | 0 | 0 | 0 | 0 | 0
SA1 | Grid Battery | 0 | 0 | 0 | 0 | 0 | 0 | 0 | 0 | 0 | 0 | 0 | 0 | 0 | 0 | 0 | 0 | 0 | 0 | 0 | 0 | 0 | 0 | 0 | 0 | 0 | 0 | 0
SA1 | Pumped Hydro | 0 | 0 | 0 | 0 | 0 | 0 | 0 | 0 | 0 | 0 | 0 | 0 | 0 | 0 | 0 | 0 | 0 | 0 | 0 | 0 | 0 | 0 | 0 | 0 | 0 | 0 | 0
SA1 | VPP | 0 | 0 | 0 | 0 | 0 | 0 | 0 | 0 | 0 | 0 | 0 | 0 | 0 | 0 | 0 | 0 | 0 | 0 | 0 | 0 | 0 | 0 | 0 | 0 | 0 | 0 | 0
Total excluding storage |  | 0 | 0 | 0 | 0 | 0 | 0 | 0 | 0 | 0 | 0 | 0 | 0 | 0 | 0 | 0 | 0 | 0 | 0 | 0 | 0 | 0 | 0 | 0 | 0 | 0 | 0 | 0
Region | Technology | 2023-24 | 2024-25 | 2025-26 | 2026-27 | 2027-28 | 2028-29 | 2029-30 | 2030-31 | 2031-32 | 2032-33 | 2033-34 | 2034-35 | 2035-36 | 2036-37 | 2037-38 | 2038-39 | 2039-40 | 2040-41 | 2041-42 | 2042-43 | 2043-44 | 2044-45 | 2045-46 | 2046-47 | 2047-48 | 2048-49 | 2049-50
TAS1 | Black Coal | 0 | 0 | 0 | 0 | 0 | 0 | 0 | 0 | 0 | 0 | 0 | 0 | 0 | 0 | 0 | 0 | 0 | 0 | 0 | 0 | 0 | 0 | 0 | 0 | 0 | 0 | 0
TAS1 | Brown Coal | 0 | 0 | 0 | 0 | 0 | 0 | 0 | 0 | 0 | 0 | 0 | 0 | 0 | 0 | 0 | 0 | 0 | 0 | 0 | 0 | 0 | 0 | 0 | 0 | 0 | 0 | 0
TAS1 | CCGT | 0 | 0 | 0 | 0 | 0 | 0 | 0 | 0 | 0 | 0 | 0 | 0 | 0 | 0 | 0 | 0 | 0 | 0 | 0 | 0 | 0 | 0 | 0 | 0 | 0 | 0 | 0
TAS1 | Gas - Steam | 0 | 0 | 0 | 0 | 0 | 0 | 0 | 0 | 0 | 0 | 0 | 0 | 0 | 0 | 0 | 0 | 0 | 0 | 0 | 0 | 0 | 0 | 0 | 0 | 0 | 0 | 0
TAS1 | OCGT / Diesel | 0 | 0 | 0 | 0 | 0 | 0 | 0 | 0 | 0 | 0 | 0 | 0 | 0 | 0 | 0 | 0 | 0 | 0 | 0 | 0 | 0 | 0 | 0 | 0 | 0 | 0 | 0
TAS1 | Hydro | 0 | 0 | 0 | 0 | 0 | 0 | 0 | 0 | 0 | 0 | 0 | 0 | 0 | 0 | 0 | 0 | 0 | 0 | 0 | 0 | 0 | 0 | 0 | 0 | 0 | 0 | 0
TAS1 | Hydrogen Turbine | 0 | 0 | 0 | 0 | 0 | 0 | 0 | 0 | 0 | 0 | 0 | 0 | 0 | 0 | 0 | 0 | 0 | 0 | 0 | 0 | 0 | 0 | 0 | 0 | 0 | 0 | 0
TAS1 | Wind | 0 | 0 | 0 | 0 | 0 | 0 | 0 | 0 | 0 | 0 | 0 | 0 | 0 | 0 | 0 | 0 | 0 | 0 | 0 | 0 | 0 | 0 | 0 | 0 | 0 | 0 | 0
TAS1 | Solar PV | 0 | 0 | 0 | 0 | 0 | 0 | 0 | 0 | 0 | 0 | 0 | 0 | 0 | 0 | 0 | 0 | 0 | 0 | 0 | 0 | 0 | 0 | 0 | 0 | 0 | 0 | 0
TAS1 | Grid Battery | 0 | 0 | 0 | 0 | 0 | 0 | 0 | 0 | 0 | 0 | 0 | 0 | 0 | 0 | 0 | 0 | 0 | 0 | 0 | 0 | 0 | 0 | 0 | 0 | 0 | 0 | 0
TAS1 | Pumped Hydro | 0 | 0 | 0 | 0 | 0 | 0 | 0 | 0 | 0 | 0 | 0 | 0 | 0 | 0 | 0 | 0 | 0 | 0 | 0 | 0 | 0 | 0 | 0 | 0 | 0 | 0 | 0
TAS1 | VPP | 0 | 0 | 0 | 0 | 0 | 0 | 0 | 0 | 0 | 0 | 0 | 0 | 0 | 0 | 0 | 0 | 0 | 0 | 0 | 0 | 0 | 0 | 0 | 0 | 0 | 0 | 0
Total excluding storage |  | 0 | 0 | 0 | 0 | 0 | 0 | 0 | 0 | 0 | 0 | 0 | 0 | 0 | 0 | 0 | 0 | 0 | 0 | 0 | 0 | 0 | 0 | 0 | 0 | 0 | 0 | 0

## Option 5_REZ Tx Cost
REZ transmission expansion cost by region ($000s) - Option 5, Progressive Change Scenario
REZ Expansion | Real June 2021 dollars discounted to 1 July 2021. As with the total capital costs, the REZ transmission expansion costs are annualised for modelling purposes.
Explicitly modelled generation
Region | Technology | 2023-24 | 2024-25 | 2025-26 | 2026-27 | 2027-28 | 2028-29 | 2029-30 | 2030-31 | 2031-32 | 2032-33 | 2033-34 | 2034-35 | 2035-36 | 2036-37 | 2037-38 | 2038-39 | 2039-40 | 2040-41 | 2041-42 | 2042-43 | 2043-44 | 2044-45 | 2045-46 | 2046-47 | 2047-48 | 2048-49 | 2049-50
NSW1 | Transmission | 0 | 0.00065307 | 0.00076186 | 0.00093044 | 0.0010153 | 0.001152 | 0.001216 | 0.0012238 | 0.0012292 | 0.0012979 | 13353.0697 | 17101.9739 | 21048.3599 | 23083.4419 | 21880.0399 | 20739.3744 | 19710.5872 | 18630.6086 | 17659.345 | 16929.7337 | 18195.2481 | 17198.2974 | 32277.7553 | 59053.157 | 59338.8202 | 67070.8033 | 70985.3331
QLD1 | Transmission | 68.9741 | 65.4787 | 62.0697 | 58.83 | 56.1754 | 78.4499 | 79.9581 | 77.2895 | 73.6154 | 69.5822 | 66.949 | 72.812 | 29523.7415 | 31392.2042 | 50417.0569 | 47800.0838 | 45756.734 | 54103.8456 | 61679.148 | 74350.7006 | 75540.2404 | 71959.1662 | 72808.3138 | 115412.6352 | 116535.807 | 149687.502 | 162836.3608
VIC1 | Transmission | 0 | 0.00025844 | 0.00026951 | 0.00026932 | 0.00026767 | 0.00027208 | 0.00027156 | 0.00026938 | 0.00027671 | 0.00028306 | 0.00030024 | 0.00031034 | 0.00054139 | 0.0010192 | 0.0010524 | 0.0012773 | 0.0012537 | 10823.8006 | 10259.5267 | 12165.8708 | 11562.3765 | 10928.8528 | 10359.1023 | 9819.0546 | 13330.6441 | 14454.9674 | 14267.2368
SA1 | Transmission | 57.1282 | 54.0109 | 51.1974 | 48.5291 | 46.1224 | 43.5968 | 41.3245 | 39.1716 | 37.229 | 35.1952 | 1756.6304 | 1665.0635 | 1598.014 | 1544.9138 | 4414.5373 | 4473.7783 | 4251.8563 | 11406.7256 | 10921.9296 | 10785.0281 | 11312.5392 | 12340.7612 | 11711.7329 | 26006.7122 | 33072.079 | 34953.1168 | 34838.5914
TAS1 | Transmission | 0 | 0.00039313 | 0.00046635 | 0.00048326 | 0.00051843 | 0.00066692 | 0.00066494 | 0.00065494 | 0.00064879 | 0.00067543 | 101.4725 | 202.2784 | 209.8497 | 198.3645 | 3520.8061 | 3337.2571 | 3171.7108 | 2997.927 | 2841.637 | 2739.7315 | 2879.4548 | 2721.6843 | 6133.2904 | 5813.546 | 5525.1622 | 5222.4286 | 4950.1693
NEM | Total | 126.1022 | 119.4909 | 113.2687 | 107.3609 | 102.2996 | 122.0488 | 121.2847 | 116.4633 | 110.8466 | 104.7796 | 15278.1218 | 19042.1282 | 52379.9657 | 56218.9254 | 80232.4414 | 76350.4949 | 72890.8895 | 97962.9074 | 103361.5863 | 116971.0646 | 119489.8591 | 115148.762 | 133290.1947 | 216105.105 | 227802.5126 | 271388.8181 | 287877.6914

## Option 5_USE+DSP Cost
USE+DSP cost by region ($000s) - Option 5, Progressive Change Scenario
USE+DSP | Real June 2021 dollars discounted to 1 July 2021
Explicitly modelled generation
Region | Technology | 2023-24 | 2024-25 | 2025-26 | 2026-27 | 2027-28 | 2028-29 | 2029-30 | 2030-31 | 2031-32 | 2032-33 | 2033-34 | 2034-35 | 2035-36 | 2036-37 | 2037-38 | 2038-39 | 2039-40 | 2040-41 | 2041-42 | 2042-43 | 2043-44 | 2044-45 | 2045-46 | 2046-47 | 2047-48 | 2048-49 | 2049-50
NSW1 | USE+DSP | 18535.8306 | 16178.8736 | 27003.4897 | 117.0062 | 24854.3891 | 32678.8076 | 0.15312 | 33764.8013 | 1535.7975 | 10723.2857 | 46521.6193 | 58843.0842 | 58.9587 | 47.2433 | 9243.3112 | 0.16537 | 0.16625 | 45.231 | 12221.956 | 4.6626 | 348.352 | 505.5643 | 170.8199 | 10663.5823 | 104.5823 | 289.6586 | 885.5909
QLD1 | USE+DSP | 0.018219 | 0.018567 | 0.018671 | 0.018626 | 0.018695 | 1760.4725 | 0.018636 | 7292.9933 | 0.01886 | 391.8187 | 3102.6824 | 5244.2165 | 10200.8495 | 0.02031 | 85983.749 | 0.020312 | 0.020433 | 15.3304 | 879.9445 | 384.5255 | 977.5376 | 1140.2885 | 345.5291 | 2587.1947 | 0.021545 | 1847.8278 | 4256.5052
VIC1 | USE+DSP | 27.9662 | 2852.1228 | 0.19411 | 0.21111 | 20.2932 | 52.2398 | 0.19484 | 54.8366 | 0.96924 | 59.6938 | 49.8462 | 151.4405 | 12638.5601 | 2748.4253 | 8415.3949 | 0.21225 | 51.465 | 529.3665 | 8917.0334 | 83.9572 | 676.7857 | 1177.7681 | 349.0183 | 2.8096 | 868.0835 | 1746.6093 | 1772.9657
SA1 | USE+DSP | 4.156 | 0.02183 | 0.021839 | 1.3814 | 15.9057 | 28.1181 | 0.021461 | 31.9444 | 1.5314 | 36.4794 | 5.1958 | 116.6536 | 799.5364 | 804.406 | 1264.7532 | 0.02358 | 7.1756 | 834.3745 | 1462.8794 | 42.237 | 284.1998 | 515.6264 | 137.1701 | 25.4778 | 392.14 | 741.4076 | 828.2977
TAS1 | USE+DSP | 0.01279 | 0.012732 | 0.012723 | 0.012717 | 0.012742 | 0.012734 | 0.012879 | 11.6653 | 0.013021 | 27.5097 | 0.013924 | 29.588 | 28.7498 | 0.014226 | 133.0371 | 0.01417 | 6.0053 | 35.8496 | 171.9889 | 0.014261 | 152.2717 | 269.6283 | 100.005 | 0.014658 | 182.0218 | 272.5385 | 32.4555
NEM | Total | 18567.9837 | 19031.0495 | 27003.737 | 118.6301 | 24890.6195 | 34519.6506 | 0.40094 | 41156.241 | 1538.33 | 11238.7873 | 49679.3576 | 64384.9827 | 23726.6545 | 3600.1092 | 105040.2454 | 0.43568 | 64.8326 | 1460.1521 | 23653.8022 | 515.3965 | 2439.1467 | 3608.8757 | 1102.5424 | 13279.0789 | 1546.8492 | 4898.0418 | 7775.8149

## Option 5A_CF
Annual capacity factor by technology - Option 5A, Progressive Change Scenario
Explicitly modelled generation
Region | Technology | 2023-24 | 2024-25 | 2025-26 | 2026-27 | 2027-28 | 2028-29 | 2029-30 | 2030-31 | 2031-32 | 2032-33 | 2033-34 | 2034-35 | 2035-36 | 2036-37 | 2037-38 | 2038-39 | 2039-40 | 2040-41 | 2041-42 | 2042-43 | 2043-44 | 2044-45 | 2045-46 | 2046-47 | 2047-48 | 2048-49 | 2049-50
NEM | Black Coal | 51.15% | 49.42% | 47.97% | 52.77% | 51.76% | 55.43% | 49.44% | 58.39% | 57.32% | 66% | 69.75% | 70.42% | 71.71% | 72.05% | 72.71% | 71.76% | 70.16% | 63.41% | 64.75% | 66.06% | 66.54% | 61.73% | 59.72% | 62.71% | 59.84% | 62.35% | 62.81%
NEM | Brown Coal | 69.41% | 67.04% | 68.75% | 67.46% | 68.21% | 70.09% | 72.34% | 69.9% | 67.65% | 70.88% | 73.02% | 73.96% | 69.07% | 70.43% | 77.21% | 75.71% | 76.41% | 65.65% | 68.4% | 69.14% | 68.61% | 42.56% | 48.21% | 68.41% | - | - | -
NEM | CCGT | 5.631% | 5.877% | 6.473% | 4.258% | 4.032% | 4.74% | 3.881% | 6.753% | 5.306% | 11.36% | 28.35% | 33.24% | 36.25% | 37.45% | 44.07% | 39.2% | 37.01% | 33.21% | 30.19% | 36.64% | 35.98% | 33.1% | 31.72% | 31.09% | 31.23% | 30.96% | 31.53%
NEM | Gas - Steam | 0.4457% | 0.5467% | 0.7012% | 0.5143% | 0.3087% | 2.273% | 0.3613% | 1.101% | 0.5418% | 1.511% | 1.662% | 4.584% | 19.45% | 21.43% | 28.59% | 12.53% | - | - | - | - | - | - | - | - | - | - | -
NEM | OCGT / Diesel | 0.1313% | 0.1549% | 0.1898% | 0.09375% | 0.1126% | 0.236% | 0.03638% | 0.2661% | 0.1411% | 0.5208% | 2.204% | 4.064% | 4.026% | 5.886% | 8.467% | 5.66% | 9.526% | 10.86% | 6.708% | 9.977% | 14.23% | 9.83% | 11.53% | 13.73% | 18.24% | 17.63% | 18.77%
NEM | Hydro | 23.8% | 23.58% | 21.95% | 20.95% | 18.01% | 24.75% | 24.38% | 23.61% | 23.48% | 23.3% | 28.24% | 28.84% | 28.08% | 24.81% | 29.09% | 25.16% | 23.72% | 23.71% | 22.31% | 24.65% | 25.3% | 23.5% | 20.31% | 26.39% | 27.03% | 27.26% | 28.85%
NEM | Hydrogen Turbine | bar: 2023-24 to 2049-50
NEM | Wind | 31.79% | 31.13% | 32.4% | 33.9% | 36.71% | 35.52% | 34.92% | 35.26% | 37.05% | 35.54% | 35.37% | 35.52% | 37.45% | 37.96% | 36.34% | 36.38% | 36.25% | 36.53% | 35.48% | 34.46% | 33.78% | 34.84% | 35.63% | 34.47% | 33.94% | 33.17% | 33.23%
NEM | Solar PV | 23.92% | 21.06% | 21.9% | 21.88% | 22.75% | 21.09% | 21.15% | 22.58% | 23.58% | 23.69% | 24.42% | 24.18% | 26.02% | 25.96% | 22.28% | 23.87% | 25.4% | 24.9% | 24.85% | 24.22% | 23.11% | 23.98% | 23.78% | 20.16% | 21.38% | 22.42% | 22.79%
NEM | Grid Battery | 5.324% | 5.417% | 5.448% | 5.49% | 5.378% | 7.698% | 7.913% | 8.255% | 7.969% | 10.14% | 12.06% | 12.11% | 15.93% | 16% | 16.53% | 16.72% | 17.46% | 16.76% | 19.32% | 18.71% | 18.91% | 19.7% | 20.02% | 17.97% | 18.3% | 19.03% | 18.91%
NEM | Pumped Hydro | 11.37% | 13.81% | 16.78% | 20.89% | 12.49% | 12.64% | 12.24% | 16.21% | 14.28% | 16.38% | 17.13% | 16.88% | 21.26% | 20.68% | 18.14% | 19.34% | 20.86% | 20.79% | 20.43% | 20.43% | 20.26% | 21.48% | 21.81% | 19.52% | 20.03% | 20.48% | 20.05%
NEM | VPP | 8.75% | 8.801% | 8.762% | 8.86% | 8.652% | 8.387% | 8.27% | 8.514% | 8.135% | 8.29% | 7.99% | 7.531% | 7.39% | 7.293% | 6.875% | 6.818% | 6.826% | 6.562% | 6.759% | 6.651% | 6.432% | 6.615% | 6.601% | 6.229% | 6.294% | 6.467% | 6.294%
Region | Technology | 2023-24 | 2024-25 | 2025-26 | 2026-27 | 2027-28 | 2028-29 | 2029-30 | 2030-31 | 2031-32 | 2032-33 | 2033-34 | 2034-35 | 2035-36 | 2036-37 | 2037-38 | 2038-39 | 2039-40 | 2040-41 | 2041-42 | 2042-43 | 2043-44 | 2044-45 | 2045-46 | 2046-47 | 2047-48 | 2048-49 | 2049-50
NSW1 | Black Coal | 45.2% | 41.98% | 37.94% | 51.29% | 48.01% | 54.4% | 44.98% | 55.05% | 54.97% | 66.47% | 69.98% | 69.98% | 70.17% | 66.25% | 69.98% | 69.98% | 65.85% | - | - | - | - | - | - | - | - | - | -
NSW1 | Brown Coal | bar: 2023-24 to 2049-50
NSW1 | CCGT | 0.1021% | 0.1067% | 0.9305% | 0.8034% | 0.8914% | 0.7101% | 0.2268% | 4.553% | 2.72% | 9.004% | 41.75% | 44.21% | 40.27% | 42.05% | 50.73% | 43.72% | 40.24% | 38.11% | 34.48% | 42.44% | - | - | - | - | - | - | -
NSW1 | Gas - Steam | bar: 2023-24 to 2049-50
NSW1 | OCGT / Diesel | 0.01329% | 0.02006% | 0.1306% | 0.05537% | 0.1454% | 0.07445% | 0.01093% | 0.2393% | 0.137% | 0.3317% | 2.307% | 4.396% | 1.623% | 2.903% | 4.806% | 2.921% | 6.522% | 10.67% | 5.988% | 8.461% | 14.91% | 11.08% | 13.56% | 16.17% | 21.08% | 17.49% | 20.09%
NSW1 | Hydro | 10.63% | 13.02% | 12.96% | 12.67% | 10.19% | 16.37% | 12.86% | 12.93% | 11.97% | 12.23% | 14.14% | 14.82% | 14.22% | 11.85% | 16.78% | 14.26% | 12.99% | 13.54% | 11.96% | 14.13% | 14.71% | 14.09% | 12.1% | 16.76% | 16.72% | 17.08% | 17.21%
NSW1 | Hydrogen Turbine | bar: 2023-24 to 2049-50
NSW1 | Wind | 35.95% | 33.54% | 34.03% | 34.3% | 36.81% | 36.67% | 34.26% | 34.77% | 34.99% | 35.17% | 34.25% | 33.99% | 35.74% | 35.55% | 35.57% | 34.45% | 34.82% | 33.13% | 33.83% | 32.62% | 31.95% | 33.27% | 33.01% | 33.93% | 32.11% | 31.56% | 29.85%
NSW1 | Solar PV | 26.08% | 20.95% | 21.06% | 22.54% | 23.68% | 21.54% | 22.04% | 23.64% | 23.92% | 24.19% | 24.19% | 23.89% | 25.88% | 25.85% | 22.21% | 23.25% | 25.4% | 24.68% | 24.59% | 24.05% | 22.89% | 24.3% | 23.89% | 20.7% | 21.13% | 22.57% | 22.45%
NSW1 | Grid Battery | 7.356% | 7.045% | 7.058% | 7.351% | 6.974% | 20.9% | 21.29% | 21.81% | 21.26% | 16.04% | 15.01% | 14.39% | 14.92% | 15.09% | 14.39% | 13.94% | 14.47% | 13.87% | 17.58% | 16.98% | 16.23% | 18.14% | 17.86% | 16.55% | 16.57% | 17.82% | 17.67%
NSW1 | Pumped Hydro | 10.01% | 11.51% | 21.02% | 26.43% | 12.05% | 12.71% | 11.85% | 16.23% | 14.03% | 16.12% | 15.05% | 14.86% | 22.47% | 22.08% | 19.61% | 20.79% | 22.29% | 22.27% | 22.42% | 21.37% | 21.23% | 22.77% | 23.3% | 20.25% | 19.21% | 20.16% | 19%
NSW1 | VPP | 9.051% | 8.864% | 8.978% | 9.19% | 8.746% | 8.377% | 8.274% | 8.669% | 8.202% | 7.953% | 7.584% | 7.191% | 7.381% | 7.274% | 6.929% | 6.675% | 6.783% | 6.487% | 6.703% | 6.56% | 6.302% | 6.718% | 6.627% | 6.299% | 6.334% | 6.69% | 6.523%
Region | Technology | 2023-24 | 2024-25 | 2025-26 | 2026-27 | 2027-28 | 2028-29 | 2029-30 | 2030-31 | 2031-32 | 2032-33 | 2033-34 | 2034-35 | 2035-36 | 2036-37 | 2037-38 | 2038-39 | 2039-40 | 2040-41 | 2041-42 | 2042-43 | 2043-44 | 2044-45 | 2045-46 | 2046-47 | 2047-48 | 2048-49 | 2049-50
QLD1 | Black Coal | 57.26% | 57.04% | 59.22% | 53.86% | 53.84% | 56.01% | 51.92% | 60.29% | 58.67% | 65.73% | 69.7% | 70.53% | 72.21% | 73.91% | 73.68% | 72.4% | 71.7% | 63.41% | 64.75% | 66.06% | 66.54% | 61.73% | 59.72% | 62.71% | 59.84% | 62.35% | 62.81%
QLD1 | Brown Coal | bar: 2023-24 to 2049-50
QLD1 | CCGT | 5.684% | 6.048% | 6.609% | 6.602% | 6.396% | 6.37% | 6.064% | 9.356% | 7.86% | 13.79% | 29.38% | 33.98% | 41.22% | 44.1% | 49.21% | 44.28% | 42.89% | 37.66% | 34.31% | 41.39% | 42.99% | 39.54% | 47.28% | 67.01% | 67.31% | 66.73% | 67.96%
QLD1 | Gas - Steam | bar: 2023-24 to 2049-50
QLD1 | OCGT / Diesel | 0.0006534% | 1.632e-06% | 0.008059% | 0.01243% | 0.007612% | 0.01264% | 2.114e-06% | 0.2119% | 0.04384% | 0.4982% | 2.105% | 2.83% | 6.946% | 11.69% | 14.31% | 10.73% | 14.09% | 13.59% | 7.638% | 14.8% | 16.33% | 16.5% | 19.4% | 18.24% | 22.42% | 19.18% | 21.24%
QLD1 | Hydro | 53.02% | 53.72% | 55.13% | 52.32% | 53.8% | 54.3% | 52.91% | 53.74% | 54.13% | 54.04% | 55.3% | 55.19% | 55.99% | 55.92% | 46.67% | 47.66% | 47.78% | 44.11% | 42.13% | - | - | - | - | - | - | - | -
QLD1 | Hydrogen Turbine | bar: 2023-24 to 2049-50
QLD1 | Wind | 39.11% | 31.47% | 35.26% | 38.29% | 39.85% | 37.77% | 36.51% | 38% | 38.12% | 37.56% | 37.43% | 37.14% | 36.99% | 38.71% | 36.45% | 36.05% | 36.99% | 35.42% | 35.25% | 32.95% | 32.72% | 32.49% | 33.92% | 33.02% | 32.64% | 32.95% | 31.78%
QLD1 | Solar PV | 22.93% | 21.94% | 24.22% | 22.5% | 23.34% | 21.18% | 20.88% | 22.6% | 24.87% | 24.56% | 26.83% | 26.54% | 28.15% | 27.68% | 22.65% | 25.37% | 26.28% | 26.64% | 26.64% | 25.65% | 24.85% | 25.27% | 24.7% | 20.31% | 22.9% | 23.97% | 24.83%
QLD1 | Grid Battery | 6.582% | 6.684% | 6.483% | 6.628% | 6.557% | 6.689% | 6.641% | 6.824% | 6.608% | 6.648% | 12.08% | 15.12% | 20.73% | 20.6% | 20.24% | 20.58% | 21.43% | 21.36% | 21.77% | 22.01% | 21.98% | 22.33% | 22.59% | 19.77% | 21.56% | 21.3% | 22.35%
QLD1 | Pumped Hydro | 11.95% | 14.78% | 12.44% | 15.22% | 14.53% | 12.31% | 14.25% | 16.11% | 15.49% | 17.7% | 22.93% | 22.01% | 19.5% | 17.5% | 13.62% | 14.94% | 16.04% | 16.51% | 15.18% | 18.78% | 18.54% | 18.9% | 19.12% | 18.58% | 21.27% | 21.03% | 21.69%
QLD1 | VPP | 7.946% | 7.993% | 7.853% | 8.169% | 8.078% | 8.295% | 8.29% | 8.507% | 8.358% | 8.518% | 8.099% | 7.71% | 7.544% | 7.413% | 7.02% | 7.102% | 7.016% | 6.905% | 7.024% | 7.062% | 6.967% | 6.901% | 6.901% | 6.503% | 6.649% | 6.517% | 6.686%
Region | Technology | 2023-24 | 2024-25 | 2025-26 | 2026-27 | 2027-28 | 2028-29 | 2029-30 | 2030-31 | 2031-32 | 2032-33 | 2033-34 | 2034-35 | 2035-36 | 2036-37 | 2037-38 | 2038-39 | 2039-40 | 2040-41 | 2041-42 | 2042-43 | 2043-44 | 2044-45 | 2045-46 | 2046-47 | 2047-48 | 2048-49 | 2049-50
VIC1 | Black Coal | bar: 2023-24 to 2049-50
VIC1 | Brown Coal | 69.41% | 67.04% | 68.75% | 67.46% | 68.21% | 70.09% | 72.34% | 69.9% | 67.65% | 70.88% | 73.02% | 73.96% | 69.07% | 70.43% | 77.21% | 75.71% | 76.41% | 65.65% | 68.4% | 69.14% | 68.61% | 42.56% | 48.21% | 68.41% | - | - | -
VIC1 | CCGT | bar: 2023-24 to 2049-50
VIC1 | Gas - Steam | 0.1969% | 0.258% | 0.2748% | 0.5143% | 0.3087% | 2.273% | 0.3613% | 1.101% | 0.5418% | 1.511% | 1.662% | 4.584% | 19.45% | 21.43% | 28.59% | 12.53% | - | - | - | - | - | - | - | - | - | - | -
VIC1 | OCGT / Diesel | 0.06004% | 0.08588% | 0.04158% | 0.119% | 0.09046% | 0.3719% | 0.03975% | 0.1911% | 0.1501% | 0.3016% | 0.2453% | 1.056% | 2.651% | 2.561% | 5.182% | 1.891% | 6.607% | 5.393% | 4.407% | 4.061% | 8.119% | 4.667% | 5.03% | 8.155% | 13.11% | 16.16% | 16.19%
VIC1 | Hydro | 13.79% | 16.72% | 17.22% | 16.36% | 13.68% | 20.5% | 17.11% | 14.8% | 14.78% | 13.49% | 16.49% | 17% | 16.23% | 13.58% | 20.4% | 17.05% | 14.75% | 14.75% | 13.47% | 16.45% | 17.01% | 16.14% | 13.52% | 20.32% | 20.36% | 20.35% | 20.36%
VIC1 | Hydrogen Turbine | bar: 2023-24 to 2049-50
VIC1 | Wind | 27.27% | 26.89% | 28.38% | 28.55% | 33.08% | 31.47% | 32.35% | 31.4% | 36.07% | 31.45% | 32.44% | 33.73% | 36.27% | 36.45% | 33.24% | 36.36% | 34.88% | 38.44% | 34.73% | 35.23% | 34.35% | 35.64% | 37.32% | 33.79% | 35.59% | 33.51% | 37.43%
VIC1 | Solar PV | 20.43% | 18.6% | 17.78% | 18.08% | 18.16% | 19.07% | 18.4% | 18.68% | 19% | 19.65% | 19.67% | 19.54% | 21.64% | 21.73% | 20.08% | 23.01% | 23.87% | 21.6% | 22.59% | 21.68% | 20.45% | 21.33% | 21.65% | 18.73% | 19.04% | 20.16% | 19.29%
VIC1 | Grid Battery | 5.582% | 5.704% | 5.94% | 5.966% | 5.835% | 5.741% | 5.46% | 5.595% | 5.218% | 5.692% | 5.29% | 4.878% | 15.24% | 15.18% | 14.29% | 15.23% | 16.31% | 15.35% | 19.56% | 18.29% | 17.53% | 18.5% | 18.92% | 17.39% | 16.78% | 17.81% | 16.42%
VIC1 | Pumped Hydro | bar: 2023-24 to 2049-50
VIC1 | VPP | 8.964% | 9.133% | 9.397% | 9.532% | 9.537% | 9.154% | 8.761% | 8.99% | 8.209% | 9.069% | 8.764% | 8.104% | 7.538% | 7.375% | 6.682% | 6.862% | 6.812% | 6.489% | 6.791% | 6.518% | 6.177% | 6.436% | 6.39% | 5.945% | 6.088% | 6.325% | 5.831%
Region | Technology | 2023-24 | 2024-25 | 2025-26 | 2026-27 | 2027-28 | 2028-29 | 2029-30 | 2030-31 | 2031-32 | 2032-33 | 2033-34 | 2034-35 | 2035-36 | 2036-37 | 2037-38 | 2038-39 | 2039-40 | 2040-41 | 2041-42 | 2042-43 | 2043-44 | 2044-45 | 2045-46 | 2046-47 | 2047-48 | 2048-49 | 2049-50
SA1 | Black Coal | bar: 2023-24 to 2049-50
SA1 | Brown Coal | bar: 2023-24 to 2049-50
SA1 | CCGT | 10.59% | 12.47% | 13.22% | 1.725% | 1.09% | 5.033% | 1.852% | 3.372% | 1.825% | 10.43% | 25.27% | 34.96% | 32.15% | 33.11% | - | - | - | - | - | - | - | - | - | - | - | - | -
SA1 | Gas - Steam | 0.6012% | 0.7271% | 0.9678% | - | - | - | - | - | - | - | - | - | - | - | - | - | - | - | - | - | - | - | - | - | - | - | -
SA1 | OCGT / Diesel | 0.5673% | 0.7393% | 0.7836% | 0.2685% | 0.2189% | 0.7631% | 0.1443% | 0.6326% | 0.3392% | 2.133% | 6.525% | 13.4% | 12.59% | 13.25% | 20.28% | 15.92% | 19.86% | 16.16% | 13.97% | 15.41% | 16.96% | 8.991% | 10.34% | 11.49% | 11.17% | 14.15% | 12.51%
SA1 | Hydro | bar: 2023-24 to 2049-50
SA1 | Hydrogen Turbine | bar: 2023-24 to 2049-50
SA1 | Wind | 31.38% | 31.54% | 30.29% | 33.63% | 34.1% | 32.24% | 32.2% | 32.68% | 35.16% | 31.54% | 33.39% | 31.63% | 36.66% | 36.82% | 34.84% | 35.15% | 34.13% | 35.97% | 33.52% | 34.33% | 31.15% | 34.33% | 34.65% | 32.46% | 32.62% | 30.97% | 32.91%
SA1 | Solar PV | 22.74% | 20.72% | 20.81% | 19.81% | 20.27% | 20.46% | 19.75% | 19.74% | 20.55% | 20.81% | 20.55% | 21.56% | 23.76% | 25.01% | 23.15% | 22.97% | 23.67% | 22.68% | 23.29% | 21.79% | 20.85% | 20.69% | 22.26% | 18.64% | 18.83% | 19.03% | 19.75%
SA1 | Grid Battery | 4.649% | 4.76% | 4.68% | 4.687% | 4.607% | 4.486% | 4.398% | 4.631% | 4.528% | 4.559% | 4.568% | 4.063% | 12.69% | 12.99% | 15.49% | 15.48% | 15.91% | 14.18% | 17.41% | 15.92% | 18.58% | 18.27% | 19.8% | 17.48% | 16.42% | 18.3% | 15.75%
SA1 | Pumped Hydro | bar: 2023-24 to 2049-50
SA1 | VPP | 8.998% | 9.153% | 8.969% | 8.799% | 8.555% | 8.192% | 7.918% | 7.944% | 7.766% | 7.76% | 7.741% | 7.295% | 7.223% | 7.281% | 6.998% | 6.836% | 6.759% | 6.387% | 6.597% | 6.541% | 6.318% | 6.404% | 6.586% | 6.288% | 6.108% | 6.358% | 6.087%
Region | Technology | 2023-24 | 2024-25 | 2025-26 | 2026-27 | 2027-28 | 2028-29 | 2029-30 | 2030-31 | 2031-32 | 2032-33 | 2033-34 | 2034-35 | 2035-36 | 2036-37 | 2037-38 | 2038-39 | 2039-40 | 2040-41 | 2041-42 | 2042-43 | 2043-44 | 2044-45 | 2045-46 | 2046-47 | 2047-48 | 2048-49 | 2049-50
TAS1 | Black Coal | bar: 2023-24 to 2049-50
TAS1 | Brown Coal | bar: 2023-24 to 2049-50
TAS1 | CCGT | bar: 2023-24 to 2049-50
TAS1 | Gas - Steam | bar: 2023-24 to 2049-50
TAS1 | OCGT / Diesel | 3.544e-06% | 7.473e-06% | 7.809e-06% | 8.199e-06% | 8.602e-06% | 9.107e-06% | 9.852e-06% | 0.03115% | 0.003697% | 0.1593% | 1.592e-05% | 0.2982% | 0.7761% | 0.2513% | 1.126% | 0.05455% | 0.3413% | 0.3133% | 0.8934% | 0.375% | 0.5782% | 0.8842% | 0.3855% | 0.1771% | 0.827% | 3.084% | 1.187%
TAS1 | Hydro | 43.97% | 38.32% | 33.06% | 31.33% | 27.47% | 35.06% | 40.53% | 40.2% | 40.76% | 41.12% | 51% | 51.66% | 50.65% | 45.74% | 48.52% | 42.56% | 41.67% | 41.2% | 39.89% | 42.35% | 43.14% | 39.34% | 34.47% | 41.3% | 43.15% | 43.46% | 47.92%
TAS1 | Hydrogen Turbine | bar: 2023-24 to 2049-50
TAS1 | Wind | 37.85% | 41.94% | 46.6% | 48.1% | 48.31% | 42.67% | 46.84% | 45.64% | 50.27% | 47.43% | 46.22% | 48.87% | 50.16% | 51.35% | 49.5% | 47.98% | 47.03% | 51% | 49.55% | 47.4% | 49.17% | 50.44% | 52% | 50.38% | 49.24% | 48.42% | 52.46%
TAS1 | Solar PV | bar: 2023-24 to 2049-50
TAS1 | Grid Battery | bar: 2023-24 to 2049-50
TAS1 | Pumped Hydro | - | - | - | - | - | - | - | - | - | - | 27.55% | 25.69% | 17.75% | 18.7% | 18.26% | 19.38% | 21.78% | 20.4% | 19.18% | 18.86% | 18.7% | 19.41% | 18.89% | 19.19% | 19.57% | 19.74% | 18.39%
TAS1 | VPP | 0.8129% | 2.13% | 3.267% | 4.162% | 5.072% | 4.479% | 7.288% | 7.405% | 7.64% | 8.569% | 7.827% | 7.149% | 5.511% | 5.407% | 5.41% | 4.987% | 5.726% | 5.36% | 4.899% | 4.893% | 4.901% | 4.596% | 4.755% | 4.505% | 4.457% | 4.778% | 4.264%
Explicitly modelled pumping
Region | Technology | 2023-24 | 2024-25 | 2025-26 | 2026-27 | 2027-28 | 2028-29 | 2029-30 | 2030-31 | 2031-32 | 2032-33 | 2033-34 | 2034-35 | 2035-36 | 2036-37 | 2037-38 | 2038-39 | 2039-40 | 2040-41 | 2041-42 | 2042-43 | 2043-44 | 2044-45 | 2045-46 | 2046-47 | 2047-48 | 2048-49 | 2049-50
NEM | Grid Battery pump | 6.638% | 6.767% | 6.81% | 6.856% | 6.733% | 9.604% | 9.902% | 10.3% | 9.99% | 12.39% | 14.51% | 14.59% | 19.21% | 19.3% | 19.98% | 20.19% | 21.02% | 20.28% | 23.29% | 22.6% | 22.79% | 23.77% | 24.21% | 21.66% | 22.11% | 22.94% | 22.79%
NEM | Pumped Hydro Pump | 18.08% | 20.66% | 21.41% | 27.58% | 17.64% | 16.35% | 17.88% | 21.61% | 20.53% | 22.57% | 23.53% | 22.73% | 28.14% | 28.13% | 23.89% | 26.21% | 27.96% | 28.09% | 27.03% | 27.76% | 26.56% | 28.72% | 29.47% | 25.77% | 26.33% | 27.06% | 26.39%
NEM | VPP pump | 10.27% | 10.35% | 10.31% | 10.42% | 10.19% | 9.857% | 9.741% | 10.01% | 9.592% | 9.742% | 9.4% | 8.862% | 8.69% | 8.581% | 8.098% | 8.031% | 8.013% | 7.741% | 7.936% | 7.834% | 7.555% | 7.782% | 7.781% | 7.318% | 7.414% | 7.599% | 7.401%
Region | Technology | 2023-24 | 2024-25 | 2025-26 | 2026-27 | 2027-28 | 2028-29 | 2029-30 | 2030-31 | 2031-32 | 2032-33 | 2033-34 | 2034-35 | 2035-36 | 2036-37 | 2037-38 | 2038-39 | 2039-40 | 2040-41 | 2041-42 | 2042-43 | 2043-44 | 2044-45 | 2045-46 | 2046-47 | 2047-48 | 2048-49 | 2049-50
NSW1 | Grid Battery pump | 8.737% | 8.387% | 8.402% | 8.751% | 8.303% | 25.15% | 25.67% | 26.21% | 25.66% | 19.01% | 17.77% | 17.03% | 17.66% | 17.87% | 17.05% | 16.53% | 17.07% | 16.47% | 20.96% | 20.25% | 19.35% | 21.66% | 21.4% | 19.74% | 19.87% | 21.24% | 21.13%
NSW1 | Pumped Hydro Pump | 16.57% | 17.98% | 22.28% | 29.34% | 16.77% | 15.87% | 17.17% | 21.01% | 19.92% | 21.76% | 20.73% | 19.86% | 28.89% | 29.37% | 25.03% | 27.61% | 29.15% | 29.31% | 28.73% | 28.58% | 27.03% | 29.75% | 30.75% | 26.15% | 24.76% | 26.04% | 24.74%
NSW1 | VPP pump | 10.62% | 10.43% | 10.56% | 10.81% | 10.29% | 9.852% | 9.736% | 10.2% | 9.674% | 9.337% | 8.925% | 8.467% | 8.676% | 8.557% | 8.163% | 7.866% | 7.96% | 7.655% | 7.865% | 7.72% | 7.412% | 7.903% | 7.817% | 7.391% | 7.466% | 7.857% | 7.674%
Region | Technology | 2023-24 | 2024-25 | 2025-26 | 2026-27 | 2027-28 | 2028-29 | 2029-30 | 2030-31 | 2031-32 | 2032-33 | 2033-34 | 2034-35 | 2035-36 | 2036-37 | 2037-38 | 2038-39 | 2039-40 | 2040-41 | 2041-42 | 2042-43 | 2043-44 | 2044-45 | 2045-46 | 2046-47 | 2047-48 | 2048-49 | 2049-50
QLD1 | Grid Battery pump | 7.815% | 7.957% | 7.733% | 7.875% | 7.805% | 7.963% | 7.906% | 8.124% | 7.886% | 7.894% | 14.23% | 17.98% | 24.87% | 24.7% | 24.41% | 24.69% | 25.74% | 25.75% | 26.19% | 26.48% | 26.42% | 26.87% | 27.18% | 23.85% | 25.89% | 25.69% | 26.86%
QLD1 | Pumped Hydro Pump | 20.79% | 25.45% | 19.69% | 24.06% | 22.99% | 19.47% | 22.53% | 25.52% | 24.56% | 27.89% | 33.38% | 32.12% | 28.15% | 25.39% | 19.74% | 21.41% | 23.12% | 24.05% | 21.89% | 26.79% | 26.21% | 26.94% | 27.47% | 25.36% | 28.92% | 28.82% | 29.22%
QLD1 | VPP pump | 9.324% | 9.403% | 9.262% | 9.596% | 9.503% | 9.759% | 9.753% | 10.01% | 9.857% | 10% | 9.529% | 9.076% | 8.871% | 8.721% | 8.283% | 8.343% | 8.246% | 8.139% | 8.262% | 8.31% | 8.186% | 8.117% | 8.119% | 7.667% | 7.807% | 7.68% | 7.854%
Region | Technology | 2023-24 | 2024-25 | 2025-26 | 2026-27 | 2027-28 | 2028-29 | 2029-30 | 2030-31 | 2031-32 | 2032-33 | 2033-34 | 2034-35 | 2035-36 | 2036-37 | 2037-38 | 2038-39 | 2039-40 | 2040-41 | 2041-42 | 2042-43 | 2043-44 | 2044-45 | 2045-46 | 2046-47 | 2047-48 | 2048-49 | 2049-50
VIC1 | Grid Battery pump | 6.631% | 6.79% | 7.076% | 7.097% | 6.964% | 6.816% | 6.518% | 6.643% | 6.23% | 6.772% | 6.283% | 5.805% | 18.27% | 18.21% | 17.14% | 18.34% | 19.51% | 18.48% | 23.46% | 22.07% | 20.99% | 22.24% | 22.82% | 20.83% | 20.26% | 21.38% | 19.76%
VIC1 | Pumped Hydro Pump | bar: 2023-24 to 2049-50
VIC1 | VPP pump | 10.52% | 10.74% | 11.08% | 11.2% | 11.25% | 10.75% | 10.33% | 10.56% | 9.682% | 10.67% | 10.31% | 9.522% | 8.867% | 8.676% | 7.862% | 8.096% | 7.993% | 7.658% | 7.969% | 7.691% | 7.247% | 7.572% | 7.54% | 6.972% | 7.184% | 7.42% | 6.86%
Region | Technology | 2023-24 | 2024-25 | 2025-26 | 2026-27 | 2027-28 | 2028-29 | 2029-30 | 2030-31 | 2031-32 | 2032-33 | 2033-34 | 2034-35 | 2035-36 | 2036-37 | 2037-38 | 2038-39 | 2039-40 | 2040-41 | 2041-42 | 2042-43 | 2043-44 | 2044-45 | 2045-46 | 2046-47 | 2047-48 | 2048-49 | 2049-50
SA1 | Grid Battery pump | 6.127% | 6.281% | 6.177% | 6.187% | 6.098% | 5.908% | 5.822% | 6.145% | 6.033% | 6.059% | 6.079% | 5.44% | 16.31% | 16.69% | 19.49% | 19.55% | 19.97% | 17.91% | 21.55% | 19.8% | 23.14% | 22.75% | 24.77% | 21.7% | 20.49% | 22.55% | 19.47%
SA1 | Pumped Hydro Pump | bar: 2023-24 to 2049-50
SA1 | VPP pump | 10.57% | 10.77% | 10.55% | 10.35% | 10.09% | 9.617% | 9.339% | 9.326% | 9.146% | 9.122% | 9.106% | 8.581% | 8.498% | 8.566% | 8.233% | 8.065% | 7.931% | 7.536% | 7.74% | 7.713% | 7.415% | 7.534% | 7.77% | 7.376% | 7.208% | 7.458% | 7.161%
Region | Technology | 2023-24 | 2024-25 | 2025-26 | 2026-27 | 2027-28 | 2028-29 | 2029-30 | 2030-31 | 2031-32 | 2032-33 | 2033-34 | 2034-35 | 2035-36 | 2036-37 | 2037-38 | 2038-39 | 2039-40 | 2040-41 | 2041-42 | 2042-43 | 2043-44 | 2044-45 | 2045-46 | 2046-47 | 2047-48 | 2048-49 | 2049-50
TAS1 | Grid Battery pump | bar: 2023-24 to 2049-50
TAS1 | Pumped Hydro Pump | - | - | - | - | - | - | - | - | - | - | 36.42% | 34.04% | 23.29% | 24.9% | 23.74% | 25.52% | 28.63% | 27.15% | 25.17% | 24.73% | 24.51% | 25.51% | 25.16% | 24.94% | 26.05% | 25.67% | 24.2%
TAS1 | VPP pump | 0.9493% | 2.502% | 3.84% | 4.897% | 5.991% | 5.276% | 8.581% | 8.692% | 9.013% | 10.09% | 9.188% | 8.434% | 6.464% | 6.383% | 6.347% | 5.87% | 6.734% | 6.328% | 5.765% | 5.758% | 5.745% | 5.407% | 5.616% | 5.279% | 5.266% | 5.6% | 5.016%
Non-controllable capacity
Region | Technology | 2023-24 | 2024-25 | 2025-26 | 2026-27 | 2027-28 | 2028-29 | 2029-30 | 2030-31 | 2031-32 | 2032-33 | 2033-34 | 2034-35 | 2035-36 | 2036-37 | 2037-38 | 2038-39 | 2039-40 | 2040-41 | 2041-42 | 2042-43 | 2043-44 | 2044-45 | 2045-46 | 2046-47 | 2047-48 | 2048-49 | 2049-50
NEM | Distributed PV | 14.3% | 14.01% | 13.6% | 14.58% | 14.64% | 13.2% | 13.92% | 14.5% | 14.75% | 14.82% | 14.47% | 14.1% | 15.17% | 15.23% | 13.66% | 14.38% | 15.01% | 15.3% | 15.33% | 14.93% | 14.5% | 15.48% | 15.45% | 13.84% | 14.55% | 15.14% | 15.39%
NEM | Behind the meter battery | 4.438% | 4.449% | 4.457% | 4.469% | 4.49% | 4.441% | 4.435% | 4.405% | 4.427% | 4.406% | 4.384% | 4.367% | 4.355% | 4.321% | 4.296% | 4.254% | 4.225% | 4.163% | 4.155% | 4.146% | 4.142% | 4.124% | 4.114% | 4.101% | 4.109% | 4.084% | 4.066%
NEM | Behind the meter battery pump | 5.225% | 5.237% | 5.245% | 5.26% | 5.285% | 5.228% | 5.22% | 5.184% | 5.211% | 5.187% | 5.16% | 5.141% | 5.126% | 5.086% | 5.055% | 5.008% | 4.974% | 4.9% | 4.892% | 4.881% | 4.876% | 4.854% | 4.842% | 4.827% | 4.837% | 4.808% | 4.786%
Region | Technology | 2023-24 | 2024-25 | 2025-26 | 2026-27 | 2027-28 | 2028-29 | 2029-30 | 2030-31 | 2031-32 | 2032-33 | 2033-34 | 2034-35 | 2035-36 | 2036-37 | 2037-38 | 2038-39 | 2039-40 | 2040-41 | 2041-42 | 2042-43 | 2043-44 | 2044-45 | 2045-46 | 2046-47 | 2047-48 | 2048-49 | 2049-50
NSW1 | Distributed PV | 14.08% | 14.02% | 13.55% | 14.96% | 14.75% | 13.13% | 13.56% | 14.4% | 15.03% | 14.63% | 14.5% | 14.06% | 15.53% | 15.31% | 13.63% | 14.04% | 14.92% | 15.57% | 15.13% | 14.94% | 14.43% | 15.8% | 15.52% | 13.8% | 14.19% | 15.04% | 15.65%
NSW1 | Behind the meter battery | 4.454% | 4.516% | 4.536% | 4.524% | 4.516% | 4.454% | 4.445% | 4.407% | 4.407% | 4.371% | 4.345% | 4.352% | 4.356% | 4.321% | 4.289% | 4.244% | 4.218% | 4.157% | 4.137% | 4.112% | 4.094% | 4.094% | 4.104% | 4.101% | 4.115% | 4.099% | 4.087%
NSW1 | Behind the meter battery pump | 5.245% | 5.317% | 5.337% | 5.326% | 5.316% | 5.244% | 5.23% | 5.185% | 5.189% | 5.145% | 5.114% | 5.122% | 5.129% | 5.088% | 5.046% | 4.998% | 4.967% | 4.895% | 4.872% | 4.841% | 4.821% | 4.82% | 4.831% | 4.829% | 4.844% | 4.825% | 4.81%
Region | Technology | 2023-24 | 2024-25 | 2025-26 | 2026-27 | 2027-28 | 2028-29 | 2029-30 | 2030-31 | 2031-32 | 2032-33 | 2033-34 | 2034-35 | 2035-36 | 2036-37 | 2037-38 | 2038-39 | 2039-40 | 2040-41 | 2041-42 | 2042-43 | 2043-44 | 2044-45 | 2045-46 | 2046-47 | 2047-48 | 2048-49 | 2049-50
QLD1 | Distributed PV | 15.12% | 14.61% | 14.75% | 15.69% | 15.78% | 13.32% | 14.51% | 15.01% | 15.7% | 15.54% | 14.96% | 15.14% | 16.15% | 16.18% | 13.65% | 14.85% | 15.41% | 16.18% | 16% | 15.39% | 15.55% | 16.43% | 16.42% | 13.83% | 15.05% | 15.55% | 16.32%
QLD1 | Behind the meter battery | 4.41% | 4.384% | 4.417% | 4.441% | 4.475% | 4.454% | 4.471% | 4.453% | 4.517% | 4.51% | 4.487% | 4.442% | 4.412% | 4.354% | 4.308% | 4.258% | 4.231% | 4.179% | 4.193% | 4.211% | 4.224% | 4.196% | 4.171% | 4.142% | 4.12% | 4.078% | 4.058%
QLD1 | Behind the meter battery pump | 5.192% | 5.158% | 5.198% | 5.228% | 5.267% | 5.243% | 5.261% | 5.24% | 5.316% | 5.308% | 5.28% | 5.23% | 5.194% | 5.124% | 5.07% | 5.013% | 4.98% | 4.917% | 4.935% | 4.955% | 4.97% | 4.938% | 4.91% | 4.874% | 4.85% | 4.803% | 4.775%
Region | Technology | 2023-24 | 2024-25 | 2025-26 | 2026-27 | 2027-28 | 2028-29 | 2029-30 | 2030-31 | 2031-32 | 2032-33 | 2033-34 | 2034-35 | 2035-36 | 2036-37 | 2037-38 | 2038-39 | 2039-40 | 2040-41 | 2041-42 | 2042-43 | 2043-44 | 2044-45 | 2045-46 | 2046-47 | 2047-48 | 2048-49 | 2049-50
VIC1 | Distributed PV | 13.26% | 13.01% | 12.29% | 13.07% | 13.28% | 12.71% | 13.35% | 13.86% | 13.34% | 14.06% | 13.73% | 13% | 13.87% | 14.09% | 13.3% | 13.89% | 14.49% | 13.96% | 14.63% | 14.25% | 13.44% | 14.23% | 14.34% | 13.5% | 14.1% | 14.64% | 14.05%
VIC1 | Behind the meter battery | 4.413% | 4.385% | 4.374% | 4.458% | 4.547% | 4.486% | 4.459% | 4.424% | 4.429% | 4.407% | 4.384% | 4.353% | 4.331% | 4.329% | 4.34% | 4.303% | 4.269% | 4.192% | 4.174% | 4.157% | 4.147% | 4.115% | 4.093% | 4.089% | 4.122% | 4.102% | 4.08%
VIC1 | Behind the meter battery pump | 5.194% | 5.163% | 5.149% | 5.248% | 5.35% | 5.281% | 5.251% | 5.206% | 5.214% | 5.188% | 5.159% | 5.124% | 5.097% | 5.094% | 5.109% | 5.064% | 5.028% | 4.935% | 4.913% | 4.893% | 4.883% | 4.844% | 4.818% | 4.814% | 4.854% | 4.83% | 4.804%
Region | Technology | 2023-24 | 2024-25 | 2025-26 | 2026-27 | 2027-28 | 2028-29 | 2029-30 | 2030-31 | 2031-32 | 2032-33 | 2033-34 | 2034-35 | 2035-36 | 2036-37 | 2037-38 | 2038-39 | 2039-40 | 2040-41 | 2041-42 | 2042-43 | 2043-44 | 2044-45 | 2045-46 | 2046-47 | 2047-48 | 2048-49 | 2049-50
SA1 | Distributed PV | 15.24% | 14.83% | 14.07% | 14.62% | 15.11% | 14.42% | 15.11% | 15.33% | 15.3% | 15.72% | 15.23% | 14.51% | 15.13% | 15.65% | 14.9% | 15.61% | 15.86% | 15.87% | 16.24% | 15.71% | 14.92% | 15.47% | 15.9% | 15.13% | 15.83% | 16.05% | 16%
SA1 | Behind the meter battery | 4.465% | 4.442% | 4.408% | 4.38% | 4.365% | 4.318% | 4.312% | 4.284% | 4.308% | 4.291% | 4.271% | 4.266% | 4.26% | 4.221% | 4.182% | 4.158% | 4.116% | 4.056% | 4.048% | 4.029% | 4.027% | 4.015% | 4.012% | 3.994% | 4.01% | 3.993% | 3.972%
SA1 | Behind the meter battery pump | 5.255% | 5.226% | 5.19% | 5.155% | 5.137% | 5.085% | 5.076% | 5.042% | 5.069% | 5.05% | 5.026% | 5.022% | 5.012% | 4.968% | 4.92% | 4.894% | 4.845% | 4.775% | 4.767% | 4.744% | 4.74% | 4.724% | 4.722% | 4.703% | 4.722% | 4.699% | 4.676%
Region | Technology | 2023-24 | 2024-25 | 2025-26 | 2026-27 | 2027-28 | 2028-29 | 2029-30 | 2030-31 | 2031-32 | 2032-33 | 2033-34 | 2034-35 | 2035-36 | 2036-37 | 2037-38 | 2038-39 | 2039-40 | 2040-41 | 2041-42 | 2042-43 | 2043-44 | 2044-45 | 2045-46 | 2046-47 | 2047-48 | 2048-49 | 2049-50
TAS1 | Distributed PV | 11.99% | 12.06% | 11.49% | 12.27% | 12.19% | 11.94% | 12.08% | 12.36% | 12.15% | 12.53% | 12.49% | 11.94% | 12.73% | 12.7% | 12.35% | 12.43% | 12.71% | 12.58% | 12.86% | 12.83% | 12.19% | 12.91% | 12.77% | 12.44% | 12.5% | 12.79% | 12.58%
TAS1 | Behind the meter battery | 4.421% | 4.4% | 4.411% | 4.416% | 4.431% | 4.405% | 4.413% | 4.394% | 4.429% | 4.407% | 4.378% | 4.349% | 4.329% | 4.285% | 4.249% | 4.212% | 4.192% | 4.15% | 4.156% | 4.147% | 4.147% | 4.104% | 4.098% | 4.074% | 4.082% | 4.053% | 4.041%
TAS1 | Behind the meter battery pump | 5.204% | 5.177% | 5.194% | 5.196% | 5.213% | 5.183% | 5.194% | 5.172% | 5.215% | 5.188% | 5.155% | 5.118% | 5.095% | 5.045% | 5% | 4.96% | 4.935% | 4.886% | 4.89% | 4.883% | 4.878% | 4.831% | 4.825% | 4.796% | 4.803% | 4.772% | 4.759%

## Option 5A_Generation
Annual sent-out generation by technology (GWh) - Option 5A, Progressive Change Scenario
Explicitly modelled generation
Region | Technology | 2023-24 | 2024-25 | 2025-26 | 2026-27 | 2027-28 | 2028-29 | 2029-30 | 2030-31 | 2031-32 | 2032-33 | 2033-34 | 2034-35 | 2035-36 | 2036-37 | 2037-38 | 2038-39 | 2039-40 | 2040-41 | 2041-42 | 2042-43 | 2043-44 | 2044-45 | 2045-46 | 2046-47 | 2047-48 | 2048-49 | 2049-50
NEM | Black Coal | 73737.1151 | 71237.9948 | 66211.7047 | 59524.9845 | 52392.7557 | 56116.0821 | 50046.4431 | 48442.1234 | 47558.2679 | 54755.6944 | 45311.7375 | 45750.3042 | 36033.1193 | 36203.1885 | 33668.0842 | 33228.2344 | 32489.5029 | 21640.1037 | 22100.0003 | 14016.3109 | 14118.3546 | 13097.2812 | 10760.8294 | 9294.7907 | 8869.609 | 9241.22 | 9310.081
NEM | Brown Coal | 29307.5484 | 28305.2576 | 29028.422 | 28483.4421 | 28800.2145 | 20690.5266 | 21356.1405 | 20636.7048 | 19972.4432 | 20923.3458 | 21556.5738 | 21832.9304 | 7018.46 | 7156.4917 | 7845.6274 | 7692.8621 | 7764.45 | 6671.4827 | 6950.8848 | 7025.7241 | 6971.9168 | 4324.8677 | 4898.62 | 6951.4631 | 0 | 0 | 0
NEM | CCGT | 1457.5159 | 1428.5895 | 1573.3761 | 1035.0536 | 980.148 | 1152.1906 | 943.3734 | 1641.4237 | 1289.691 | 2760.2262 | 6892.5205 | 8080.606 | 8812.4541 | 7840.9622 | 7183.9827 | 6389.6617 | 5565.6374 | 4993.6726 | 4540.2265 | 5509.509 | 4023.4311 | 3700.7387 | 1756.0256 | 1056.6141 | 1061.3832 | 1052.1495 | 1071.5659
NEM | Gas - Steam | 50.7563 | 62.2539 | 79.858 | 22.5272 | 13.5211 | 99.5464 | 15.8252 | 48.2321 | 23.7293 | 66.1846 | 72.7926 | 200.7916 | 851.9357 | 938.4557 | 1252.0248 | 548.8088 | 0 | 0 | 0 | 0 | 0 | 0 | 0 | 0 | 0 | 0 | 0
NEM | OCGT / Diesel | 84.888 | 114.0058 | 146.6071 | 72.4213 | 87.6916 | 183.8858 | 28.341 | 210.5742 | 111.6882 | 405.6285 | 1699.8652 | 3491.9235 | 3781.4361 | 5527.7607 | 7952.1818 | 5315.508 | 8579.9107 | 9668.8892 | 5971.3104 | 8799.0199 | 13523.8095 | 10573.962 | 12405.8293 | 16050.7447 | 20388.0872 | 26636.7282 | 30431.5067
NEM | Hydro | 15620.7635 | 15474.2487 | 14404.7767 | 13747.4807 | 11823.238 | 16245.4174 | 15999.4229 | 15497.0792 | 15409.5975 | 15292.8922 | 18534.4233 | 18931.8383 | 18429.046 | 16282.6801 | 18869.9868 | 16321.8329 | 15387.1166 | 15382.4381 | 14472.7558 | 15851.0966 | 16267.9309 | 15110.2191 | 13061.7601 | 16967.1583 | 17378.4285 | 17525.9392 | 18552.1418
NEM | Hydrogen Turbine | 0 | 0 | 0 | 0 | 0 | 0 | 0 | 0 | 0 | 0 | 0 | 0 | 0 | 0 | 0 | 0 | 0 | 0 | 0 | 0 | 0 | 0 | 0 | 0 | 0 | 0 | 0
NEM | Wind | 28002.8235 | 31666.1663 | 37663.0548 | 45373.3651 | 56026.2108 | 61357.4482 | 66323.2549 | 67064.3704 | 70926.5845 | 68485.8302 | 74449.1658 | 78969.4712 | 103421.2643 | 112361.8608 | 119661.0717 | 126094.4591 | 125349.8902 | 132373.9278 | 135456.3937 | 138449.6468 | 135822.0126 | 141183.7414 | 148848.8973 | 167528.4923 | 176537.3782 | 188527.3022 | 194473.1733
NEM | Solar PV | 18969.256 | 18285.6877 | 19016.1765 | 18999.6265 | 19830.9019 | 18943.8884 | 20129.1021 | 21488.6397 | 22434.9988 | 22532.1336 | 28199.0902 | 28709.9824 | 34999.2534 | 35590.8189 | 36985.8722 | 40597.8953 | 43466.385 | 50896.6267 | 58418.1968 | 65796.7426 | 71465.6463 | 73836.009 | 76262.5017 | 80415.4915 | 91383.7441 | 110790.0432 | 125602.6214
NEM | Grid Battery | 468.7098 | 476.9135 | 479.6246 | 483.3283 | 473.4023 | 765.3145 | 803.5853 | 816.6802 | 788.3745 | 1504.0866 | 3191.8344 | 3300.0159 | 7190.2057 | 7152.9318 | 9510.5997 | 9620.8455 | 10044.1611 | 9712.1448 | 15843.2112 | 15344.5054 | 15519.8148 | 16630.1683 | 16884.771 | 16649.6588 | 17611.0026 | 21194.686 | 23387.1287
NEM | Pumped Hydro | 807.0798 | 980.0785 | 2440.5243 | 3038.2168 | 5063.3739 | 5421.2713 | 5304.8397 | 7022.712 | 6184.9617 | 7097.5506 | 8326.7074 | 8337.5953 | 11580.6955 | 11264.4536 | 9912.8161 | 10569.847 | 11399.396 | 11357.5938 | 11281.3049 | 11668.9163 | 11573.4488 | 12961.1422 | 13162.4499 | 14647.7149 | 15032.6318 | 16157.8551 | 15821.8302
NEM | VPP | 113.0708 | 180.1893 | 261.8871 | 387.4936 | 526.1975 | 671.9614 | 874.7714 | 1091.3646 | 1318.8943 | 1664.9486 | 1955.2917 | 2214.2692 | 2567.2828 | 2946.0418 | 3196.4496 | 3608.719 | 4032.0302 | 4269.4602 | 4812.7549 | 5146.8703 | 5364.5405 | 5901.437 | 6267.6481 | 6266.6725 | 6695.5514 | 7248.7657 | 7427.0773
Total excluding storage |  | 168619.5272 | 168211.3857 | 171306.0119 | 171167.9396 | 176017.6553 | 181647.5326 | 181825.0995 | 183959.9044 | 186019.2309 | 195488.5211 | 210190.0023 | 219819.728 | 234685.1531 | 243265.646 | 256038.697 | 259988.6737 | 264078.4801 | 266966.3397 | 279847.0393 | 287608.342 | 294650.9058 | 297319.5667 | 304309.3324 | 335828.8008 | 354957.8161 | 398374.689 | 426077.1263
Region | Technology | 2023-24 | 2024-25 | 2025-26 | 2026-27 | 2027-28 | 2028-29 | 2029-30 | 2030-31 | 2031-32 | 2032-33 | 2033-34 | 2034-35 | 2035-36 | 2036-37 | 2037-38 | 2038-39 | 2039-40 | 2040-41 | 2041-42 | 2042-43 | 2043-44 | 2044-45 | 2045-46 | 2046-47 | 2047-48 | 2048-49 | 2049-50
NSW1 | Black Coal | 32979.4626 | 30636.7148 | 27684.8917 | 24485.7674 | 17370.5367 | 19679.6742 | 16272.9951 | 16614.2402 | 16589.2534 | 20059.1785 | 8520.4362 | 8520.4364 | 8543.779 | 8066.5918 | 8520.436 | 8520.4361 | 8017.7744 | 0 | 0 | 0 | 0 | 0 | 0 | 0 | 0 | 0 | 0
NSW1 | Brown Coal | 0 | 0 | 0 | 0 | 0 | 0 | 0 | 0 | 0 | 0 | 0 | 0 | 0 | 0 | 0 | 0 | 0 | 0 | 0 | 0 | 0 | 0 | 0 | 0 | 0 | 0 | 0
NSW1 | CCGT | 3.9357 | 4.1121 | 35.8655 | 30.9666 | 34.3578 | 27.3704 | 8.7405 | 175.4993 | 104.8389 | 347.0627 | 1609.2546 | 1703.9502 | 1552.1671 | 1620.61 | 1955.3617 | 1685.2203 | 1550.8834 | 1468.8643 | 1328.9071 | 1635.6248 | 0 | 0 | 0 | 0 | 0 | 0 | 0
NSW1 | Gas - Steam | 0 | 0 | 0 | 0 | 0 | 0 | 0 | 0 | 0 | 0 | 0 | 0 | 0 | 0 | 0 | 0 | 0 | 0 | 0 | 0 | 0 | 0 | 0 | 0 | 0 | 0 | 0
NSW1 | OCGT / Diesel | 2.1985 | 5.1104 | 38.0373 | 16.1274 | 43.3168 | 22.1782 | 3.2554 | 82.2522 | 47.1056 | 117.9025 | 922.3575 | 1757.5197 | 648.9621 | 1160.7748 | 1921.5003 | 1167.6064 | 2607.3994 | 4264.7478 | 2393.9912 | 3382.7405 | 5960.7436 | 3604.6047 | 4414.0638 | 5404.6243 | 7045.8755 | 7608.0198 | 9554.743
NSW1 | Hydro | 2351.3981 | 2879.3367 | 2866.8225 | 2803.4349 | 2254.1708 | 3621.1128 | 2843.8707 | 2860.5468 | 2646.7807 | 2705.636 | 3127.8419 | 3278.7626 | 3144.7683 | 2620.0506 | 3711.0392 | 3154.1205 | 2873.2755 | 2995.298 | 2644.5103 | 3124.9919 | 3254.1772 | 3117.6054 | 2676.0946 | 3708.0156 | 3697.3561 | 3777.5975 | 3805.6091
NSW1 | Hydrogen Turbine | 0 | 0 | 0 | 0 | 0 | 0 | 0 | 0 | 0 | 0 | 0 | 0 | 0 | 0 | 0 | 0 | 0 | 0 | 0 | 0 | 0 | 0 | 0 | 0 | 0 | 0 | 0
NSW1 | Wind | 5942.6407 | 8862.0841 | 11996.0515 | 16044.9969 | 21365.2398 | 25735.5731 | 27507.9807 | 27920.5938 | 28096.1072 | 28235.3892 | 30878.3089 | 31833.7215 | 35036.766 | 36110.1931 | 37405.0481 | 42910.1006 | 43372.8279 | 41597.9842 | 44922.3188 | 43316.0923 | 43354.072 | 46392.7018 | 48557.3572 | 54964.056 | 58798.8797 | 58940.7561 | 60283.2796
NSW1 | Solar PV | 8555.5066 | 8183.4995 | 8227.7743 | 8806.6022 | 9326.7498 | 9061.6366 | 10446.6541 | 11207.3214 | 11340.6548 | 11466.7689 | 16389.2399 | 16957.7246 | 21548.2359 | 21525.2829 | 20118.561 | 20757.2748 | 22669.9764 | 26073.5391 | 30536.088 | 32033.54 | 32371.8623 | 34469.8199 | 35998.0648 | 33999.6335 | 35236.4728 | 40274.5328 | 44305.0023
NSW1 | Grid Battery | 32.2192 | 30.8588 | 30.9132 | 32.1976 | 30.5558 | 329.513 | 381.1145 | 390.5533 | 380.5923 | 1079.1541 | 2460.891 | 2358.1371 | 2446.0178 | 2408.0422 | 2296.2357 | 2224.4696 | 2307.8142 | 2212.9353 | 4303.9507 | 4157.1239 | 3972.3043 | 4737.676 | 4665.419 | 5130.5999 | 5134.179 | 5319.4396 | 5321.4003
NSW1 | Pumped Hydro | 210.4426 | 242.0411 | 1546.8891 | 1944.9249 | 4019.6685 | 4536.8449 | 4281.5483 | 5865.1903 | 5072.0066 | 5826.2259 | 5440.2348 | 5370.419 | 8119.1789 | 7979.8567 | 7088.0542 | 7513.6373 | 8055.1793 | 8047.385 | 8101.5631 | 7723.5628 | 7672.5229 | 8947.046 | 9155.0076 | 7958.6616 | 7549.7978 | 7920.2993 | 7467.5277
NSW1 | VPP | 27.7738 | 51.6079 | 85.2411 | 132.7871 | 177.6603 | 227.3808 | 303.8953 | 390.2532 | 464.0605 | 552.643 | 638.0786 | 725.2449 | 878.5283 | 1002.3615 | 1092.5605 | 1194.014 | 1343.6849 | 1405.0144 | 1572.5338 | 1651.0778 | 1690.3366 | 1914.5133 | 2003.6309 | 2017.4288 | 2149.608 | 2397.2541 | 2465.0322
Total excluding storage |  | 50105.5779 | 50895.3654 | 52512.4862 | 54297.8051 | 54622.2563 | 63241.2841 | 62050.0546 | 65506.4505 | 64741.4 | 70389.9608 | 69986.6433 | 72505.916 | 81918.4035 | 82493.7636 | 84108.7969 | 89126.8797 | 92798.8155 | 88065.7681 | 95803.863 | 97024.7541 | 98276.0189 | 103183.9672 | 107469.6379 | 113183.0197 | 119612.1688 | 126237.8992 | 133202.5941
Region | Technology | 2023-24 | 2024-25 | 2025-26 | 2026-27 | 2027-28 | 2028-29 | 2029-30 | 2030-31 | 2031-32 | 2032-33 | 2033-34 | 2034-35 | 2035-36 | 2036-37 | 2037-38 | 2038-39 | 2039-40 | 2040-41 | 2041-42 | 2042-43 | 2043-44 | 2044-45 | 2045-46 | 2046-47 | 2047-48 | 2048-49 | 2049-50
QLD1 | Black Coal | 40757.6525 | 40601.28 | 38526.813 | 35039.2171 | 35022.219 | 36436.4079 | 33773.448 | 31827.8832 | 30969.0145 | 34696.5159 | 36791.3013 | 37229.8678 | 27489.3403 | 28136.5967 | 25147.6482 | 24707.7983 | 24471.7285 | 21640.1037 | 22100.0003 | 14016.3109 | 14118.3546 | 13097.2812 | 10760.8294 | 9294.7907 | 8869.609 | 9241.22 | 9310.081
QLD1 | Brown Coal | 0 | 0 | 0 | 0 | 0 | 0 | 0 | 0 | 0 | 0 | 0 | 0 | 0 | 0 | 0 | 0 | 0 | 0 | 0 | 0 | 0 | 0 | 0 | 0 | 0 | 0 | 0
QLD1 | CCGT | 795.5715 | 846.6013 | 925.0488 | 924.1319 | 895.2897 | 891.6006 | 848.832 | 1309.6805 | 1100.2583 | 1929.9071 | 4112.1059 | 4756.5496 | 5770.3458 | 4686.1167 | 5228.621 | 4704.4414 | 4014.754 | 3524.8083 | 3211.3193 | 3873.8842 | 4023.4311 | 3700.7387 | 1756.0256 | 1056.6141 | 1061.3832 | 1052.1495 | 1071.5659
QLD1 | Gas - Steam | 0 | 0 | 0 | 0 | 0 | 0 | 0 | 0 | 0 | 0 | 0 | 0 | 0 | 0 | 0 | 0 | 0 | 0 | 0 | 0 | 0 | 0 | 0 | 0 | 0 | 0 | 0
QLD1 | OCGT / Diesel | 0.11188 | 0.00027935 | 1.3799 | 2.1285 | 1.3033 | 2.1648 | 0.00036188 | 36.2814 | 7.5061 | 85.2989 | 282.354 | 628.7935 | 1784.7019 | 3003.8828 | 3676.0348 | 2755.9583 | 3621.0583 | 3491.1355 | 1962.4865 | 3803.8147 | 4195.4959 | 4239.3018 | 4984.8175 | 6473.6127 | 7957.2461 | 12095.9613 | 12430.1448
QLD1 | Hydro | 707.8396 | 717.1323 | 736.0043 | 698.5267 | 718.2048 | 724.8696 | 706.4181 | 717.4481 | 722.6585 | 721.471 | 738.2504 | 736.8207 | 747.4543 | 746.4938 | 269.845 | 275.5611 | 276.2328 | 255.008 | 243.5752 | 0 | 0 | 0 | 0 | 0 | 0 | 0 | 0
QLD1 | Hydrogen Turbine | 0 | 0 | 0 | 0 | 0 | 0 | 0 | 0 | 0 | 0 | 0 | 0 | 0 | 0 | 0 | 0 | 0 | 0 | 0 | 0 | 0 | 0 | 0 | 0 | 0 | 0 | 0
QLD1 | Wind | 3883.2885 | 3602.1862 | 4035.0242 | 6285.5527 | 9217.4703 | 11330.6179 | 13428.6604 | 13975.7912 | 14020.5959 | 13816.6835 | 13767.3238 | 15189.1074 | 21807.3811 | 25896.7829 | 30723.5231 | 30387.0673 | 31175.6025 | 30880.171 | 35014.4255 | 36581.4727 | 36184.2858 | 34699.7877 | 39536.3382 | 49789.5804 | 49422.0905 | 61562.999 | 59731.1705
QLD1 | Solar PV | 7325.262 | 7289.8903 | 8049.1243 | 7476.1834 | 7756.381 | 7038.2837 | 6937.5498 | 7510.6562 | 8263.5972 | 8159.2559 | 8914.9191 | 8819.2054 | 9634.0658 | 9883.8413 | 12062.6395 | 13506.9573 | 13992.3467 | 17788.0958 | 17784.6887 | 24067.7048 | 26388.9054 | 26387.6622 | 26843.8136 | 32074.1951 | 39153.8635 | 46791.9474 | 57505.2549
QLD1 | Grid Battery | 57.6547 | 58.5516 | 56.7947 | 58.0596 | 57.4358 | 58.5922 | 58.1724 | 59.7818 | 57.8821 | 58.2371 | 402.7329 | 654.0136 | 2018.1674 | 2005.5109 | 3928.7803 | 3995.5013 | 4159.8764 | 4146.6526 | 5932.9204 | 5996.7763 | 6514.0348 | 6616.3704 | 6693.886 | 6534.3685 | 7125.297 | 7790.7293 | 10610.3746
QLD1 | Pumped Hydro | 596.6372 | 738.0374 | 893.6317 | 1093.2883 | 1043.7016 | 884.4224 | 1023.2869 | 1157.5166 | 1112.9496 | 1271.3123 | 2735.2489 | 2626.3741 | 2325.9691 | 2087.6708 | 1625.0629 | 1782.7686 | 1913.4895 | 1969.658 | 1811.6051 | 2599.8921 | 2566.5377 | 2616.2078 | 2647.0458 | 5307.4542 | 6073.9557 | 6815.853 | 7029.7961
QLD1 | VPP | 13.1141 | 21.6839 | 35.0423 | 57.2147 | 84.1925 | 121.3007 | 169.1832 | 218.473 | 293.6025 | 394.5709 | 477.1592 | 560.994 | 661.6384 | 766.0726 | 842.9724 | 980.1177 | 1094.8705 | 1207.3385 | 1368.5985 | 1524.3193 | 1647.084 | 1762.0334 | 1885.1028 | 1885.383 | 2036.3821 | 2101.4062 | 2266.3274
Total excluding storage |  | 54137.132 | 53875.3633 | 53258.8631 | 51634.3029 | 54796.198 | 57488.2597 | 56945.5513 | 56813.5122 | 56548.0648 | 61133.2525 | 68221.3955 | 71201.726 | 72239.0641 | 77212.9686 | 83505.1273 | 83096.1713 | 84719.9594 | 84902.9715 | 89429.6195 | 92464.175 | 95638.1292 | 93119.3832 | 95107.8589 | 112415.9987 | 121699.827 | 147452.2658 | 159954.7152
Region | Technology | 2023-24 | 2024-25 | 2025-26 | 2026-27 | 2027-28 | 2028-29 | 2029-30 | 2030-31 | 2031-32 | 2032-33 | 2033-34 | 2034-35 | 2035-36 | 2036-37 | 2037-38 | 2038-39 | 2039-40 | 2040-41 | 2041-42 | 2042-43 | 2043-44 | 2044-45 | 2045-46 | 2046-47 | 2047-48 | 2048-49 | 2049-50
VIC1 | Black Coal | 0 | 0 | 0 | 0 | 0 | 0 | 0 | 0 | 0 | 0 | 0 | 0 | 0 | 0 | 0 | 0 | 0 | 0 | 0 | 0 | 0 | 0 | 0 | 0 | 0 | 0 | 0
VIC1 | Brown Coal | 29307.5484 | 28305.2576 | 29028.422 | 28483.4421 | 28800.2145 | 20690.5266 | 21356.1405 | 20636.7048 | 19972.4432 | 20923.3458 | 21556.5738 | 21832.9304 | 7018.46 | 7156.4917 | 7845.6274 | 7692.8621 | 7764.45 | 6671.4827 | 6950.8848 | 7025.7241 | 6971.9168 | 4324.8677 | 4898.62 | 6951.4631 | 0 | 0 | 0
VIC1 | CCGT | 0 | 0 | 0 | 0 | 0 | 0 | 0 | 0 | 0 | 0 | 0 | 0 | 0 | 0 | 0 | 0 | 0 | 0 | 0 | 0 | 0 | 0 | 0 | 0 | 0 | 0 | 0
VIC1 | Gas - Steam | 8.6255 | 11.302 | 12.0374 | 22.5272 | 13.5211 | 99.5464 | 15.8252 | 48.2321 | 23.7293 | 66.1846 | 72.7926 | 200.7916 | 851.9357 | 938.4557 | 1252.0248 | 548.8088 | 0 | 0 | 0 | 0 | 0 | 0 | 0 | 0 | 0 | 0 | 0
VIC1 | OCGT / Diesel | 9.9926 | 14.2937 | 6.9206 | 19.8039 | 15.0569 | 61.9017 | 6.6165 | 31.8077 | 24.9842 | 50.2028 | 37.1691 | 160.0817 | 540.006 | 521.6796 | 1055.4554 | 385.1292 | 1091.0125 | 890.5857 | 727.7527 | 637.1231 | 1406.8344 | 1796.1622 | 1935.8305 | 3138.9551 | 4376.5504 | 5520.2848 | 6566.1421
VIC1 | Hydro | 2735.803 | 3315.1349 | 3414.5202 | 3244.4674 | 2712.9135 | 4065.296 | 3392.9524 | 2934.5834 | 2930.9306 | 2676.3228 | 3270.8059 | 3371.0156 | 3218.4815 | 2693.6119 | 4045.9427 | 3381.535 | 2926.1308 | 2925.0823 | 2670.7788 | 3261.9416 | 3373.7528 | 3200.7596 | 2682.1132 | 4029.6164 | 4038.3069 | 4035.9324 | 4038.9125
VIC1 | Hydrogen Turbine | 0 | 0 | 0 | 0 | 0 | 0 | 0 | 0 | 0 | 0 | 0 | 0 | 0 | 0 | 0 | 0 | 0 | 0 | 0 | 0 | 0 | 0 | 0 | 0 | 0 | 0 | 0
VIC1 | Wind | 9848.3937 | 9709.5934 | 11545.655 | 11613.0994 | 13459.4 | 12803.3943 | 13158.7433 | 12772.1417 | 14672.828 | 12793.388 | 13049.4044 | 14498.9607 | 23002.2489 | 25496.2665 | 24716.1684 | 26264.6014 | 25233.0008 | 30955.2218 | 27989.1735 | 31004.9133 | 30104.0809 | 31065.7968 | 30117.3297 | 30002.9143 | 33426.7311 | 32242.8433 | 35397.9654
VIC1 | Solar PV | 1935.4457 | 1761.9092 | 1684.5076 | 1712.7764 | 1720.1474 | 1806.6036 | 1743.6428 | 1770.1006 | 1800.0385 | 1862.0309 | 1863.8842 | 1851.56 | 2332.6528 | 2342.8907 | 2165.345 | 3715.2437 | 4106.0859 | 4449.2485 | 5754.6457 | 5631.947 | 7054.1253 | 7848.6841 | 7916.0098 | 8523.6138 | 10395.8035 | 14558.0979 | 13994.0296
VIC1 | Grid Battery | 183.5199 | 187.5293 | 195.2954 | 196.1718 | 191.8456 | 188.7421 | 179.5323 | 183.9681 | 171.5763 | 187.1308 | 148.2859 | 136.7314 | 1876.2085 | 1869.4713 | 1759.5625 | 1875.6022 | 2008.5545 | 1955.5467 | 3038.3162 | 2841.6418 | 2723.5563 | 2873.7452 | 2938.8052 | 2702.1872 | 2997.0845 | 4954.2374 | 4761.6282
VIC1 | Pumped Hydro | 0 | 0 | 0.00090871 | 0.00096476 | 0.001027 | 0.0010575 | 0.0010965 | 0.0012735 | 0.0013039 | 0.0017169 | 0.0022872 | 0.0023274 | 0.0024344 | 0.0025016 | 0.0024077 | 0.0025039 | 0.0026519 | 0.0027775 | 0.0050861 | 0.0049607 | 0.0050055 | 0.006906 | 0.0068403 | 0.0064722 | 0.0070638 | 0.012547 | 0.016718
VIC1 | VPP | 14.2448 | 24.7684 | 39.8014 | 68.3754 | 108.6699 | 143.4699 | 186.6188 | 235.3544 | 273.6055 | 377.9466 | 450.9703 | 507.8678 | 566.973 | 659.9029 | 705.3778 | 837.4219 | 944.679 | 1000.2123 | 1157.6132 | 1221.7116 | 1262.3107 | 1418.6488 | 1508.3254 | 1493.3006 | 1621.9504 | 1781.4511 | 1734.5054
Total excluding storage |  | 44043.5737 | 43329.7885 | 45927.1605 | 45360.6646 | 47021.7698 | 39859.4817 | 40040.0727 | 38612.8941 | 39870.1369 | 38936.5541 | 40449.8885 | 42559.9416 | 39406.9689 | 41678.7728 | 43545.5064 | 44701.207 | 44073.916 | 48847.3827 | 48289.1699 | 51625.0074 | 52896.5821 | 52528.6713 | 51997.0407 | 56842.0569 | 56856.4339 | 63092.8594 | 66493.1999
Region | Technology | 2023-24 | 2024-25 | 2025-26 | 2026-27 | 2027-28 | 2028-29 | 2029-30 | 2030-31 | 2031-32 | 2032-33 | 2033-34 | 2034-35 | 2035-36 | 2036-37 | 2037-38 | 2038-39 | 2039-40 | 2040-41 | 2041-42 | 2042-43 | 2043-44 | 2044-45 | 2045-46 | 2046-47 | 2047-48 | 2048-49 | 2049-50
SA1 | Black Coal | 0 | 0 | 0 | 0 | 0 | 0 | 0 | 0 | 0 | 0 | 0 | 0 | 0 | 0 | 0 | 0 | 0 | 0 | 0 | 0 | 0 | 0 | 0 | 0 | 0 | 0 | 0
SA1 | Brown Coal | 0 | 0 | 0 | 0 | 0 | 0 | 0 | 0 | 0 | 0 | 0 | 0 | 0 | 0 | 0 | 0 | 0 | 0 | 0 | 0 | 0 | 0 | 0 | 0 | 0 | 0 | 0
SA1 | CCGT | 658.0087 | 577.876 | 612.4617 | 79.955 | 50.5005 | 233.2196 | 85.8009 | 156.2438 | 84.5938 | 483.2564 | 1171.16 | 1620.1062 | 1489.9412 | 1534.2355 | 0 | 0 | 0 | 0 | 0 | 0 | 0 | 0 | 0 | 0 | 0 | 0 | 0
SA1 | Gas - Steam | 42.1307 | 50.9519 | 67.8206 | 0 | 0 | 0 | 0 | 0 | 0 | 0 | 0 | 0 | 0 | 0 | 0 | 0 | 0 | 0 | 0 | 0 | 0 | 0 | 0 | 0 | 0 | 0 | 0
SA1 | OCGT / Diesel | 72.585 | 94.6013 | 100.2693 | 34.3613 | 28.0145 | 97.641 | 18.4686 | 59.7471 | 32.0346 | 149.7404 | 457.9843 | 940.8788 | 795.6646 | 837.5044 | 1281.6333 | 1005.9634 | 1255.1193 | 1020.8282 | 882.541 | 973.4364 | 1957.7978 | 929.4005 | 1069.159 | 1032.6528 | 1004.2134 | 1396.793 | 1874.4449
SA1 | Hydro | 0 | 0 | 0 | 0 | 0 | 0 | 0 | 0 | 0 | 0 | 0 | 0 | 0 | 0 | 0 | 0 | 0 | 0 | 0 | 0 | 0 | 0 | 0 | 0 | 0 | 0 | 0
SA1 | Hydrogen Turbine | 0 | 0 | 0 | 0 | 0 | 0 | 0 | 0 | 0 | 0 | 0 | 0 | 0 | 0 | 0 | 0 | 0 | 0 | 0 | 0 | 0 | 0 | 0 | 0 | 0 | 0 | 0
SA1 | Wind | 6459.553 | 6491.4781 | 6235.3852 | 6922.0951 | 6920.898 | 6542.537 | 6279.5342 | 6052.6326 | 6510.7939 | 5841.5097 | 8542.3882 | 8142.9793 | 11904.0614 | 11926.4111 | 13322.3461 | 13452.9339 | 12747.7462 | 15038.6029 | 14024.8462 | 14624.6384 | 12714.8891 | 15344.5547 | 15038.4127 | 17624.1418 | 20083.8357 | 21220.3602 | 23285.9931
SA1 | Solar PV | 1153.0417 | 1050.3885 | 1054.7702 | 1004.0643 | 1027.6235 | 1037.3643 | 1001.2552 | 1000.5613 | 1030.7081 | 1044.0776 | 1031.0467 | 1081.492 | 1484.2979 | 1838.8031 | 2639.3259 | 2618.4185 | 2697.975 | 2585.7425 | 4342.7736 | 4063.5497 | 5650.7515 | 5129.8402 | 5504.611 | 5818.047 | 6597.6012 | 9165.4618 | 9798.3319
SA1 | Grid Battery | 195.316 | 199.9729 | 196.6203 | 196.8983 | 193.5642 | 188.4662 | 184.7649 | 182.3758 | 178.3226 | 179.5625 | 179.9223 | 151.1315 | 849.8092 | 869.9044 | 1526.0168 | 1525.2679 | 1567.9113 | 1397.0042 | 2568.0177 | 2348.9573 | 2309.9132 | 2402.3706 | 2586.6548 | 2282.4971 | 2354.435 | 3130.2721 | 2693.7148
SA1 | Pumped Hydro | 0 | 0 | 0.00076676 | 0.00078887 | 0.00080942 | 0.00088259 | 0.00089639 | 0.0010012 | 0.0010222 | 0.001333 | 0.0015025 | 0.0018497 | 0.002551 | 0.0026379 | 0.0025872 | 0.0026298 | 0.0027017 | 0.0027948 | 0.0030645 | 0.0029752 | 0.0030965 | 0.0038601 | 0.0039164 | 0.0037909 | 0.0042906 | 0.0044815 | 0.0046022
SA1 | VPP | 57.7822 | 81.4259 | 100.0307 | 125.6673 | 149.5923 | 172.551 | 198.9149 | 227.162 | 261.0816 | 302.8491 | 348.063 | 375.3555 | 419.391 | 471.3807 | 502.3798 | 541.4452 | 577.1446 | 582.3781 | 639.0395 | 668.116 | 676.2707 | 717.2172 | 772.4647 | 771.7322 | 783.7074 | 850.7268 | 850.0136
Total excluding storage |  | 8638.4172 | 8546.6947 | 8367.3588 | 8363.0422 | 8370.1938 | 8271.7799 | 7768.7397 | 7678.7236 | 8097.5355 | 8000.997 | 11730.5661 | 12311.9452 | 16943.1678 | 17478.2418 | 19271.7045 | 19144.0315 | 18845.8991 | 20624.5587 | 22457.2211 | 22678.7008 | 23309.6254 | 24523.387 | 24971.306 | 27529.0747 | 30823.797 | 35763.6184 | 38502.5029
Region | Technology | 2023-24 | 2024-25 | 2025-26 | 2026-27 | 2027-28 | 2028-29 | 2029-30 | 2030-31 | 2031-32 | 2032-33 | 2033-34 | 2034-35 | 2035-36 | 2036-37 | 2037-38 | 2038-39 | 2039-40 | 2040-41 | 2041-42 | 2042-43 | 2043-44 | 2044-45 | 2045-46 | 2046-47 | 2047-48 | 2048-49 | 2049-50
TAS1 | Black Coal | 0 | 0 | 0 | 0 | 0 | 0 | 0 | 0 | 0 | 0 | 0 | 0 | 0 | 0 | 0 | 0 | 0 | 0 | 0 | 0 | 0 | 0 | 0 | 0 | 0 | 0 | 0
TAS1 | Brown Coal | 0 | 0 | 0 | 0 | 0 | 0 | 0 | 0 | 0 | 0 | 0 | 0 | 0 | 0 | 0 | 0 | 0 | 0 | 0 | 0 | 0 | 0 | 0 | 0 | 0 | 0 | 0
TAS1 | CCGT | 0 | 0 | 0 | 0 | 0 | 0 | 0 | 0 | 0 | 0 | 0 | 0 | 0 | 0 | 0 | 0 | 0 | 0 | 0 | 0 | 0 | 0 | 0 | 0 | 0 | 0 | 0
TAS1 | Gas - Steam | 0 | 0 | 0 | 0 | 0 | 0 | 0 | 0 | 0 | 0 | 0 | 0 | 0 | 0 | 0 | 0 | 0 | 0 | 0 | 0 | 0 | 0 | 0 | 0 | 0 | 0 | 0
TAS1 | OCGT / Diesel | 5.5256e-05 | 0.00011652 | 0.00012176 | 0.00012784 | 0.00013414 | 0.00014201 | 0.00015362 | 0.48574 | 0.057648 | 2.4838 | 0.0002482 | 4.6497 | 12.1015 | 3.919 | 17.5579 | 0.85063 | 5.3212 | 1.592 | 4.539 | 1.9052 | 2.9377 | 4.4927 | 1.9586 | 0.89988 | 4.2019 | 15.6692 | 6.032
TAS1 | Hydro | 9825.7227 | 8562.6449 | 7387.4297 | 7001.0516 | 6137.9488 | 7834.139 | 9056.1817 | 8984.5009 | 9109.2277 | 9189.4624 | 11397.5251 | 11545.2395 | 11318.3419 | 10222.5238 | 10843.1598 | 9510.6163 | 9311.4774 | 9207.0498 | 8913.8916 | 9464.1632 | 9640.0009 | 8791.8541 | 7703.5523 | 9229.5263 | 9642.7655 | 9712.4093 | 10707.6202
TAS1 | Hydrogen Turbine | 0 | 0 | 0 | 0 | 0 | 0 | 0 | 0 | 0 | 0 | 0 | 0 | 0 | 0 | 0 | 0 | 0 | 0 | 0 | 0 | 0 | 0 | 0 | 0 | 0 | 0 | 0
TAS1 | Wind | 1868.9476 | 3000.8245 | 3850.9389 | 4507.6209 | 5063.2027 | 4945.3259 | 5948.3363 | 6343.2111 | 7626.2594 | 7798.8597 | 8211.7406 | 9304.7023 | 11670.8069 | 12932.2072 | 13493.9859 | 13079.7558 | 12820.7127 | 13901.948 | 13505.6297 | 12922.5301 | 13464.6848 | 13680.9005 | 15599.4595 | 15147.7997 | 14805.8413 | 14560.3436 | 15774.7647
TAS1 | Solar PV | 0 | 0.00012616 | 0.00012105 | 0.00013355 | 0.00015853 | 0.00014035 | 0.00015927 | 0.0002068 | 0.0002051 | 0.00026307 | 0.0003707 | 0.00042437 | 0.00099153 | 0.00096517 | 0.0008367 | 0.00083902 | 0.00087533 | 0.00079635 | 0.00090454 | 0.0010347 | 0.0018584 | 0.0025342 | 0.0024284 | 0.0021217 | 0.0031648 | 0.0032712 | 0.0027794
TAS1 | Grid Battery | 0 | 0.00081776 | 0.00096265 | 0.0010044 | 0.0010138 | 0.0010147 | 0.0011381 | 0.0011971 | 0.0013011 | 0.0021004 | 0.0022433 | 0.0023329 | 0.0029122 | 0.0029843 | 0.0043681 | 0.0045034 | 0.0047756 | 0.0059252 | 0.0060553 | 0.0061411 | 0.0063165 | 0.0060854 | 0.0060586 | 0.0060455 | 0.0071808 | 0.0076499 | 0.010734
TAS1 | Pumped Hydro | 0 | 0 | 0.0017459 | 0.0018748 | 0.0020188 | 0.002122 | 0.0024791 | 0.0028717 | 0.0032585 | 0.00931 | 151.2199 | 340.798 | 1135.5426 | 1196.921 | 1199.6939 | 1273.4359 | 1430.7218 | 1340.5453 | 1368.1285 | 1345.4534 | 1334.3801 | 1397.8776 | 1360.3857 | 1381.5888 | 1408.8669 | 1421.6857 | 1324.4852
TAS1 | VPP | 0.15596 | 0.70331 | 1.7717 | 3.4491 | 6.0826 | 7.259 | 16.1592 | 20.122 | 26.5442 | 36.939 | 41.0205 | 44.807 | 40.7521 | 46.3241 | 53.159 | 55.7202 | 71.6512 | 74.5169 | 74.9699 | 81.6456 | 88.5386 | 89.0243 | 98.1243 | 98.8279 | 103.9034 | 117.9275 | 111.1988
Total excluding storage |  | 11694.8264 | 11564.1737 | 11240.1433 | 11512.1247 | 11207.2374 | 12786.7273 | 15020.6812 | 15348.324 | 16762.0937 | 17027.7566 | 19801.5089 | 21240.1992 | 24177.5489 | 24401.8992 | 25607.5619 | 23920.3843 | 23639.8901 | 24525.6587 | 23867.1657 | 23815.7046 | 24530.5503 | 23964.1579 | 24763.4889 | 25858.6507 | 25965.5893 | 25828.0462 | 27924.1143
Explicitly modelled pumping
Region | Technology | 2023-24 | 2024-25 | 2025-26 | 2026-27 | 2027-28 | 2028-29 | 2029-30 | 2030-31 | 2031-32 | 2032-33 | 2033-34 | 2034-35 | 2035-36 | 2036-37 | 2037-38 | 2038-39 | 2039-40 | 2040-41 | 2041-42 | 2042-43 | 2043-44 | 2044-45 | 2045-46 | 2046-47 | 2047-48 | 2048-49 | 2049-50
NEM | Grid Battery pump | 555.3142 | 566.0761 | 569.6719 | 573.5247 | 563.2057 | 912.7789 | 962.2642 | 973.9879 | 944.5143 | 1782.9896 | 3776.3168 | 3911.0843 | 8586.5039 | 8542.7973 | 11406.0467 | 11529.4304 | 12002.4147 | 11666.0644 | 18999.066 | 18437.2837 | 18602.8861 | 19966.7083 | 20313.6914 | 19973.633 | 21179.9865 | 25444.0797 | 28089.6592
NEM | Pumped Hydro Pump | 2075.2085 | 2370.8243 | 4051.589 | 5218.0931 | 7922.1634 | 7728.1314 | 8529.9346 | 10308.6791 | 9795.4669 | 10766.9751 | 12470.0199 | 12222.8048 | 16561.4546 | 16557.0822 | 14101.644 | 15471.7569 | 16502.7831 | 16576.3503 | 16108.4067 | 17070.1947 | 16336.2786 | 18584.4243 | 19070.9863 | 20466.2639 | 20911.5351 | 22534.4908 | 21979.7179
NEM | VPP pump | 132.7598 | 211.9809 | 308.2562 | 455.6779 | 619.875 | 789.7626 | 1030.3446 | 1282.7177 | 1555.0814 | 1956.4306 | 2300.2541 | 2605.5422 | 3018.8026 | 3466.1098 | 3765.1224 | 4250.8089 | 4733.5263 | 5036.4493 | 5651.3503 | 6062.2645 | 6301.9585 | 6942.2457 | 7388.2944 | 7362.5364 | 7886.5795 | 8517.9861 | 8733.6024
Region | Technology | 2023-24 | 2024-25 | 2025-26 | 2026-27 | 2027-28 | 2028-29 | 2029-30 | 2030-31 | 2031-32 | 2032-33 | 2033-34 | 2034-35 | 2035-36 | 2036-37 | 2037-38 | 2038-39 | 2039-40 | 2040-41 | 2041-42 | 2042-43 | 2043-44 | 2044-45 | 2045-46 | 2046-47 | 2047-48 | 2048-49 | 2049-50
NSW1 | Grid Battery pump | 38.2669 | 36.7367 | 36.8014 | 38.3304 | 36.3764 | 396.5811 | 459.6139 | 469.2718 | 459.4099 | 1279.0801 | 2912.7895 | 2791.7427 | 2894.6023 | 2850.4517 | 2720.78 | 2637.9102 | 2723.492 | 2627.074 | 5132.5815 | 4958.7527 | 4736.7801 | 5657.9475 | 5589.0298 | 6117.9553 | 6157.4932 | 6340.7164 | 6362.4818
NSW1 | Pumped Hydro Pump | 1219.1344 | 1323.1994 | 2809.9275 | 3700.8849 | 6471.9334 | 6500.0116 | 7108.7658 | 8698.9969 | 8246.7116 | 9007.6566 | 8579.5102 | 8220.6731 | 11959.4356 | 12156.9937 | 10359.8371 | 11428.1279 | 12065.8937 | 12133.9429 | 11892.8879 | 11831.4782 | 11188.8429 | 13254.9785 | 13697.482 | 11650.4735 | 11030.9367 | 11598.7437 | 11022.5588
NSW1 | VPP pump | 32.6002 | 60.7152 | 100.2836 | 156.2201 | 209.1033 | 267.4156 | 357.6005 | 459.0448 | 547.3143 | 648.8075 | 750.8732 | 853.9985 | 1032.6009 | 1179.2487 | 1287.2499 | 1406.9499 | 1576.6936 | 1657.8966 | 1845.1011 | 1943.1184 | 1988.0931 | 2252.2329 | 2363.5094 | 2367.1491 | 2533.8022 | 2815.447 | 2900.0379
Region | Technology | 2023-24 | 2024-25 | 2025-26 | 2026-27 | 2027-28 | 2028-29 | 2029-30 | 2030-31 | 2031-32 | 2032-33 | 2033-34 | 2034-35 | 2035-36 | 2036-37 | 2037-38 | 2038-39 | 2039-40 | 2040-41 | 2041-42 | 2042-43 | 2043-44 | 2044-45 | 2045-46 | 2046-47 | 2047-48 | 2048-49 | 2049-50
QLD1 | Grid Battery pump | 68.458 | 69.7043 | 67.7418 | 68.9894 | 68.3759 | 69.7526 | 69.2529 | 71.1688 | 69.0858 | 69.1513 | 474.6073 | 778.0841 | 2421.3207 | 2405.5087 | 4739.2999 | 4793.2908 | 4996.969 | 4998.5947 | 7137.1859 | 7214.976 | 7829.3471 | 7962.0329 | 8052.5057 | 7881.3829 | 8556.1791 | 9397.9559 | 12752.5028
QLD1 | Pumped Hydro Pump | 856.0741 | 1047.6249 | 1241.6571 | 1517.2034 | 1450.2249 | 1228.1144 | 1421.1629 | 1609.6754 | 1548.748 | 1759.3022 | 3690.6048 | 3550.6494 | 3111.8623 | 2806.4035 | 2182.0299 | 2366.8562 | 2555.5536 | 2658.7874 | 2419.4604 | 3474.315 | 3398.5426 | 3492.9016 | 3561.5089 | 7019.9066 | 8004.8013 | 9087.0956 | 9214.3872
QLD1 | VPP pump | 15.3886 | 25.5105 | 41.328 | 67.2096 | 99.05 | 142.7067 | 199.039 | 257.0271 | 346.2765 | 463.3393 | 561.3784 | 660.3572 | 778.0285 | 901.2525 | 994.5608 | 1151.463 | 1286.8708 | 1423.1213 | 1609.8947 | 1793.7406 | 1935.3826 | 2072.49 | 2217.7258 | 2222.716 | 2391.0952 | 2476.3782 | 2662.1318
Region | Technology | 2023-24 | 2024-25 | 2025-26 | 2026-27 | 2027-28 | 2028-29 | 2029-30 | 2030-31 | 2031-32 | 2032-33 | 2033-34 | 2034-35 | 2035-36 | 2036-37 | 2037-38 | 2038-39 | 2039-40 | 2040-41 | 2041-42 | 2042-43 | 2043-44 | 2044-45 | 2045-46 | 2046-47 | 2047-48 | 2048-49 | 2049-50
VIC1 | Grid Battery pump | 218.0161 | 223.2589 | 232.6664 | 233.3563 | 228.9722 | 224.1084 | 214.3135 | 218.425 | 204.8422 | 222.6515 | 176.1204 | 162.7245 | 2250.2079 | 2242.2948 | 2110.8078 | 2257.9876 | 2402.2217 | 2354.5071 | 3644.5815 | 3428.6282 | 3261.0087 | 3454.4821 | 3545.6781 | 3235.472 | 3618.4152 | 5946.3122 | 5729.7531
VIC1 | Pumped Hydro Pump | 0 | 0 | 0.0011976 | 0.0012685 | 0.0013554 | 0.0013875 | 0.001447 | 0.0016723 | 0.0017204 | 0.0022593 | 0.0030119 | 0.0030636 | 0.0031932 | 0.0032991 | 0.0031648 | 0.0033013 | 0.003478 | 0.0036741 | 0.0066857 | 0.0065403 | 0.0065661 | 0.009084 | 0.0090548 | 0.0084592 | 0.009343 | 0.016464 | 0.021994
VIC1 | VPP pump | 16.7203 | 29.1394 | 46.9201 | 80.3466 | 128.1296 | 168.5054 | 220.0712 | 276.3678 | 322.6948 | 444.7885 | 530.3833 | 596.7597 | 666.9774 | 776.3563 | 829.9181 | 988.0183 | 1108.509 | 1180.2697 | 1358.3485 | 1441.4369 | 1480.9423 | 1668.9984 | 1779.8012 | 1751.5236 | 1914.1032 | 2089.8986 | 2040.5946
Region | Technology | 2023-24 | 2024-25 | 2025-26 | 2026-27 | 2027-28 | 2028-29 | 2029-30 | 2030-31 | 2031-32 | 2032-33 | 2033-34 | 2034-35 | 2035-36 | 2036-37 | 2037-38 | 2038-39 | 2039-40 | 2040-41 | 2041-42 | 2042-43 | 2043-44 | 2044-45 | 2045-46 | 2046-47 | 2047-48 | 2048-49 | 2049-50
SA1 | Grid Battery pump | 230.5732 | 236.3752 | 232.4611 | 232.8473 | 229.48 | 222.3356 | 219.0826 | 215.1209 | 211.1749 | 212.1042 | 212.797 | 178.5302 | 1020.3695 | 1044.5386 | 1835.1538 | 1840.2364 | 1879.7263 | 1685.8815 | 3084.7099 | 2834.9196 | 2775.7427 | 2892.2386 | 3126.4706 | 2738.8157 | 2847.8903 | 3759.0861 | 3244.9088
SA1 | Pumped Hydro Pump | 0 | 0 | 0.0010094 | 0.0010378 | 0.0010689 | 0.0011577 | 0.0011832 | 0.0013151 | 0.0013466 | 0.0017546 | 0.0019786 | 0.0024301 | 0.0033551 | 0.0034752 | 0.0034012 | 0.0034701 | 0.0035436 | 0.0036944 | 0.0040153 | 0.0039269 | 0.0040666 | 0.0050817 | 0.005171 | 0.0049631 | 0.0056743 | 0.0058679 | 0.0060615
SA1 | VPP pump | 67.8686 | 95.7897 | 117.6422 | 147.8439 | 176.4071 | 202.5849 | 234.6085 | 266.6584 | 307.4835 | 356.0177 | 409.4635 | 441.5637 | 493.4012 | 554.5655 | 591.035 | 638.7969 | 677.191 | 687.1789 | 749.783 | 787.8769 | 793.7545 | 843.7849 | 911.3594 | 905.3428 | 924.8204 | 998.0433 | 1000.016
Region | Technology | 2023-24 | 2024-25 | 2025-26 | 2026-27 | 2027-28 | 2028-29 | 2029-30 | 2030-31 | 2031-32 | 2032-33 | 2033-34 | 2034-35 | 2035-36 | 2036-37 | 2037-38 | 2038-39 | 2039-40 | 2040-41 | 2041-42 | 2042-43 | 2043-44 | 2044-45 | 2045-46 | 2046-47 | 2047-48 | 2048-49 | 2049-50
TAS1 | Grid Battery pump | 0 | 0.00097142 | 0.0011427 | 0.0011923 | 0.0012034 | 0.0012045 | 0.001351 | 0.0014205 | 0.0015456 | 0.0024957 | 0.0026648 | 0.0027752 | 0.0034553 | 0.0035479 | 0.0051894 | 0.0053532 | 0.0056695 | 0.0070512 | 0.0071977 | 0.0073037 | 0.0075068 | 0.0072332 | 0.0072155 | 0.0071745 | 0.0085598 | 0.0090766 | 0.012756
TAS1 | Pumped Hydro Pump | 0 | 0 | 0.0023035 | 0.0024672 | 0.0026585 | 0.0027921 | 0.003268 | 0.00377 | 0.0043052 | 0.012306 | 199.8999 | 451.4768 | 1490.1501 | 1593.6783 | 1559.7705 | 1676.766 | 1881.3288 | 1783.6126 | 1796.0477 | 1764.3911 | 1748.8825 | 1836.53 | 1811.9812 | 1795.8703 | 1875.7821 | 1848.6292 | 1742.7438
TAS1 | VPP pump | 0.18211 | 0.82619 | 2.0823 | 4.0577 | 7.1849 | 8.55 | 19.0253 | 23.6196 | 31.3123 | 43.4777 | 48.1556 | 52.8631 | 47.7946 | 54.6867 | 62.3584 | 65.5808 | 84.2619 | 87.9828 | 88.223 | 96.0917 | 103.7861 | 104.7395 | 115.8986 | 115.8049 | 122.7585 | 138.2191 | 130.8221
Non-controllable capacity
Region | Technology | 2023-24 | 2024-25 | 2025-26 | 2026-27 | 2027-28 | 2028-29 | 2029-30 | 2030-31 | 2031-32 | 2032-33 | 2033-34 | 2034-35 | 2035-36 | 2036-37 | 2037-38 | 2038-39 | 2039-40 | 2040-41 | 2041-42 | 2042-43 | 2043-44 | 2044-45 | 2045-46 | 2046-47 | 2047-48 | 2048-49 | 2049-50
NEM | Distributed PV | 26478.5749 | 28191.0687 | 29615.185 | 34147.8413 | 36635.1334 | 34828.8225 | 38288.4458 | 41605.3113 | 44463.1544 | 46878.5074 | 47897.7259 | 48691.7471 | 54425.0857 | 56551.7616 | 52450.4952 | 56904.483 | 61172.6746 | 63978.5781 | 65693.865 | 65612.2161 | 65271.4595 | 71680.9026 | 73748.0586 | 68052.8401 | 73585.1598 | 78664.3753 | 82018.7177
NEM | Behind the meter battery | 356.5682 | 473.328 | 594.7444 | 757.032 | 926.2117 | 1056.7381 | 1233.2407 | 1392.7578 | 1662.8579 | 1934.0875 | 2210.3303 | 2494.7306 | 2761.3681 | 3007.0367 | 3248.1504 | 3458.3931 | 3610.6796 | 3707.3314 | 3832.4058 | 3933.9396 | 3996.3524 | 4028.7483 | 4047.3212 | 4044.1409 | 4038.7997 | 4002.1032 | 3966.4236
NEM | Behind the meter battery pump | 419.7907 | 557.164 | 699.9769 | 891.129 | 1090.0671 | 1244.0558 | 1451.4338 | 1638.8866 | 1957.4728 | 2276.5602 | 2601.4314 | 2936.5844 | 3250.3979 | 3539.5238 | 3822.2237 | 4071.3623 | 4250.8148 | 4364.1903 | 4511.5203 | 4630.4575 | 4704.2076 | 4742.1508 | 4764.3333 | 4760.7853 | 4755.14 | 4712.0744 | 4668.4548
Region | Technology | 2023-24 | 2024-25 | 2025-26 | 2026-27 | 2027-28 | 2028-29 | 2029-30 | 2030-31 | 2031-32 | 2032-33 | 2033-34 | 2034-35 | 2035-36 | 2036-37 | 2037-38 | 2038-39 | 2039-40 | 2040-41 | 2041-42 | 2042-43 | 2043-44 | 2044-45 | 2045-46 | 2046-47 | 2047-48 | 2048-49 | 2049-50
NSW1 | Distributed PV | 8227.9495 | 8889.0709 | 9306.1322 | 11052.6804 | 11659.9136 | 11026.5723 | 11951.3856 | 13304.8274 | 14644.4048 | 14969.6322 | 15535.8472 | 15718.8791 | 18044.1473 | 18411.8213 | 16930.2454 | 17972.9366 | 19660.4434 | 21060.2472 | 20970.6665 | 21239.1879 | 21033.8098 | 23737.2282 | 24049.1858 | 22049.3527 | 23369.6114 | 25463.3842 | 27229.5394
NSW1 | Behind the meter battery | 133.59 | 194.7768 | 253.5396 | 316.24 | 372.6608 | 419.4249 | 490.1318 | 552.7239 | 644.191 | 732.2475 | 823.81 | 926.2632 | 1021.1994 | 1100.9212 | 1175.2256 | 1241.3495 | 1281.6071 | 1301.3891 | 1323.469 | 1331.6999 | 1328.6786 | 1333.0742 | 1339.1239 | 1339.0233 | 1340.0485 | 1331.6872 | 1322.7103
NSW1 | Behind the meter battery pump | 157.3114 | 229.3287 | 298.3165 | 372.3107 | 438.6271 | 493.7687 | 576.7121 | 650.3958 | 758.5034 | 862.0114 | 969.6543 | 1090.1287 | 1202.3863 | 1296.4571 | 1382.6657 | 1461.7352 | 1508.9376 | 1532.4858 | 1558.4624 | 1567.6632 | 1564.469 | 1569.4047 | 1576.1804 | 1576.5486 | 1577.4697 | 1567.7527 | 1556.6083
Region | Technology | 2023-24 | 2024-25 | 2025-26 | 2026-27 | 2027-28 | 2028-29 | 2029-30 | 2030-31 | 2031-32 | 2032-33 | 2033-34 | 2034-35 | 2035-36 | 2036-37 | 2037-38 | 2038-39 | 2039-40 | 2040-41 | 2041-42 | 2042-43 | 2043-44 | 2044-45 | 2045-46 | 2046-47 | 2047-48 | 2048-49 | 2049-50
QLD1 | Distributed PV | 8291.7042 | 8569.0822 | 9217.3266 | 10390.3794 | 11011.6137 | 9744.9252 | 11046.7924 | 11904.8452 | 13131.2263 | 13701.6565 | 13860.8726 | 14700.2383 | 16327.2094 | 16975.5207 | 14830.6032 | 16665.2669 | 17838.7295 | 19246.0747 | 19521.824 | 19243.8033 | 19908.8944 | 21593.4637 | 22179.0614 | 19185.5663 | 21429.4769 | 22706.5989 | 24395.8885
QLD1 | Behind the meter battery | 68.254 | 84.6289 | 112.6463 | 146.2592 | 185.7816 | 221.6253 | 270.215 | 314.6937 | 406.9618 | 502.2534 | 595.6003 | 683.1659 | 764.1412 | 834.4612 | 901.8028 | 964.152 | 1016.5218 | 1061.2384 | 1120.2283 | 1177.3744 | 1217.6262 | 1234.2876 | 1240.4297 | 1235.0961 | 1221.5488 | 1202.4999 | 1188.1662
QLD1 | Behind the meter battery pump | 80.3689 | 99.5866 | 132.5744 | 172.1468 | 218.6795 | 260.8892 | 317.9825 | 370.2693 | 479.0052 | 591.0508 | 700.9679 | 804.4299 | 899.4899 | 981.9193 | 1061.2211 | 1135.0177 | 1196.3817 | 1248.6769 | 1318.2882 | 1385.4977 | 1432.6887 | 1452.5841 | 1460.2966 | 1453.471 | 1438.2675 | 1416.1388 | 1398.0248
Region | Technology | 2023-24 | 2024-25 | 2025-26 | 2026-27 | 2027-28 | 2028-29 | 2029-30 | 2030-31 | 2031-32 | 2032-33 | 2033-34 | 2034-35 | 2035-36 | 2036-37 | 2037-38 | 2038-39 | 2039-40 | 2040-41 | 2041-42 | 2042-43 | 2043-44 | 2044-45 | 2045-46 | 2046-47 | 2047-48 | 2048-49 | 2049-50
VIC1 | Distributed PV | 6055.7621 | 6669.655 | 6991.3292 | 8188.53 | 9067.6803 | 9147.9858 | 9973.9295 | 10801.2044 | 10862.1515 | 11966.1686 | 12180.7464 | 12020.6338 | 13307.7617 | 14002.8213 | 13650.1784 | 14718.8745 | 15803.8446 | 15625.7965 | 16773.5548 | 16765.9245 | 16213.7264 | 17701.3941 | 18418.5859 | 17911.4779 | 19277.2431 | 20620.6982 | 20333.1662
VIC1 | Behind the meter battery | 74.3056 | 92.44 | 111.7344 | 156.8119 | 212.09 | 243.6602 | 282.6219 | 319.434 | 377.8895 | 439.4914 | 505.2185 | 572.8675 | 639.1484 | 714.1982 | 795.0575 | 858.1453 | 908.5127 | 935.1099 | 971.8935 | 1005.2009 | 1028.9371 | 1040.4307 | 1046.8501 | 1051.4154 | 1058.0828 | 1051.5912 | 1043.1588
VIC1 | Behind the meter battery pump | 87.4501 | 108.8465 | 131.5376 | 184.5847 | 249.5654 | 286.8384 | 332.788 | 375.8552 | 444.8213 | 517.3706 | 594.5868 | 674.2645 | 752.1378 | 840.4146 | 935.8569 | 1009.9236 | 1069.8581 | 1100.7998 | 1144.0157 | 1183.0999 | 1211.4056 | 1224.7479 | 1232.417 | 1237.8581 | 1245.9798 | 1238.1379 | 1228.2991
Region | Technology | 2023-24 | 2024-25 | 2025-26 | 2026-27 | 2027-28 | 2028-29 | 2029-30 | 2030-31 | 2031-32 | 2032-33 | 2033-34 | 2034-35 | 2035-36 | 2036-37 | 2037-38 | 2038-39 | 2039-40 | 2040-41 | 2041-42 | 2042-43 | 2043-44 | 2044-45 | 2045-46 | 2046-47 | 2047-48 | 2048-49 | 2049-50
SA1 | Distributed PV | 3591.0876 | 3717.2823 | 3740.8652 | 4102.9303 | 4454.0757 | 4447.213 | 4823.2467 | 5063.8184 | 5270.1141 | 5635.4722 | 5682.5072 | 5613.2296 | 6036.8672 | 6427.865 | 6298.9087 | 6776.5164 | 7055.0868 | 7216.483 | 7552.313 | 7463.2755 | 7234.1877 | 7682.6083 | 8108.239 | 7904.365 | 8467.9778 | 8775.2281 | 8945.8085
SA1 | Behind the meter battery | 71.0192 | 89.6673 | 101.7879 | 119.0914 | 133.3156 | 146.5653 | 160.4315 | 172.1233 | 193.4864 | 213.6313 | 233.2561 | 254.1035 | 272.9282 | 288.5968 | 302.4709 | 316.6818 | 322.4368 | 324.9961 | 328.8503 | 329.3369 | 329.16 | 328.7858 | 328.2839 | 326.0934 | 326.3788 | 324.1976 | 320.6584
SA1 | Behind the meter battery pump | 83.5976 | 105.4994 | 119.845 | 140.1663 | 156.8845 | 172.5952 | 188.8314 | 202.6048 | 227.6558 | 251.4252 | 274.468 | 299.1179 | 321.125 | 339.6593 | 355.8732 | 372.7692 | 379.5602 | 382.628 | 387.265 | 387.8524 | 387.4805 | 386.9109 | 386.3605 | 383.9947 | 384.2929 | 381.5645 | 377.4968
Region | Technology | 2023-24 | 2024-25 | 2025-26 | 2026-27 | 2027-28 | 2028-29 | 2029-30 | 2030-31 | 2031-32 | 2032-33 | 2033-34 | 2034-35 | 2035-36 | 2036-37 | 2037-38 | 2038-39 | 2039-40 | 2040-41 | 2041-42 | 2042-43 | 2043-44 | 2044-45 | 2045-46 | 2046-47 | 2047-48 | 2048-49 | 2049-50
TAS1 | Distributed PV | 312.0716 | 345.9783 | 359.5318 | 413.3213 | 441.8501 | 462.1262 | 493.0915 | 530.6159 | 555.2576 | 605.5778 | 637.7525 | 638.7662 | 709.1001 | 733.7332 | 740.5595 | 770.8886 | 814.5703 | 829.9766 | 875.5067 | 900.0249 | 880.8412 | 966.2084 | 992.9866 | 1002.0781 | 1040.8506 | 1098.4659 | 1114.3151
TAS1 | Behind the meter battery | 9.3993 | 11.8151 | 15.0362 | 18.6296 | 22.3637 | 25.4624 | 29.8406 | 33.7829 | 40.3291 | 46.464 | 52.4454 | 58.3304 | 63.9508 | 68.8593 | 73.5936 | 78.0644 | 81.6012 | 84.5979 | 87.9648 | 90.3275 | 91.9504 | 92.17 | 92.6337 | 92.5128 | 92.7409 | 92.1272 | 91.7298
TAS1 | Behind the meter battery pump | 11.0628 | 13.9029 | 17.7034 | 21.9205 | 26.3105 | 29.9642 | 35.1198 | 39.7616 | 47.4871 | 54.7023 | 61.7545 | 68.6434 | 75.2589 | 81.0734 | 86.6068 | 91.9166 | 96.0772 | 99.5998 | 103.4889 | 106.3442 | 108.1638 | 108.5032 | 109.0789 | 108.9129 | 109.1302 | 108.4805 | 108.0258

## Option 5A_Capacity
Capacity by technology (MW) - Option 5A, Progressive Change Scenario
Capacity calculated on 1 July. In early study years some wind and solar projects enter later in the financial year and are therefore reflected in the following financial year's capacity.
Explicitly modelled generation
Region | Technology | 2023-24 | 2024-25 | 2025-26 | 2026-27 | 2027-28 | 2028-29 | 2029-30 | 2030-31 | 2031-32 | 2032-33 | 2033-34 | 2034-35 | 2035-36 | 2036-37 | 2037-38 | 2038-39 | 2039-40 | 2040-41 | 2041-42 | 2042-43 | 2043-44 | 2044-45 | 2045-46 | 2046-47 | 2047-48 | 2048-49 | 2049-50
NEM | Black Coal | 16456 | 16456 | 15756 | 12876 | 11556 | 11556 | 11556 | 9471 | 9471 | 9471 | 7416 | 7416 | 5736 | 5736 | 5286 | 5286 | 5286 | 3896 | 3896 | 2422 | 2422 | 2422 | 2057 | 1692 | 1692 | 1692 | 1692
NEM | Brown Coal | 4820 | 4820 | 4820 | 4820 | 4820 | 3370 | 3370 | 3370 | 3370 | 3370 | 3370 | 3370 | 1160 | 1160 | 1160 | 1160 | 1160 | 1160 | 1160 | 1160 | 1160 | 1160 | 1160 | 1160 | 0 | 0 | 0
NEM | CCGT | 2954.9 | 2774.9 | 2774.9 | 2774.9 | 2774.9 | 2774.9 | 2774.9 | 2774.9 | 2774.9 | 2774.9 | 2774.9 | 2774.9 | 2774.9 | 2389.9 | 1860.9 | 1860.9 | 1716.5 | 1716.5 | 1716.5 | 1716.5 | 1276.5 | 1276.5 | 632 | 388 | 388 | 388 | 388
NEM | Gas - Steam | 1300 | 1300 | 1300 | 500 | 500 | 500 | 500 | 500 | 500 | 500 | 500 | 500 | 500 | 500 | 500 | 500 | 0 | 0 | 0 | 0 | 0 | 0 | 0 | 0 | 0 | 0 | 0
NEM | OCGT / Diesel | 7382.159 | 8401.583 | 8818.2599 | 8818.2599 | 8893.8686 | 8893.8686 | 8893.8686 | 9034.9457 | 9034.9457 | 8890.8701 | 8804.1856 | 9809.2768 | 10721.27 | 10721.27 | 10721.2702 | 10721.2702 | 10281.2702 | 10161.2702 | 10161.2705 | 10067.2705 | 10850.8448 | 12279.7031 | 12279.7031 | 13345.093 | 12761.0932 | 17249.3861 | 18507.4362
NEM | Hydro | 7492.42 | 7492.42 | 7492.42 | 7492.42 | 7492.42 | 7492.42 | 7492.42 | 7492.42 | 7492.42 | 7492.42 | 7492.42 | 7492.42 | 7492.42 | 7492.42 | 7406.02 | 7406.02 | 7406.02 | 7406.02 | 7406.02 | 7340.02 | 7340.02 | 7340.02 | 7340.02 | 7340.02 | 7340.02 | 7340.02 | 7340.02
NEM | Hydrogen Turbine | 0 | 0 | 0 | 0 | 0 | 0 | 0 | 0 | 0 | 0 | 0 | 0 | 0 | 0 | 0 | 0 | 0 | 0 | 0 | 0 | 0 | 0 | 0 | 0 | 0 | 0 | 0
NEM | Wind | 10055.738 | 11610.7164 | 13267.8323 | 15277.7612 | 17422.939 | 19720.3681 | 21684.4097 | 21709.41 | 21854.6696 | 21999.931 | 24029.659 | 25380.671 | 31521.6348 | 33791.348 | 37590.9973 | 39566.7065 | 39474.8182 | 41363.971 | 43585.1969 | 45858.3611 | 45905.219 | 46259.9868 | 47688.559 | 55475.4932 | 59374.4717 | 64880.0299 | 66815.7781
NEM | Solar PV | 9052.829 | 9912.929 | 9912.9299 | 9912.931 | 9949.8837 | 10255.6668 | 10865.279 | 10865.2791 | 10859.1591 | 10859.1593 | 13182.0813 | 13551.4564 | 15355.996 | 15651.1183 | 18951.3451 | 19413.7675 | 19534.1315 | 23334.3951 | 26834.0461 | 31009.7616 | 35298.9353 | 35145.954 | 36607.0985 | 45542.7691 | 48790.9912 | 56401.6367 | 62916.3427
NEM | Grid Battery | 1004.93 | 1004.932 | 1004.9333 | 1004.9335 | 1004.9446 | 1134.9446 | 1159.32 | 1129.3204 | 1129.3205 | 1693.1645 | 3021.5001 | 3109.7624 | 5152.8369 | 5102.837 | 6567.8681 | 6567.8682 | 6567.8683 | 6616.2989 | 9362.8065 | 9362.8065 | 9370.1153 | 9638.4924 | 9628.4912 | 10575.534 | 10986.2383 | 12712.0207 | 14120.6541
NEM | Pumped Hydro | 810 | 810 | 1660.0004 | 1660.0005 | 4626.5241 | 4894.9897 | 4945.6146 | 4945.6153 | 4945.6154 | 4945.6184 | 5550.2722 | 5639.0436 | 6218.118 | 6218.118 | 6237.6352 | 6237.6352 | 6237.6352 | 6237.6353 | 6302.0769 | 6520.2752 | 6520.2752 | 6887.7846 | 6887.7846 | 8567.7568 | 8567.7572 | 9007.5143 | 9007.5161
NEM | VPP | 147.51 | 233.71 | 341.18 | 499.27 | 694.24 | 914.65 | 1207.51 | 1463.32 | 1850.76 | 2292.59 | 2793.5001 | 3356.31 | 3965.76 | 4611.21 | 5307.53 | 6042.2102 | 6743.34 | 7427.61 | 8128.7401 | 8833.4098 | 9521.71 | 10183.9801 | 10839.05 | 11484.4998 | 12142.96 | 12796.2899 | 13470.7999
Total excluding storage |  | 61476.486 | 64817.1903 | 67148.4559 | 65636.476 | 69735.7199 | 71507.8078 | 74449.3219 | 72756.2105 | 73282.7902 | 74289.6532 | 78934.5184 | 82399.8401 | 90598.9357 | 93374.2213 | 101589.5657 | 104762.3777 | 104407.5833 | 109319.7004 | 118552.657 | 124290.4047 | 129665.6197 | 132594.4209 | 135119.7064 | 155571.1659 | 162043.5316 | 182466.8977 | 194258.5472
Region | Technology | 2023-24 | 2024-25 | 2025-26 | 2026-27 | 2027-28 | 2028-29 | 2029-30 | 2030-31 | 2031-32 | 2032-33 | 2033-34 | 2034-35 | 2035-36 | 2036-37 | 2037-38 | 2038-39 | 2039-40 | 2040-41 | 2041-42 | 2042-43 | 2043-44 | 2044-45 | 2045-46 | 2046-47 | 2047-48 | 2048-49 | 2049-50
NSW1 | Black Coal | 8330 | 8330 | 8330 | 5450 | 4130 | 4130 | 4130 | 3445 | 3445 | 3445 | 1390 | 1390 | 1390 | 1390 | 1390 | 1390 | 1390 | 0 | 0 | 0 | 0 | 0 | 0 | 0 | 0 | 0 | 0
NSW1 | Brown Coal | 0 | 0 | 0 | 0 | 0 | 0 | 0 | 0 | 0 | 0 | 0 | 0 | 0 | 0 | 0 | 0 | 0 | 0 | 0 | 0 | 0 | 0 | 0 | 0 | 0 | 0 | 0
NSW1 | CCGT | 440 | 440 | 440 | 440 | 440 | 440 | 440 | 440 | 440 | 440 | 440 | 440 | 440 | 440 | 440 | 440 | 440 | 440 | 440 | 440 | 0 | 0 | 0 | 0 | 0 | 0 | 0
NSW1 | Gas - Steam | 0 | 0 | 0 | 0 | 0 | 0 | 0 | 0 | 0 | 0 | 0 | 0 | 0 | 0 | 0 | 0 | 0 | 0 | 0 | 0 | 0 | 0 | 0 | 0 | 0 | 0 | 0
NSW1 | OCGT / Diesel | 1888.999 | 2908.423 | 3325.0999 | 3325.0999 | 3400.7086 | 3400.7086 | 3400.7086 | 3924.2856 | 3924.2856 | 4057.0699 | 4563.8843 | 4563.8843 | 4563.8843 | 4563.8843 | 4563.8843 | 4563.8843 | 4563.8843 | 4563.8843 | 4563.8843 | 4563.8843 | 4563.8843 | 3714.8853 | 3714.8853 | 3816.3444 | 3816.3444 | 4966.5272 | 5428.4636
NSW1 | Hydro | 2525 | 2525 | 2525 | 2525 | 2525 | 2525 | 2525 | 2525 | 2525 | 2525 | 2525 | 2525 | 2525 | 2525 | 2525 | 2525 | 2525 | 2525 | 2525 | 2525 | 2525 | 2525 | 2525 | 2525 | 2525 | 2525 | 2525
NSW1 | Hydrogen Turbine | 0 | 0 | 0 | 0 | 0 | 0 | 0 | 0 | 0 | 0 | 0 | 0 | 0 | 0 | 0 | 0 | 0 | 0 | 0 | 0 | 0 | 0 | 0 | 0 | 0 | 0 | 0
NSW1 | Wind | 1886.96 | 3015.8126 | 4024.2222 | 5340.1398 | 6625.4 | 8011.8564 | 9165.834 | 9165.834 | 9165.834 | 9165.834 | 10290.2749 | 10692.4461 | 11189.5605 | 11596.8541 | 12003.9703 | 14219.5249 | 14219.5249 | 14334.3868 | 15157.4588 | 15160.6844 | 15491.4776 | 15918.9491 | 16791.8069 | 18494.3934 | 20906.0226 | 21317.0898 | 23054.779
NSW1 | Solar PV | 3745.541 | 4459.641 | 4459.6413 | 4459.6421 | 4496.5942 | 4802.3771 | 5411.9889 | 5411.9889 | 5411.9889 | 5411.9889 | 7734.9099 | 8104.2839 | 9504.6511 | 9504.6516 | 10340.7983 | 10190.4983 | 10190.4983 | 12060.1242 | 14175.6377 | 15205.1356 | 16143.4097 | 16193.8792 | 17203.1996 | 18754.3483 | 19040.9424 | 20372.2751 | 22530.7228
NSW1 | Grid Battery | 50 | 50.0011 | 50.0022 | 50.0022 | 50.0133 | 180.0133 | 204.3886 | 204.3888 | 204.3888 | 768.2311 | 1871.2783 | 1871.2785 | 1871.2787 | 1821.2787 | 1821.2795 | 1821.2796 | 1821.2796 | 1821.2803 | 2794.7747 | 2794.7747 | 2794.7747 | 2981.658 | 2981.6569 | 3538.021 | 3538.0099 | 3408.0162 | 3437.4683
NSW1 | Pumped Hydro | 240 | 240 | 839.9991 | 839.9991 | 3806.5226 | 4074.988 | 4125.6127 | 4125.6127 | 4125.6127 | 4125.6127 | 4125.6223 | 4125.6223 | 4125.6223 | 4125.6223 | 4125.6223 | 4125.6223 | 4125.6223 | 4125.6223 | 4125.6223 | 4125.6223 | 4125.6223 | 4485.6066 | 4485.6066 | 4485.6066 | 4485.6066 | 4485.6066 | 4485.6066
NSW1 | VPP | 35.03 | 66.46 | 108.39 | 164.94 | 231.89 | 309.84 | 419.29 | 513.87 | 645.84 | 793.28 | 960.43 | 1151.34 | 1358.67 | 1573.17 | 1800.09 | 2041.85 | 2261.24 | 2472.42 | 2678.0699 | 2873.13 | 3061.8301 | 3253.4401 | 3451.65 | 3655.96 | 3874.16 | 4090.8399 | 4313.9901
Total excluding storage |  | 19141.53 | 22035.3377 | 24102.3547 | 22594.8232 | 25706.1288 | 27874.7834 | 29822.8229 | 29755.9801 | 29887.9501 | 30732.0166 | 33901.3998 | 34863.8551 | 36968.6669 | 37540.461 | 39010.6448 | 41317.6595 | 41537.0495 | 42342.7179 | 46460.4477 | 47688.2313 | 48705.9988 | 49073.4183 | 51153.8053 | 55269.6737 | 58186.0859 | 61165.3548 | 65776.0305
Region | Technology | 2023-24 | 2024-25 | 2025-26 | 2026-27 | 2027-28 | 2028-29 | 2029-30 | 2030-31 | 2031-32 | 2032-33 | 2033-34 | 2034-35 | 2035-36 | 2036-37 | 2037-38 | 2038-39 | 2039-40 | 2040-41 | 2041-42 | 2042-43 | 2043-44 | 2044-45 | 2045-46 | 2046-47 | 2047-48 | 2048-49 | 2049-50
QLD1 | Black Coal | 8126 | 8126 | 7426 | 7426 | 7426 | 7426 | 7426 | 6026 | 6026 | 6026 | 6026 | 6026 | 4346 | 4346 | 3896 | 3896 | 3896 | 3896 | 3896 | 2422 | 2422 | 2422 | 2057 | 1692 | 1692 | 1692 | 1692
QLD1 | Brown Coal | 0 | 0 | 0 | 0 | 0 | 0 | 0 | 0 | 0 | 0 | 0 | 0 | 0 | 0 | 0 | 0 | 0 | 0 | 0 | 0 | 0 | 0 | 0 | 0 | 0 | 0 | 0
QLD1 | CCGT | 1597.9 | 1597.9 | 1597.9 | 1597.9 | 1597.9 | 1597.9 | 1597.9 | 1597.9 | 1597.9 | 1597.9 | 1597.9 | 1597.9 | 1597.9 | 1212.9 | 1212.9 | 1212.9 | 1068.5 | 1068.5 | 1068.5 | 1068.5 | 1068.5 | 1068.5 | 424 | 180 | 180 | 180 | 180
QLD1 | Gas - Steam | 0 | 0 | 0 | 0 | 0 | 0 | 0 | 0 | 0 | 0 | 0 | 0 | 0 | 0 | 0 | 0 | 0 | 0 | 0 | 0 | 0 | 0 | 0 | 0 | 0 | 0 | 0
QLD1 | OCGT / Diesel | 1954.5 | 1954.5 | 1954.5 | 1954.5 | 1954.5 | 1954.5 | 1954.5 | 1954.5001 | 1954.5001 | 1954.5001 | 1531.0011 | 2536.092 | 2932.9981 | 2932.9981 | 2932.9981 | 2932.9981 | 2932.9981 | 2932.9981 | 2932.9981 | 2932.9981 | 2932.9981 | 2932.9981 | 2932.9981 | 4050.929 | 4050.929 | 7198.1226 | 6679.1226
QLD1 | Hydro | 152.4 | 152.4 | 152.4 | 152.4 | 152.4 | 152.4 | 152.4 | 152.4 | 152.4 | 152.4 | 152.4 | 152.4 | 152.4 | 152.4 | 66 | 66 | 66 | 66 | 66 | 0 | 0 | 0 | 0 | 0 | 0 | 0 | 0
QLD1 | Hydrogen Turbine | 0 | 0 | 0 | 0 | 0 | 0 | 0 | 0 | 0 | 0 | 0 | 0 | 0 | 0 | 0 | 0 | 0 | 0 | 0 | 0 | 0 | 0 | 0 | 0 | 0 | 0 | 0
QLD1 | Wind | 1133.518 | 1306.5156 | 1306.5156 | 1873.9629 | 2640.3162 | 3424.7251 | 4198.9752 | 4198.9752 | 4198.9752 | 4198.9752 | 4198.9779 | 4668.2804 | 6729.0985 | 7636.2293 | 9621.0594 | 9621.0594 | 9621.0594 | 9952.4133 | 11340.0012 | 12674.958 | 12624.6875 | 12192.9748 | 13305.2621 | 17213.0408 | 17286.658 | 21325.9552 | 21453.0559
QLD1 | Solar PV | 3646.985 | 3792.985 | 3792.985 | 3792.9853 | 3792.9859 | 3792.986 | 3792.9864 | 3792.9864 | 3792.9864 | 3792.9864 | 3792.9864 | 3792.9865 | 3907.4317 | 4076.366 | 6078.418 | 6078.418 | 6078.418 | 7621.9441 | 7621.9452 | 10710.5064 | 12123.3037 | 11922.2037 | 12406.7387 | 18029.312 | 19518.2178 | 22285.0544 | 26439.6738
QLD1 | Grid Battery | 100 | 100.0002 | 100.0003 | 100.0003 | 100.0003 | 100.0004 | 100.0004 | 100.0005 | 100.0005 | 100.001 | 380.6189 | 493.88 | 1111.5468 | 1111.5468 | 2216.1149 | 2216.115 | 2216.115 | 2216.115 | 3110.5209 | 3110.5209 | 3382.4296 | 3382.4295 | 3382.4295 | 3773.1082 | 3773.1082 | 4176.0266 | 5419.821
QLD1 | Pumped Hydro | 570 | 570 | 820.0003 | 820.0004 | 820.0004 | 820.0004 | 820.0005 | 820.0008 | 820.0008 | 820.0012 | 1361.9966 | 1361.9967 | 1361.9967 | 1361.9967 | 1361.9967 | 1361.9967 | 1361.9967 | 1361.9967 | 1361.9967 | 1580.195 | 1580.195 | 1580.195 | 1580.195 | 3260.1671 | 3260.1671 | 3699.9217 | 3699.9217
QLD1 | VPP | 18.84 | 30.97 | 50.94 | 79.95 | 118.98 | 166.93 | 232.96 | 293.17 | 401.01 | 528.82 | 672.52 | 830.62 | 1001.18 | 1179.76 | 1370.76 | 1575.4301 | 1781.48 | 1996.11 | 2224.29 | 2464.1299 | 2698.9399 | 2914.5601 | 3118.3 | 3309.3999 | 3496.46 | 3680.7 | 3869.4199
Total excluding storage |  | 17300.143 | 17631.2708 | 17201.2412 | 17797.6989 | 18603.0828 | 19435.4419 | 20275.7224 | 18935.933 | 19043.773 | 19171.5839 | 19714.401 | 21460.1555 | 23140.5519 | 24010.1969 | 28756.2471 | 28960.9173 | 29022.5672 | 31112.0773 | 33622.2522 | 36963.8083 | 38833.0539 | 38415.8611 | 39206.9234 | 51507.9569 | 53257.54 | 64237.7804 | 69433.0149
Region | Technology | 2023-24 | 2024-25 | 2025-26 | 2026-27 | 2027-28 | 2028-29 | 2029-30 | 2030-31 | 2031-32 | 2032-33 | 2033-34 | 2034-35 | 2035-36 | 2036-37 | 2037-38 | 2038-39 | 2039-40 | 2040-41 | 2041-42 | 2042-43 | 2043-44 | 2044-45 | 2045-46 | 2046-47 | 2047-48 | 2048-49 | 2049-50
VIC1 | Black Coal | 0 | 0 | 0 | 0 | 0 | 0 | 0 | 0 | 0 | 0 | 0 | 0 | 0 | 0 | 0 | 0 | 0 | 0 | 0 | 0 | 0 | 0 | 0 | 0 | 0 | 0 | 0
VIC1 | Brown Coal | 4820 | 4820 | 4820 | 4820 | 4820 | 3370 | 3370 | 3370 | 3370 | 3370 | 3370 | 3370 | 1160 | 1160 | 1160 | 1160 | 1160 | 1160 | 1160 | 1160 | 1160 | 1160 | 1160 | 1160 | 0 | 0 | 0
VIC1 | CCGT | 0 | 0 | 0 | 0 | 0 | 0 | 0 | 0 | 0 | 0 | 0 | 0 | 0 | 0 | 0 | 0 | 0 | 0 | 0 | 0 | 0 | 0 | 0 | 0 | 0 | 0 | 0
VIC1 | Gas - Steam | 500 | 500 | 500 | 500 | 500 | 500 | 500 | 500 | 500 | 500 | 500 | 500 | 500 | 500 | 500 | 500 | 0 | 0 | 0 | 0 | 0 | 0 | 0 | 0 | 0 | 0 | 0
VIC1 | OCGT / Diesel | 1900 | 1900 | 1900 | 1900 | 1900 | 1900 | 1900 | 1900 | 1900 | 1900 | 1730.0001 | 1730.0001 | 2325.0842 | 2325.0842 | 2325.0842 | 2325.0842 | 1885.0842 | 1885.0842 | 1885.0844 | 1791.0844 | 1978.0917 | 4393.7427 | 4393.7427 | 4393.7427 | 3809.7429 | 3899.6851 | 4631.0069
VIC1 | Hydro | 2264.02 | 2264.02 | 2264.02 | 2264.02 | 2264.02 | 2264.02 | 2264.02 | 2264.02 | 2264.02 | 2264.02 | 2264.02 | 2264.02 | 2264.02 | 2264.02 | 2264.02 | 2264.02 | 2264.02 | 2264.02 | 2264.02 | 2264.02 | 2264.02 | 2264.02 | 2264.02 | 2264.02 | 2264.02 | 2264.02 | 2264.02
VIC1 | Hydrogen Turbine | 0 | 0 | 0 | 0 | 0 | 0 | 0 | 0 | 0 | 0 | 0 | 0 | 0 | 0 | 0 | 0 | 0 | 0 | 0 | 0 | 0 | 0 | 0 | 0 | 0 | 0 | 0
VIC1 | Wind | 4121.91 | 4121.91 | 4644.0525 | 4644.0525 | 4644.0525 | 4644.0525 | 4644.0526 | 4644.0526 | 4644.0526 | 4644.0526 | 4591.5528 | 4907.6538 | 7239.8751 | 7985.5683 | 8488.9293 | 8245.8964 | 8258.9949 | 9193.3999 | 9200.1717 | 10047.8592 | 10003.119 | 9949.067 | 9212.6525 | 10136.8317 | 10721.1795 | 10983.7757 | 10796.8966
VIC1 | Solar PV | 1081.573 | 1081.573 | 1081.5736 | 1081.5736 | 1081.5736 | 1081.5737 | 1081.5737 | 1081.5737 | 1081.5737 | 1081.5737 | 1081.5738 | 1081.5739 | 1230.715 | 1230.715 | 1230.715 | 1843.4374 | 1963.8014 | 2350.9128 | 2907.4136 | 2965.0697 | 3938.5254 | 4200.0318 | 4174.7009 | 5195.6151 | 6232.1791 | 8245.0365 | 8282.8732
VIC1 | Grid Battery | 375.33 | 375.3303 | 375.3303 | 375.3303 | 375.3303 | 375.3303 | 375.3303 | 375.3304 | 375.3304 | 375.3308 | 320.001 | 320.0012 | 1405.7643 | 1405.7643 | 1405.7643 | 1405.7643 | 1405.7643 | 1454.1937 | 1773.3643 | 1773.3643 | 1773.3643 | 1773.364 | 1773.364 | 1773.364 | 2038.3502 | 3175.2107 | 3310.5976
VIC1 | Pumped Hydro | 0 | 0 | 0.0002848 | 0.00030066 | 0.00031947 | 0.00034657 | 0.00035616 | 0.00042069 | 0.00042445 | 0.00060168 | 0.00087198 | 0.0009075 | 0.0010492 | 0.0010525 | 0.0010558 | 0.0010589 | 0.0010648 | 0.0011179 | 0.0021552 | 0.0021597 | 0.0021647 | 0.0027949 | 0.0028003 | 0.0028058 | 0.0031247 | 0.0054043 | 0.0072077
VIC1 | VPP | 18.14 | 30.96 | 48.35 | 81.89 | 130.07 | 178.92 | 243.17 | 298.84 | 380.47 | 475.76 | 587.42 | 715.41 | 858.67 | 1021.44 | 1205.04 | 1393.1901 | 1583.07 | 1759.48 | 1945.8801 | 2139.5699 | 2332.74 | 2516.3399 | 2694.5399 | 2867.64 | 3041.54 | 3215.46 | 3395.5599
Total excluding storage |  | 15080.973 | 15093.7933 | 15633.3267 | 15666.8667 | 15715.0467 | 14313.8969 | 14378.1469 | 14433.817 | 14515.4471 | 14610.7376 | 14444.5685 | 14888.6598 | 16984.1297 | 17892.5929 | 18579.5539 | 19137.3934 | 18520.736 | 20067.0917 | 21135.9363 | 22140.9697 | 23449.8625 | 26256.5682 | 25673.0229 | 27791.2164 | 28107.0147 | 31783.1934 | 32680.9614
Region | Technology | 2023-24 | 2024-25 | 2025-26 | 2026-27 | 2027-28 | 2028-29 | 2029-30 | 2030-31 | 2031-32 | 2032-33 | 2033-34 | 2034-35 | 2035-36 | 2036-37 | 2037-38 | 2038-39 | 2039-40 | 2040-41 | 2041-42 | 2042-43 | 2043-44 | 2044-45 | 2045-46 | 2046-47 | 2047-48 | 2048-49 | 2049-50
SA1 | Black Coal | 0 | 0 | 0 | 0 | 0 | 0 | 0 | 0 | 0 | 0 | 0 | 0 | 0 | 0 | 0 | 0 | 0 | 0 | 0 | 0 | 0 | 0 | 0 | 0 | 0 | 0 | 0
SA1 | Brown Coal | 0 | 0 | 0 | 0 | 0 | 0 | 0 | 0 | 0 | 0 | 0 | 0 | 0 | 0 | 0 | 0 | 0 | 0 | 0 | 0 | 0 | 0 | 0 | 0 | 0 | 0 | 0
SA1 | CCGT | 709 | 529 | 529 | 529 | 529 | 529 | 529 | 529 | 529 | 529 | 529 | 529 | 529 | 529 | 0 | 0 | 0 | 0 | 0 | 0 | 0 | 0 | 0 | 0 | 0 | 0 | 0
SA1 | Gas - Steam | 800 | 800 | 800 | 0 | 0 | 0 | 0 | 0 | 0 | 0 | 0 | 0 | 0 | 0 | 0 | 0 | 0 | 0 | 0 | 0 | 0 | 0 | 0 | 0 | 0 | 0 | 0
SA1 | OCGT / Diesel | 1460.66 | 1460.66 | 1460.66 | 1460.66 | 1460.66 | 1460.66 | 1460.66 | 1078.16 | 1078.16 | 801.3001 | 801.3001 | 801.3003 | 721.3029 | 721.3029 | 721.3029 | 721.3029 | 721.3029 | 721.3029 | 721.3029 | 721.303 | 1317.8698 | 1180.076 | 1180.076 | 1026.076 | 1026.076 | 1127.0503 | 1710.8422
SA1 | Hydro | 0 | 0 | 0 | 0 | 0 | 0 | 0 | 0 | 0 | 0 | 0 | 0 | 0 | 0 | 0 | 0 | 0 | 0 | 0 | 0 | 0 | 0 | 0 | 0 | 0 | 0 | 0
SA1 | Hydrogen Turbine | 0 | 0 | 0 | 0 | 0 | 0 | 0 | 0 | 0 | 0 | 0 | 0 | 0 | 0 | 0 | 0 | 0 | 0 | 0 | 0 | 0 | 0 | 0 | 0 | 0 | 0 | 0
SA1 | Wind | 2349.75 | 2349.75 | 2349.75 | 2349.75 | 2316.75 | 2316.75 | 2226 | 2114.0006 | 2114.0007 | 2114.0026 | 2920.6206 | 2938.7984 | 3706.8132 | 3697.8877 | 4365.3268 | 4368.5144 | 4263.5275 | 4772.0596 | 4775.8532 | 4862.4611 | 4659.9365 | 5102.4477 | 4954.5614 | 6198.5911 | 7027.9743 | 7820.572 | 8078.4093
SA1 | Solar PV | 578.73 | 578.73 | 578.73 | 578.73 | 578.73 | 578.73 | 578.73 | 578.73 | 572.61 | 572.6102 | 572.6111 | 572.6118 | 713.1975 | 839.3851 | 1301.413 | 1301.413 | 1301.413 | 1301.4133 | 2129.049 | 2129.0492 | 3093.6952 | 2829.8376 | 2822.4576 | 3563.4919 | 3999.6496 | 5499.2682 | 5663.0705
SA1 | Grid Battery | 479.6 | 479.6003 | 479.6003 | 479.6003 | 479.6003 | 479.6003 | 479.6004 | 449.6004 | 449.6004 | 449.6009 | 449.6011 | 424.6019 | 764.2458 | 764.2458 | 1124.7072 | 1124.7072 | 1124.7072 | 1124.7072 | 1684.1438 | 1684.1438 | 1419.5438 | 1501.0382 | 1491.0382 | 1491.0382 | 1636.7666 | 1952.7636 | 1952.7636
SA1 | Pumped Hydro | 0 | 0 | 0.00015303 | 0.00015452 | 0.00015711 | 0.00017808 | 0.00017966 | 0.00031611 | 0.00031914 | 0.00044331 | 0.00052587 | 0.00067319 | 0.0010014 | 0.0010065 | 0.0010268 | 0.001028 | 0.0010299 | 0.0010482 | 0.0011213 | 0.0011259 | 0.0011629 | 0.0013832 | 0.0013864 | 0.00139 | 0.0015403 | 0.0015927 | 0.0016233
SA1 | VPP | 73.31 | 101.55 | 127.31 | 163.03 | 199.61 | 240.46 | 286.78 | 326.42 | 383.78 | 445.52 | 513.3 | 587.39 | 662.83 | 739.03 | 819.48 | 904.2 | 974.71 | 1040.89 | 1105.8 | 1166.08 | 1221.98 | 1278.51 | 1338.99 | 1401.1 | 1464.6801 | 1527.55 | 1594.1
Total excluding storage |  | 6451.05 | 6299.2903 | 6325.0505 | 5560.7705 | 5564.3505 | 5605.2005 | 5560.7705 | 5075.9114 | 5127.1514 | 4912.0343 | 5786.4334 | 5853.7031 | 7097.3904 | 7290.8526 | 8332.231 | 8420.1386 | 8385.6618 | 8960.3741 | 10416.1501 | 10563.0381 | 11713.0265 | 11891.9109 | 11787.1245 | 13680.2984 | 15155.148 | 17927.2058 | 18999.1872
Region | Technology | 2023-24 | 2024-25 | 2025-26 | 2026-27 | 2027-28 | 2028-29 | 2029-30 | 2030-31 | 2031-32 | 2032-33 | 2033-34 | 2034-35 | 2035-36 | 2036-37 | 2037-38 | 2038-39 | 2039-40 | 2040-41 | 2041-42 | 2042-43 | 2043-44 | 2044-45 | 2045-46 | 2046-47 | 2047-48 | 2048-49 | 2049-50
TAS1 | Black Coal | 0 | 0 | 0 | 0 | 0 | 0 | 0 | 0 | 0 | 0 | 0 | 0 | 0 | 0 | 0 | 0 | 0 | 0 | 0 | 0 | 0 | 0 | 0 | 0 | 0 | 0 | 0
TAS1 | Brown Coal | 0 | 0 | 0 | 0 | 0 | 0 | 0 | 0 | 0 | 0 | 0 | 0 | 0 | 0 | 0 | 0 | 0 | 0 | 0 | 0 | 0 | 0 | 0 | 0 | 0 | 0 | 0
TAS1 | CCGT | 208 | 208 | 208 | 208 | 208 | 208 | 208 | 208 | 208 | 208 | 208 | 208 | 208 | 208 | 208 | 208 | 208 | 208 | 208 | 208 | 208 | 208 | 208 | 208 | 208 | 208 | 208
TAS1 | Gas - Steam | 0 | 0 | 0 | 0 | 0 | 0 | 0 | 0 | 0 | 0 | 0 | 0 | 0 | 0 | 0 | 0 | 0 | 0 | 0 | 0 | 0 | 0 | 0 | 0 | 0 | 0 | 0
TAS1 | OCGT / Diesel | 178 | 178 | 178 | 178 | 178 | 178 | 178 | 178 | 178 | 178 | 178 | 178.0001 | 178.0004 | 178.0004 | 178.0005 | 178.0005 | 178.0005 | 58.0005 | 58.0007 | 58.0007 | 58.0009 | 58.0009 | 58.0009 | 58.0009 | 58.0009 | 58.0009 | 58.0009
TAS1 | Hydro | 2551 | 2551 | 2551 | 2551 | 2551 | 2551 | 2551 | 2551 | 2551 | 2551 | 2551 | 2551 | 2551 | 2551 | 2551 | 2551 | 2551 | 2551 | 2551 | 2551 | 2551 | 2551 | 2551 | 2551 | 2551 | 2551 | 2551
TAS1 | Hydrogen Turbine | 0 | 0 | 0 | 0 | 0 | 0 | 0 | 0 | 0 | 0 | 0 | 0 | 0 | 0 | 0 | 0 | 0 | 0 | 0 | 0 | 0 | 0 | 0 | 0 | 0 | 0 | 0
TAS1 | Wind | 563.6 | 816.7281 | 943.2921 | 1069.8559 | 1196.4202 | 1322.984 | 1449.548 | 1586.5476 | 1731.8072 | 1877.0667 | 2028.2328 | 2173.4923 | 2656.2875 | 2874.8086 | 3111.7114 | 3111.7114 | 3111.7114 | 3111.7114 | 3111.7119 | 3112.3985 | 3125.9983 | 3096.5482 | 3424.2761 | 3432.6363 | 3432.6373 | 3432.6373 | 3432.6373
TAS1 | Solar PV | 0 | 0 | 0 | 0 | 0 | 0 | 0 | 0 | 0 | 0 | 0.00011165 | 0.00034175 | 0.00065554 | 0.00066304 | 0.00066953 | 0.0006706 | 0.00067287 | 0.00067474 | 0.00073436 | 0.0007919 | 0.0013642 | 0.0017861 | 0.0017895 | 0.001814 | 0.0024775 | 0.0024951 | 0.0024969
TAS1 | Grid Battery | 0 | 0.00013964 | 0.00016804 | 0.00027526 | 0.00027554 | 0.0002769 | 0.00031954 | 0.00034178 | 0.00037068 | 0.00069202 | 0.00078961 | 0.00085234 | 0.0013069 | 0.001311 | 0.0021871 | 0.002192 | 0.0021995 | 0.0026943 | 0.002839 | 0.0028428 | 0.00285 | 0.0026416 | 0.0026024 | 0.0025951 | 0.0033936 | 0.0035904 | 0.00357
TAS1 | Pumped Hydro | 0 | 0 | 0.00056334 | 0.00060435 | 0.00064754 | 0.00069017 | 0.00083604 | 0.00099732 | 0.0011019 | 0.0034128 | 62.6519 | 151.4231 | 730.4969 | 730.4969 | 750.0141 | 750.0141 | 750.0141 | 750.0141 | 814.4546 | 814.4546 | 814.4546 | 821.9788 | 821.9788 | 821.9788 | 821.9789 | 821.979 | 821.979
TAS1 | VPP | 2.19 | 3.77 | 6.19 | 9.46 | 13.69 | 18.5 | 25.31 | 31.02 | 39.66 | 49.21 | 59.83 | 71.55 | 84.41 | 97.81 | 112.16 | 127.54 | 142.84 | 158.71 | 174.7 | 190.5 | 206.22 | 221.13 | 235.57 | 250.4 | 266.12 | 281.74 | 297.73
Total excluding storage |  | 3502.79 | 3757.4983 | 3886.4828 | 4016.3168 | 4147.1111 | 4278.485 | 4411.8591 | 4554.569 | 4708.4686 | 4863.2808 | 5087.7157 | 5333.4666 | 6408.1968 | 6640.1179 | 6910.8889 | 6926.2689 | 6941.5689 | 6837.4394 | 6917.8707 | 6934.3574 | 6963.678 | 6956.6624 | 7298.8303 | 7322.0205 | 7337.7429 | 7353.3633 | 7369.3533
Explicitly modelled pumping
Region | Technology | 2023-24 | 2024-25 | 2025-26 | 2026-27 | 2027-28 | 2028-29 | 2029-30 | 2030-31 | 2031-32 | 2032-33 | 2033-34 | 2034-35 | 2035-36 | 2036-37 | 2037-38 | 2038-39 | 2039-40 | 2040-41 | 2041-42 | 2042-43 | 2043-44 | 2044-45 | 2045-46 | 2046-47 | 2047-48 | 2048-49 | 2049-50
NEM | Grid Battery pump | 954.93 | 954.932 | 954.9333 | 954.9335 | 954.9446 | 1084.9446 | 1109.32 | 1079.3204 | 1079.3205 | 1643.1645 | 2971.5001 | 3059.7624 | 5102.8369 | 5052.837 | 6517.8681 | 6517.8682 | 6517.8683 | 6566.2989 | 9312.8065 | 9312.8065 | 9320.1153 | 9588.4924 | 9578.4912 | 10525.534 | 10936.2383 | 12662.0207 | 14070.6541
NEM | Pumped Hydro Pump | 1310 | 1310 | 2160.0004 | 2160.0005 | 5126.5241 | 5394.9897 | 5445.6146 | 5445.6153 | 5445.6154 | 5445.6184 | 6050.2722 | 6139.0436 | 6718.118 | 6718.118 | 6737.6352 | 6737.6352 | 6737.6352 | 6737.6353 | 6802.0769 | 7020.2752 | 7020.2752 | 7387.7846 | 7387.7846 | 9067.7568 | 9067.7572 | 9507.5143 | 9507.5161
NEM | VPP pump | 147.51 | 233.71 | 341.18 | 499.27 | 694.24 | 914.65 | 1207.51 | 1463.32 | 1850.76 | 2292.59 | 2793.5001 | 3356.31 | 3965.76 | 4611.21 | 5307.53 | 6042.2102 | 6743.34 | 7427.61 | 8128.7401 | 8833.4098 | 9521.71 | 10183.9801 | 10839.05 | 11484.4998 | 12142.96 | 12796.2899 | 13470.7999
Region | Technology | 2023-24 | 2024-25 | 2025-26 | 2026-27 | 2027-28 | 2028-29 | 2029-30 | 2030-31 | 2031-32 | 2032-33 | 2033-34 | 2034-35 | 2035-36 | 2036-37 | 2037-38 | 2038-39 | 2039-40 | 2040-41 | 2041-42 | 2042-43 | 2043-44 | 2044-45 | 2045-46 | 2046-47 | 2047-48 | 2048-49 | 2049-50
NSW1 | Grid Battery pump | 50 | 50.0011 | 50.0022 | 50.0022 | 50.0133 | 180.0133 | 204.3886 | 204.3888 | 204.3888 | 768.2311 | 1871.2783 | 1871.2785 | 1871.2787 | 1821.2787 | 1821.2795 | 1821.2796 | 1821.2796 | 1821.2803 | 2794.7747 | 2794.7747 | 2794.7747 | 2981.658 | 2981.6569 | 3538.021 | 3538.0099 | 3408.0162 | 3437.4683
NSW1 | Pumped Hydro Pump | 840 | 840 | 1439.9991 | 1439.9991 | 4406.5226 | 4674.988 | 4725.6127 | 4725.6127 | 4725.6127 | 4725.6127 | 4725.6223 | 4725.6223 | 4725.6223 | 4725.6223 | 4725.6223 | 4725.6223 | 4725.6223 | 4725.6223 | 4725.6223 | 4725.6223 | 4725.6223 | 5085.6066 | 5085.6066 | 5085.6066 | 5085.6066 | 5085.6066 | 5085.6066
NSW1 | VPP pump | 35.03 | 66.46 | 108.39 | 164.94 | 231.89 | 309.84 | 419.29 | 513.87 | 645.84 | 793.28 | 960.43 | 1151.34 | 1358.67 | 1573.17 | 1800.09 | 2041.85 | 2261.24 | 2472.42 | 2678.0699 | 2873.13 | 3061.8301 | 3253.4401 | 3451.65 | 3655.96 | 3874.16 | 4090.8399 | 4313.9901
Region | Technology | 2023-24 | 2024-25 | 2025-26 | 2026-27 | 2027-28 | 2028-29 | 2029-30 | 2030-31 | 2031-32 | 2032-33 | 2033-34 | 2034-35 | 2035-36 | 2036-37 | 2037-38 | 2038-39 | 2039-40 | 2040-41 | 2041-42 | 2042-43 | 2043-44 | 2044-45 | 2045-46 | 2046-47 | 2047-48 | 2048-49 | 2049-50
QLD1 | Grid Battery pump | 100 | 100.0002 | 100.0003 | 100.0003 | 100.0003 | 100.0004 | 100.0004 | 100.0005 | 100.0005 | 100.001 | 380.6189 | 493.88 | 1111.5468 | 1111.5468 | 2216.1149 | 2216.115 | 2216.115 | 2216.115 | 3110.5209 | 3110.5209 | 3382.4296 | 3382.4295 | 3382.4295 | 3773.1082 | 3773.1082 | 4176.0266 | 5419.821
QLD1 | Pumped Hydro Pump | 470 | 470 | 720.0003 | 720.0004 | 720.0004 | 720.0004 | 720.0005 | 720.0008 | 720.0008 | 720.0012 | 1261.9966 | 1261.9967 | 1261.9967 | 1261.9967 | 1261.9967 | 1261.9967 | 1261.9967 | 1261.9967 | 1261.9967 | 1480.195 | 1480.195 | 1480.195 | 1480.195 | 3160.1671 | 3160.1671 | 3599.9217 | 3599.9217
QLD1 | VPP pump | 18.84 | 30.97 | 50.94 | 79.95 | 118.98 | 166.93 | 232.96 | 293.17 | 401.01 | 528.82 | 672.52 | 830.62 | 1001.18 | 1179.76 | 1370.76 | 1575.4301 | 1781.48 | 1996.11 | 2224.29 | 2464.1299 | 2698.9399 | 2914.5601 | 3118.3 | 3309.3999 | 3496.46 | 3680.7 | 3869.4199
Region | Technology | 2023-24 | 2024-25 | 2025-26 | 2026-27 | 2027-28 | 2028-29 | 2029-30 | 2030-31 | 2031-32 | 2032-33 | 2033-34 | 2034-35 | 2035-36 | 2036-37 | 2037-38 | 2038-39 | 2039-40 | 2040-41 | 2041-42 | 2042-43 | 2043-44 | 2044-45 | 2045-46 | 2046-47 | 2047-48 | 2048-49 | 2049-50
VIC1 | Grid Battery pump | 375.33 | 375.3303 | 375.3303 | 375.3303 | 375.3303 | 375.3303 | 375.3303 | 375.3304 | 375.3304 | 375.3308 | 320.001 | 320.0012 | 1405.7643 | 1405.7643 | 1405.7643 | 1405.7643 | 1405.7643 | 1454.1937 | 1773.3643 | 1773.3643 | 1773.3643 | 1773.364 | 1773.364 | 1773.364 | 2038.3502 | 3175.2107 | 3310.5976
VIC1 | Pumped Hydro Pump | 0 | 0 | 0.0002848 | 0.00030066 | 0.00031947 | 0.00034657 | 0.00035616 | 0.00042069 | 0.00042445 | 0.00060168 | 0.00087198 | 0.0009075 | 0.0010492 | 0.0010525 | 0.0010558 | 0.0010589 | 0.0010648 | 0.0011179 | 0.0021552 | 0.0021597 | 0.0021647 | 0.0027949 | 0.0028003 | 0.0028058 | 0.0031247 | 0.0054043 | 0.0072077
VIC1 | VPP pump | 18.14 | 30.96 | 48.35 | 81.89 | 130.07 | 178.92 | 243.17 | 298.84 | 380.47 | 475.76 | 587.42 | 715.41 | 858.67 | 1021.44 | 1205.04 | 1393.1901 | 1583.07 | 1759.48 | 1945.8801 | 2139.5699 | 2332.74 | 2516.3399 | 2694.5399 | 2867.64 | 3041.54 | 3215.46 | 3395.5599
Region | Technology | 2023-24 | 2024-25 | 2025-26 | 2026-27 | 2027-28 | 2028-29 | 2029-30 | 2030-31 | 2031-32 | 2032-33 | 2033-34 | 2034-35 | 2035-36 | 2036-37 | 2037-38 | 2038-39 | 2039-40 | 2040-41 | 2041-42 | 2042-43 | 2043-44 | 2044-45 | 2045-46 | 2046-47 | 2047-48 | 2048-49 | 2049-50
SA1 | Grid Battery pump | 429.6 | 429.6003 | 429.6003 | 429.6003 | 429.6003 | 429.6003 | 429.6004 | 399.6004 | 399.6004 | 399.6009 | 399.6011 | 374.6019 | 714.2458 | 714.2458 | 1074.7072 | 1074.7072 | 1074.7072 | 1074.7072 | 1634.1438 | 1634.1438 | 1369.5438 | 1451.0382 | 1441.0382 | 1441.0382 | 1586.7666 | 1902.7636 | 1902.7636
SA1 | Pumped Hydro Pump | 0 | 0 | 0.00015303 | 0.00015452 | 0.00015711 | 0.00017808 | 0.00017966 | 0.00031611 | 0.00031914 | 0.00044331 | 0.00052587 | 0.00067319 | 0.0010014 | 0.0010065 | 0.0010268 | 0.001028 | 0.0010299 | 0.0010482 | 0.0011213 | 0.0011259 | 0.0011629 | 0.0013832 | 0.0013864 | 0.00139 | 0.0015403 | 0.0015927 | 0.0016233
SA1 | VPP pump | 73.31 | 101.55 | 127.31 | 163.03 | 199.61 | 240.46 | 286.78 | 326.42 | 383.78 | 445.52 | 513.3 | 587.39 | 662.83 | 739.03 | 819.48 | 904.2 | 974.71 | 1040.89 | 1105.8 | 1166.08 | 1221.98 | 1278.51 | 1338.99 | 1401.1 | 1464.6801 | 1527.55 | 1594.1
Region | Technology | 2023-24 | 2024-25 | 2025-26 | 2026-27 | 2027-28 | 2028-29 | 2029-30 | 2030-31 | 2031-32 | 2032-33 | 2033-34 | 2034-35 | 2035-36 | 2036-37 | 2037-38 | 2038-39 | 2039-40 | 2040-41 | 2041-42 | 2042-43 | 2043-44 | 2044-45 | 2045-46 | 2046-47 | 2047-48 | 2048-49 | 2049-50
TAS1 | Grid Battery pump | 0 | 0.00013964 | 0.00016804 | 0.00027526 | 0.00027554 | 0.0002769 | 0.00031954 | 0.00034178 | 0.00037068 | 0.00069202 | 0.00078961 | 0.00085234 | 0.0013069 | 0.001311 | 0.0021871 | 0.002192 | 0.0021995 | 0.0026943 | 0.002839 | 0.0028428 | 0.00285 | 0.0026416 | 0.0026024 | 0.0025951 | 0.0033936 | 0.0035904 | 0.00357
TAS1 | Pumped Hydro Pump | 0 | 0 | 0.00056334 | 0.00060435 | 0.00064754 | 0.00069017 | 0.00083604 | 0.00099732 | 0.0011019 | 0.0034128 | 62.6519 | 151.4231 | 730.4969 | 730.4969 | 750.0141 | 750.0141 | 750.0141 | 750.0141 | 814.4546 | 814.4546 | 814.4546 | 821.9788 | 821.9788 | 821.9788 | 821.9789 | 821.979 | 821.979
TAS1 | VPP pump | 2.19 | 3.77 | 6.19 | 9.46 | 13.69 | 18.5 | 25.31 | 31.02 | 39.66 | 49.21 | 59.83 | 71.55 | 84.41 | 97.81 | 112.16 | 127.54 | 142.84 | 158.71 | 174.7 | 190.5 | 206.22 | 221.13 | 235.57 | 250.4 | 266.12 | 281.74 | 297.73
Non-controllable capacity
Region | Technology | 2023-24 | 2024-25 | 2025-26 | 2026-27 | 2027-28 | 2028-29 | 2029-30 | 2030-31 | 2031-32 | 2032-33 | 2033-34 | 2034-35 | 2035-36 | 2036-37 | 2037-38 | 2038-39 | 2039-40 | 2040-41 | 2041-42 | 2042-43 | 2043-44 | 2044-45 | 2045-46 | 2046-47 | 2047-48 | 2048-49 | 2049-50
NEM | Distributed PV | 21135.6363 | 22972.9469 | 24864.5683 | 26729.6884 | 28562.2403 | 30114.0019 | 31394.0228 | 32759.5375 | 34417.3663 | 36106.3905 | 37777.9038 | 39431.7962 | 40949.5353 | 42401.557 | 43816.9507 | 45188.862 | 46520.025 | 47729.7578 | 48926.1122 | 50157.1432 | 51392.672 | 52876.1728 | 54475.2122 | 56111.7161 | 57713.8182 | 59295.2705 | 60844.1022
NEM | Behind the meter battery | 917.1465 | 1214.503 | 1523.354 | 1933.941 | 2354.63 | 2716.4505 | 3174.1105 | 3609.2435 | 4287.7985 | 5010.698 | 5755.6655 | 6520.6945 | 7237.922 | 7943.767 | 8631.897 | 9281.092 | 9756.6515 | 10166.7125 | 10528.134 | 10830.553 | 11013.404 | 11152.464 | 11231.6745 | 11258.357 | 11221.441 | 11187.4045 | 11135.796
NEM | Behind the meter battery pump | 917.1465 | 1214.503 | 1523.354 | 1933.941 | 2354.63 | 2716.4505 | 3174.1105 | 3609.2435 | 4287.7985 | 5010.698 | 5755.6655 | 6520.6945 | 7237.922 | 7943.767 | 8631.897 | 9281.092 | 9756.6515 | 10166.7125 | 10528.134 | 10830.553 | 11013.404 | 11152.464 | 11231.6745 | 11258.357 | 11221.441 | 11187.4045 | 11135.796
Region | Technology | 2023-24 | 2024-25 | 2025-26 | 2026-27 | 2027-28 | 2028-29 | 2029-30 | 2030-31 | 2031-32 | 2032-33 | 2033-34 | 2034-35 | 2035-36 | 2036-37 | 2037-38 | 2038-39 | 2039-40 | 2040-41 | 2041-42 | 2042-43 | 2043-44 | 2044-45 | 2045-46 | 2046-47 | 2047-48 | 2048-49 | 2049-50
NSW1 | Distributed PV | 6673.173 | 7240.1007 | 7842.8836 | 8431.9376 | 9024.0538 | 9584.7397 | 10062.7919 | 10548.8608 | 11120.8608 | 11681.9021 | 12231.8065 | 12766.3853 | 13264.2544 | 13727.6844 | 14182.6578 | 14615.7574 | 15046.4509 | 15437.9589 | 15826.4245 | 16227.3448 | 16644.566 | 17148.3069 | 17693.9069 | 18244.3782 | 18793.9002 | 19330.388 | 19860.7281
NSW1 | Behind the meter battery | 342.408 | 492.3885 | 638.0985 | 797.9705 | 941.9675 | 1074.9155 | 1258.761 | 1431.83 | 1668.596 | 1912.4335 | 2164.4295 | 2429.6735 | 2676.2475 | 2908.6255 | 3127.774 | 3338.674 | 3468.225 | 3574.1655 | 3651.5285 | 3696.841 | 3704.378 | 3716.8415 | 3724.723 | 3727.139 | 3717.794 | 3708.821 | 3694.516
NSW1 | Behind the meter battery pump | 342.408 | 492.3885 | 638.0985 | 797.9705 | 941.9675 | 1074.9155 | 1258.761 | 1431.83 | 1668.596 | 1912.4335 | 2164.4295 | 2429.6735 | 2676.2475 | 2908.6255 | 3127.774 | 3338.674 | 3468.225 | 3574.1655 | 3651.5285 | 3696.841 | 3704.378 | 3716.8415 | 3724.723 | 3727.139 | 3717.794 | 3708.821 | 3694.516
Region | Technology | 2023-24 | 2024-25 | 2025-26 | 2026-27 | 2027-28 | 2028-29 | 2029-30 | 2030-31 | 2031-32 | 2032-33 | 2033-34 | 2034-35 | 2035-36 | 2036-37 | 2037-38 | 2038-39 | 2039-40 | 2040-41 | 2041-42 | 2042-43 | 2043-44 | 2044-45 | 2045-46 | 2046-47 | 2047-48 | 2048-49 | 2049-50
QLD1 | Distributed PV | 6262.12 | 6694.1589 | 7133.0535 | 7557.7558 | 7964.422 | 8353.1156 | 8690.3843 | 9051.5482 | 9545.8498 | 10065.6437 | 10577.5044 | 11082.0645 | 11540.7081 | 11977.2583 | 12403.1161 | 12815.2713 | 13211.0489 | 13574.803 | 13926.7495 | 14276.4846 | 14618.3416 | 15004.3141 | 15416.1637 | 15841.7865 | 16259.4639 | 16667.1415 | 17063.1402
QLD1 | Behind the meter battery | 176.6905 | 220.383 | 291.1405 | 375.918 | 473.9345 | 567.999 | 689.927 | 806.7055 | 1028.584 | 1271.1665 | 1515.414 | 1755.8155 | 1977.0935 | 2187.738 | 2389.4565 | 2584.657 | 2742.619 | 2898.823 | 3049.6635 | 3191.7325 | 3290.658 | 3358.1235 | 3395.029 | 3404.2585 | 3384.9765 | 3365.9845 | 3342.139
QLD1 | Behind the meter battery pump | 176.6905 | 220.383 | 291.1405 | 375.918 | 473.9345 | 567.999 | 689.927 | 806.7055 | 1028.584 | 1271.1665 | 1515.414 | 1755.8155 | 1977.0935 | 2187.738 | 2389.4565 | 2584.657 | 2742.619 | 2898.823 | 3049.6635 | 3191.7325 | 3290.658 | 3358.1235 | 3395.029 | 3404.2585 | 3384.9765 | 3365.9845 | 3342.139
Region | Technology | 2023-24 | 2024-25 | 2025-26 | 2026-27 | 2027-28 | 2028-29 | 2029-30 | 2030-31 | 2031-32 | 2032-33 | 2033-34 | 2034-35 | 2035-36 | 2036-37 | 2037-38 | 2038-39 | 2039-40 | 2040-41 | 2041-42 | 2042-43 | 2043-44 | 2044-45 | 2045-46 | 2046-47 | 2047-48 | 2048-49 | 2049-50
VIC1 | Distributed PV | 5213.2479 | 5850.4886 | 6495.265 | 7151.8209 | 7794.8122 | 8214.3902 | 8531.0496 | 8897.0994 | 9297.0115 | 9714.6098 | 10126.4498 | 10557.3704 | 10954.1959 | 11348.7846 | 11719.3193 | 12095.6053 | 12453.466 | 12773.6688 | 13086.4618 | 13431.3176 | 13769.0593 | 14200.0899 | 14657.6278 | 15141.3994 | 15605.3276 | 16074.5128 | 16524.6968
VIC1 | Behind the meter battery | 192.197 | 240.648 | 291.604 | 401.518 | 532.503 | 620.0425 | 723.538 | 824.236 | 973.984 | 1138.355 | 1315.6435 | 1502.1965 | 1684.529 | 1883.4225 | 2091.261 | 2276.7615 | 2429.2325 | 2546.262 | 2657.9365 | 2760.1385 | 2832.114 | 2886.242 | 2919.858 | 2935.631 | 2930.2645 | 2926.182 | 2918.5005
VIC1 | Behind the meter battery pump | 192.197 | 240.648 | 291.604 | 401.518 | 532.503 | 620.0425 | 723.538 | 824.236 | 973.984 | 1138.355 | 1315.6435 | 1502.1965 | 1684.529 | 1883.4225 | 2091.261 | 2276.7615 | 2429.2325 | 2546.262 | 2657.9365 | 2760.1385 | 2832.114 | 2886.242 | 2919.858 | 2935.631 | 2930.2645 | 2926.182 | 2918.5005
Region | Technology | 2023-24 | 2024-25 | 2025-26 | 2026-27 | 2027-28 | 2028-29 | 2029-30 | 2030-31 | 2031-32 | 2032-33 | 2033-34 | 2034-35 | 2035-36 | 2036-37 | 2037-38 | 2038-39 | 2039-40 | 2040-41 | 2041-42 | 2042-43 | 2043-44 | 2044-45 | 2045-46 | 2046-47 | 2047-48 | 2048-49 | 2049-50
SA1 | Distributed PV | 2689.9375 | 2860.7613 | 3036.1469 | 3203.7842 | 3365.2836 | 3520.0501 | 3643.7694 | 3771.8147 | 3931.9225 | 4092.3036 | 4259.4448 | 4415.3526 | 4554.5402 | 4688.2243 | 4827.1802 | 4954.3941 | 5077.6181 | 5190.2469 | 5309.3908 | 5421.4966 | 5536.0184 | 5669.0693 | 5819.8739 | 5964.8023 | 6104.6758 | 6242.6775 | 6384.2368
SA1 | Behind the meter battery | 181.5835 | 230.4295 | 263.601 | 310.372 | 348.613 | 387.5035 | 424.69 | 458.704 | 512.6815 | 568.376 | 623.418 | 679.906 | 731.431 | 780.534 | 825.6865 | 869.45 | 894.354 | 914.7415 | 927.4025 | 933.213 | 933.121 | 934.8725 | 933.9995 | 932.102 | 929.0275 | 926.921 | 921.5275
SA1 | Behind the meter battery pump | 181.5835 | 230.4295 | 263.601 | 310.372 | 348.613 | 387.5035 | 424.69 | 458.704 | 512.6815 | 568.376 | 623.418 | 679.906 | 731.431 | 780.534 | 825.6865 | 869.45 | 894.354 | 914.7415 | 927.4025 | 933.213 | 933.121 | 934.8725 | 933.9995 | 932.102 | 929.0275 | 926.921 | 921.5275
Region | Technology | 2023-24 | 2024-25 | 2025-26 | 2026-27 | 2027-28 | 2028-29 | 2029-30 | 2030-31 | 2031-32 | 2032-33 | 2033-34 | 2034-35 | 2035-36 | 2036-37 | 2037-38 | 2038-39 | 2039-40 | 2040-41 | 2041-42 | 2042-43 | 2043-44 | 2044-45 | 2045-46 | 2046-47 | 2047-48 | 2048-49 | 2049-50
TAS1 | Distributed PV | 297.1579 | 327.4374 | 357.2193 | 384.3899 | 413.6687 | 441.7064 | 466.0276 | 490.2145 | 521.7217 | 551.9313 | 582.6983 | 610.6234 | 635.8366 | 659.6054 | 684.6773 | 707.8338 | 731.4411 | 753.0802 | 777.0855 | 800.4995 | 824.6867 | 854.3926 | 887.6399 | 919.3497 | 950.4506 | 980.5506 | 1011.3005
TAS1 | Behind the meter battery | 24.2675 | 30.654 | 38.91 | 48.1625 | 57.612 | 65.99 | 77.1945 | 87.768 | 103.953 | 120.367 | 136.7605 | 153.103 | 168.621 | 183.447 | 197.719 | 211.5495 | 222.221 | 232.7205 | 241.603 | 248.628 | 253.133 | 256.3845 | 258.065 | 259.2265 | 259.3785 | 259.496 | 259.113
TAS1 | Behind the meter battery pump | 24.2675 | 30.654 | 38.91 | 48.1625 | 57.612 | 65.99 | 77.1945 | 87.768 | 103.953 | 120.367 | 136.7605 | 153.103 | 168.621 | 183.447 | 197.719 | 211.5495 | 222.221 | 232.7205 | 241.603 | 248.628 | 253.133 | 256.3845 | 258.065 | 259.2265 | 259.3785 | 259.496 | 259.113

## Option 5A_REZ Generation
Annual sent-out generation by REZ (GWh) - Option 5A, Progressive Change Scenario
Note: the REZ generation includes generation from the existing, committed and anticipated renewables mapped to the relevant REZs
Explicitly modelled generation
Region | REZ | REZ Name | Technology | 2023-24 | 2024-25 | 2025-26 | 2026-27 | 2027-28 | 2028-29 | 2029-30 | 2030-31 | 2031-32 | 2032-33 | 2033-34 | 2034-35 | 2035-36 | 2036-37 | 2037-38 | 2038-39 | 2039-40 | 2040-41 | 2041-42 | 2042-43 | 2043-44 | 2044-45 | 2045-46 | 2046-47 | 2047-48 | 2048-49 | 2049-50
QLD | Q1 | Far North QLD | Solar | 0 | 4.7368e-05 | 4.8701e-05 | 8.3687e-05 | 8.0975e-05 | 6.9281e-05 | 7.5972e-05 | 8.1284e-05 | 7.7476e-05 | 8.6539e-05 | 9.3532e-05 | 9.1776e-05 | 0.00011728 | 0.00011286 | 0.00013187 | 0.00014325 | 0.00014751 | 0.00013772 | 0.00015374 | 0.00018359 | 0.00019057 | 0.0001979 | 0.00020244 | 0.00021644 | 0.00023492 | 0.00025994 | 0.00024316
QLD | Q2 | North Qld Clean Energy Hub | Solar | 188.7284 | 182.8794 | 199.7489 | 184.4699 | 191.9225 | 183.4941 | 176.0456 | 186.4646 | 197.7975 | 200.4939 | 218.4626 | 213.8346 | 218.1001 | 217.839 | 76.4805 | 82.7367 | 81.9321 | 76.9556 | 79.1744 | 74.0551 | 70.7941 | 71.6252 | 76.0659 | 36.4617 | 36.6774 | 0.00031448 | 0.00031152
QLD | Q3 | Northern Qld | Solar | 967.6567 | 952.8428 | 1071.8635 | 959.9279 | 986.9025 | 921.9944 | 903.3904 | 990.9374 | 1035.5142 | 1079.5864 | 1190.3202 | 1181.0241 | 1227.0596 | 1193.3331 | 1040.6222 | 1167.0023 | 1209.6926 | 1118.5239 | 1189.5833 | 788.9286 | 508.0057 | 512.8304 | 495.2518 | 1961.9165 | 1985.9979 | 2072.6719 | 1743.0095
QLD | Q4 | Isaac | Solar | 1288.1081 | 1281.4545 | 1404.6891 | 1304.5842 | 1342.633 | 1265.2987 | 1249.609 | 1335.21 | 1443.015 | 1469.0588 | 1616.0047 | 1578.6835 | 1710.0706 | 1663.7831 | 1446.8792 | 1625.8119 | 1658.0179 | 1611.5354 | 1669.5754 | 1492.6777 | 1408.2511 | 1372.9588 | 1314.1634 | 1154.0049 | 1261.5267 | 2494.6223 | 2814.5822
QLD | Q5 | Barcaldine | Solar | 29.0185 | 29.2105 | 31.3887 | 30.1291 | 31.7342 | 29.7839 | 27.9783 | 30.2861 | 32.2022 | 32.024 | 35.2488 | 33.1387 | 34.7882 | 35.529 | 105.0018 | 112.918 | 115.6901 | 110.7137 | 115.1957 | 105.7304 | 91.1017 | 93.0094 | 110.1393 | 98.709 | 101.9915 | 127.3183 | 126.5543
QLD | Q6 | Fitzroy | Solar | 690.2231 | 724.1653 | 810.7708 | 718.546 | 749.6601 | 690.0072 | 708.6173 | 752.2685 | 844.4069 | 834.2186 | 942.897 | 925.3512 | 951.115 | 946.5822 | 1709.9738 | 1958.6799 | 2002.1199 | 4272.5397 | 4297.2859 | 7539.3755 | 7195.7838 | 7191.4565 | 7027.802 | 12019.4976 | 16665.4574 | 17102.2807 | 17651.0099
QLD | Q7 | Wide Bay | Solar | 1188.1595 | 1104.824 | 1232.4569 | 1103.5707 | 1160.3464 | 1019.89 | 1003.885 | 1089.889 | 1234.0224 | 1201.0192 | 1360.8527 | 1356.4768 | 1424.9667 | 1415.3152 | 1169.0846 | 1286.9964 | 1331.201 | 1349.7874 | 1343.8603 | 1232.2957 | 1205.7679 | 1181.19 | 1164.814 | 1571.0637 | 1481.8665 | 1604.0918 | 4663.7626
QLD | Q8 | Darling Downs | Solar | 2973.3677 | 3014.5136 | 3298.2063 | 3174.9555 | 3293.182 | 2927.8152 | 2868.0239 | 3125.6003 | 3476.6386 | 3342.8544 | 3551.1327 | 3530.6961 | 3782.4678 | 4128.349 | 5687.5154 | 6322.9267 | 6619.6756 | 7478.5982 | 7325.9251 | 10933.9006 | 13701.8558 | 13757.6722 | 14378.8502 | 12937.2086 | 14922.6845 | 15924.2533 | 16380.0108
QLD | Q9 | Banana | Solar | 0 | 4.9596e-05 | 5.1353e-05 | 0.00014275 | 0.00018549 | 0.00016322 | 0.00027867 | 0.00029927 | 0.00032714 | 0.0003286 | 0.00037488 | 0.0003806 | 285.4977 | 283.1107 | 827.0818 | 949.8854 | 974.0173 | 1769.4418 | 1764.0885 | 1900.7411 | 2207.345 | 2206.9194 | 2276.7268 | 2295.333 | 2697.6614 | 7466.7085 | 14126.325
NSW | N1 | North West NSW | Solar | 420.1472 | 399.7726 | 406.3339 | 427.2215 | 453.945 | 423.7631 | 410.8694 | 456.2671 | 459.2633 | 471.3642 | 466.2316 | 440.4528 | 480.0398 | 486.5829 | 432.1888 | 414.1315 | 456.5856 | 428.0345 | 457.6187 | 434.1432 | 431.4183 | 464.1114 | 449.9187 | 446.2656 | 446.2405 | 456.955 | 446.4659
NSW | N2 | New England | Solar | 1176.2434 | 1140.629 | 1117.7202 | 1051.3527 | 1300.2963 | 1560.5114 | 1564.1398 | 1739.3522 | 1833.3461 | 1799.1062 | 1864.7973 | 1730.7847 | 1884.0402 | 1883.5675 | 1513.7411 | 1585.4544 | 1732.174 | 5491.7278 | 5460.7888 | 7292.6063 | 6591.9641 | 7162.7344 | 6865.2102 | 5639.2178 | 5811.5022 | 6005.7501 | 7720.4599
NSW | N3 | Central-West Orana | Solar | 2193.2 | 2152.8724 | 2091.266 | 2263.2631 | 2349.9552 | 2091.7031 | 3437.0374 | 3759.6805 | 3816.377 | 3762.2657 | 8786.4565 | 9623.1778 | 11191.8675 | 11131.0029 | 10256.1061 | 10698.7826 | 11957.381 | 11931.6725 | 11541.3859 | 11717.1857 | 13141.3247 | 13829.3483 | 15210.8736 | 14759.076 | 15910.7952 | 20246.2166 | 23168.9555
NSW | N4 | Broken Hill | Solar | 93.2044 | 78.2817 | 92.9615 | 96.383 | 104.3616 | 106.8032 | 100.4302 | 100.1016 | 102.3646 | 105.1759 | 103.6376 | 103.6676 | 112.0827 | 115.7713 | 114.747 | 107.4821 | 110.253 | 103.6537 | 95.2031 | 88.7507 | 333.5485 | 326.8958 | 324.7013 | 297.5014 | 382.5513 | 423.7337 | 501.394
NSW | N5 | South West NSW | Solar | 1697.5438 | 1560.8582 | 1701.1758 | 2054.1396 | 2139.0117 | 2212.9529 | 2148.9361 | 2179.2194 | 2160.588 | 2291.6756 | 2245.9201 | 2225.7663 | 2443.4445 | 2436.2592 | 2980.4911 | 2861.8554 | 2980.3377 | 2821.1296 | 7552.3399 | 7300.5106 | 6877.2537 | 7363.8805 | 7716.0734 | 8121.916 | 7928.3015 | 8104.0769 | 7415.0073
NSW | N6 | Wagga Wagga | Solar | 1541.6034 | 1470.0535 | 1451.6126 | 1492.4217 | 1540.3458 | 1413.973 | 1482.575 | 1557.1724 | 1538.5987 | 1615.4828 | 1530.5578 | 1478.7599 | 3983.5849 | 4021.8543 | 3562.5339 | 3772.1933 | 3998.8924 | 3862.0484 | 4003.0685 | 3812.1015 | 3650.4536 | 3882.743 | 3985.2483 | 3531.6466 | 3731.4494 | 3917.1011 | 3928.1946
NSW | N7 | Tumut | Solar | 0 | 0 | 0 | 0 | 0 | 0 | 0 | 0 | 0 | 0 | 0 | 0 | 0 | 0 | 0 | 0 | 0 | 0 | 0 | 0 | 0 | 0 | 0 | 0 | 0 | 0 | 0
NSW | N8 | Cooma-Monaro | Solar | 0 | 0 | 0 | 0 | 0 | 0 | 0 | 0 | 0 | 0 | 0 | 0 | 0 | 0 | 0 | 0 | 0 | 0 | 0 | 0 | 0 | 0 | 0 | 0 | 0 | 0 | 0
VIC | V1 | Ovens Murray | Solar | 0 | 5.3837e-05 | 0.00014263 | 0.00014645 | 0.0001443 | 0.00013144 | 0.00013873 | 0.00015012 | 0.0001349 | 0.00016022 | 0.00018002 | 0.00020434 | 0.0033191 | 0.0032418 | 0.0028549 | 0.0028334 | 0.0030326 | 0.0026719 | 0.031485 | 0.029943 | 0.028865 | 796.6581 | 791.3127 | 1820.7723 | 1904.2109 | 1992.3953 | 1772.7676
VIC | V2 | Murray River | Solar | 1045.7257 | 949.7857 | 892.4493 | 930.714 | 922.3665 | 1013.9853 | 954.3244 | 948.9317 | 984.6895 | 1001.4028 | 1005.9656 | 1035.8954 | 1163.6691 | 1158.6312 | 1066.62 | 2639.7975 | 2994.5582 | 3410.2876 | 4171.4323 | 4090.4442 | 4520.15 | 4638.1484 | 4673.7668 | 4541.227 | 4989.308 | 5335.79 | 5096.5497
VIC | V3 | Western Victoria | Solar | 0 | 8.0387e-05 | 0.00029101 | 0.0002964 | 0.00031151 | 0.00026351 | 0.00028479 | 0.0003018 | 0.00027965 | 0.00032609 | 0.00035486 | 0.00047067 | 287.7955 | 297.0692 | 232.0908 | 258.6232 | 267.9947 | 238.655 | 715.1753 | 702.1045 | 698.4103 | 731.4278 | 766.7092 | 591.0475 | 1311.835 | 1376.6373 | 1315.4932
VIC | V4 | South West Victoria | Solar | 0 | 0 | 0 | 0 | 0 | 0 | 0 | 0 | 0 | 0 | 0 | 0 | 0 | 0 | 0 | 0 | 0 | 0 | 0 | 0 | 0 | 0 | 0 | 0 | 0 | 0 | 0
VIC | V5 | Gippsland | Solar | 0 | 3.7507e-05 | 0.00010812 | 0.00010941 | 0.00010763 | 9.0454e-05 | 9.3121e-05 | 0.00010536 | 9.844e-05 | 0.0001063 | 0.00013016 | 0.00017246 | 0.0009282 | 0.0009121 | 0.00074056 | 0.00073936 | 0.00081371 | 0.00074696 | 0.00076972 | 0.00089994 | 903.1396 | 941.72 | 945.0214 | 765.4894 | 808.7526 | 4437.6577 | 4181.851
VIC | V6 | Central North VIC | Solar | 889.7201 | 812.1233 | 792.0578 | 782.0619 | 797.7803 | 792.6178 | 789.3179 | 821.1683 | 815.3485 | 860.6275 | 857.9179 | 815.6637 | 881.1841 | 887.1861 | 866.6306 | 816.8195 | 843.5292 | 800.3025 | 868.0057 | 839.3674 | 932.3965 | 740.7298 | 739.1998 | 805.0776 | 1381.697 | 1415.6176 | 1627.3681
SA | S1 | South East SA | Solar | 291.4673 | 269.1756 | 260.6176 | 248.9358 | 254.1286 | 252.3731 | 249.0666 | 248.5679 | 254.1067 | 262.0331 | 264.0587 | 269.2598 | 294.8582 | 308.3225 | 285.9006 | 294.3656 | 300.1129 | 279.5601 | 202.6627 | 191.889 | 175.4723 | 177.9529 | 186.6844 | 167.5618 | 170.5207 | 168.2033 | 0.0017013
SA | S2 | Riverland | Solar | 39.835 | 42.1648 | 43.6003 | 40.6527 | 42.4546 | 37.3104 | 38.5128 | 40.2357 | 30.0851 | 30.5579 | 32.597 | 34.38 | 42.9184 | 279.8544 | 414.0255 | 414.5545 | 437.3739 | 413.9452 | 2255.114 | 2104.2014 | 3212.9974 | 3190.1297 | 3473.3955 | 2774.7422 | 2779.4429 | 4454.6543 | 4851.609
SA | S3 | Mid-North SA | Solar | 0 | 4.7684e-05 | 4.7246e-05 | 4.6541e-05 | 5.5166e-05 | 5.3528e-05 | 6.1171e-05 | 8.0929e-05 | 8.455e-05 | 0.0001276 | 0.00020383 | 0.00033567 | 0.0007897 | 0.00095429 | 0.00091728 | 0.00093882 | 0.00099247 | 0.00093616 | 0.0009437 | 0.00108 | 0.0043693 | 0.0042747 | 0.0044378 | 0.0037307 | 0.0039304 | 0.0047307 | 0.0045047
SA | S4 | Yorke Peninsula | Solar | 0 | 0 | 0 | 0 | 0 | 0 | 0 | 0 | 0 | 0 | 0 | 0 | 0 | 0 | 0 | 0 | 0 | 0 | 0 | 0 | 0 | 0 | 0 | 0 | 0 | 0 | 0
SA | S5 | Northern SA | Solar | 737.1226 | 654.329 | 665.4222 | 634.817 | 646.8037 | 670.6529 | 635.3617 | 631.5312 | 665.4777 | 668.6267 | 648.2127 | 688.4495 | 735.9903 | 771.5104 | 737.0732 | 716.8859 | 724.2657 | 703.7518 | 719.1119 | 664.5074 | 861.8493 | 371.2423 | 370.9515 | 326.7036 | 196.6568 | 566.9006 | 566.6666
SA | S6 | Leigh Creek | Solar | 0 | 4.8401e-05 | 5.0215e-05 | 5.0324e-05 | 5.8706e-05 | 6.0941e-05 | 6.71e-05 | 8.607e-05 | 9.6378e-05 | 0.00015196 | 0.00022638 | 0.00048849 | 0.0012897 | 0.0015542 | 8.7371 | 8.7848 | 9.0668 | 9.0191 | 8.7911 | 8.1955 | 16.9903 | 19.819 | 20.8134 | 1318.8638 | 2231.611 | 2650.3218 | 2998.214
SA | S7 | Roxby Downs | Solar | 0 | 5.2487e-05 | 5.3878e-05 | 5.2805e-05 | 6.1565e-05 | 6.3801e-05 | 6.9533e-05 | 9.2348e-05 | 0.00010051 | 0.00015976 | 0.00025993 | 0.00056121 | 315.2187 | 379.3093 | 1107.1918 | 1095.6556 | 1134.2771 | 1092.1444 | 1113.5461 | 1051.4421 | 1183.6006 | 1175.5093 | 1249.8264 | 1061.7228 | 1046.7471 | 1104.2266 | 1163.0306
SA | S8 | Eastern Eyre Peninsula | Solar | 0 | 4.0713e-05 | 4.1273e-05 | 3.9849e-05 | 4.7659e-05 | 4.3697e-05 | 5.1324e-05 | 6.8417e-05 | 6.9993e-05 | 9.8955e-05 | 0.00015322 | 0.00023582 | 0.00034492 | 0.00044635 | 0.00038167 | 0.00039836 | 0.00043083 | 0.00039967 | 0.00040306 | 0.00054757 | 0.0010507 | 0.00099887 | 0.0010603 | 0.00085756 | 0.00091753 | 0.0012233 | 0.0011315
SA | S9 | Western Eyre Peninsula | Solar | 0 | 4.4836e-05 | 4.5601e-05 | 4.4483e-05 | 5.0939e-05 | 5.0389e-05 | 5.6925e-05 | 7.5151e-05 | 7.9161e-05 | 0.00012736 | 0.00020625 | 0.0003663 | 0.00099803 | 0.0010342 | 0.00099936 | 0.0010222 | 0.0010827 | 0.0014855 | 0.0022021 | 0.0021555 | 158.5606 | 154.3106 | 160.1636 | 133.0385 | 136.0825 | 183.8115 | 182.5235
TAS | T1 | North East Tasmania | Solar | 0 | 4.0391e-05 | 4.0236e-05 | 4.3505e-05 | 4.6105e-05 | 4.2665e-05 | 4.9468e-05 | 6.3068e-05 | 6.1681e-05 | 9.1429e-05 | 0.00014317 | 0.00018538 | 0.00052536 | 0.00049745 | 0.00043455 | 0.00043389 | 0.00045065 | 0.00040066 | 0.0004238 | 0.00046001 | 0.0011421 | 0.0015471 | 0.0014641 | 0.0012735 | 0.0020007 | 0.0020473 | 0.0017505
TAS | T2 | North West Tasmania | Solar | 0 | 4.9701e-05 | 4.6411e-05 | 5.3212e-05 | 7.2314e-05 | 6.2414e-05 | 6.9182e-05 | 9.1746e-05 | 8.9283e-05 | 9.7902e-05 | 0.00011552 | 0.00011582 | 0.00020801 | 0.00020483 | 0.00017955 | 0.00019039 | 0.00019427 | 0.00017944 | 0.00023329 | 0.00026641 | 0.0003143 | 0.00044913 | 0.000432 | 0.00037249 | 0.00054785 | 0.00055965 | 0.00046222
TAS | T3 | Central Highlands | Solar | 0 | 3.6067e-05 | 3.4402e-05 | 3.6828e-05 | 4.011e-05 | 3.5276e-05 | 4.0621e-05 | 5.1986e-05 | 5.4132e-05 | 7.3735e-05 | 0.00011202 | 0.00012318 | 0.00025816 | 0.00026289 | 0.00022261 | 0.00021475 | 0.00023041 | 0.00021625 | 0.00024745 | 0.00030824 | 0.00040198 | 0.00053792 | 0.00053235 | 0.00047579 | 0.0006162 | 0.00066421 | 0.00056661
Region | REZ | REZ Name | Technology | 2023-24 | 2024-25 | 2025-26 | 2026-27 | 2027-28 | 2028-29 | 2029-30 | 2030-31 | 2031-32 | 2032-33 | 2033-34 | 2034-35 | 2035-36 | 2036-37 | 2037-38 | 2038-39 | 2039-40 | 2040-41 | 2041-42 | 2042-43 | 2043-44 | 2044-45 | 2045-46 | 2046-47 | 2047-48 | 2048-49 | 2049-50
QLD | Q1 | Far North QLD | Wind | 1238.7739 | 990.6543 | 1145.4815 | 3264.2154 | 3464.6842 | 3302.5206 | 3296.0647 | 3509.6662 | 3587.2473 | 3538.2732 | 3240.4003 | 3345.6412 | 3531.9049 | 3646.0426 | 3389.5649 | 3538.7098 | 3669.5244 | 3685.0315 | 3873.9939 | 3302.4789 | 3306.3411 | 3474.7873 | 3543.0277 | 3217.6422 | 3373.9392 | 3399.4688 | 3574.4695
QLD | Q2 | North Qld Clean Energy Hub | Wind | 127.1475 | 112.3989 | 127.7479 | 133.0717 | 137.7361 | 108.0015 | 103.4918 | 116.328 | 127.1398 | 125.107 | 119.0649 | 129.789 | 2417.227 | 2494.1895 | 2897.6723 | 2828.942 | 2808.7102 | 2810.6356 | 2689.9718 | 2346.1546 | 2690.5624 | 2806.5392 | 2729.4511 | 4408.6988 | 4359.1095 | 4225.4456 | 4195.0258
QLD | Q3 | Northern Qld | Wind | 0 | 0 | 0 | 0 | 0 | 0 | 0 | 0 | 0 | 0 | 0 | 0 | 0 | 0 | 0 | 0 | 0 | 0 | 0 | 0 | 0 | 0 | 0 | 0 | 0 | 0 | 0
QLD | Q4 | Isaac | Wind | 0 | 0.00023885 | 0.00024898 | 0.00080454 | 0.0012704 | 0.0019642 | 261.9452 | 284.5584 | 289.7827 | 272.3675 | 270.2593 | 1449.3275 | 2392.8093 | 2738.8671 | 3099.697 | 3079.3057 | 3276.7963 | 3239.2085 | 3053.9449 | 2802.8527 | 2825.2562 | 2662.8823 | 3007.5784 | 2833.2388 | 2838.0991 | 8945.1501 | 9277.4943
QLD | Q5 | Barcaldine | Wind | 0 | 0.00022149 | 0.00023143 | 0.00073406 | 0.00084537 | 0.00077403 | 0.0010526 | 0.0011385 | 0.0011637 | 0.0012207 | 0.0021913 | 0.0039825 | 282.0341 | 298.3016 | 264.3653 | 260.5614 | 273.8287 | 275.311 | 283.7007 | 277.3532 | 305.5007 | 301.7976 | 308.1688 | 271.7851 | 271.0041 | 274.0468 | 276.3725
QLD | Q6 | Fitzroy | Wind | 0 | 0.00028987 | 0.00029877 | 0.0036691 | 0.013724 | 2487.0671 | 2806.7693 | 2901.6 | 2925.917 | 2770.102 | 2799.9621 | 2799.393 | 2751.0719 | 3052.4077 | 5861.8975 | 5826.6313 | 5880.9084 | 5586.8641 | 5486.2273 | 6155.7884 | 6248.0522 | 5969.828 | 6454.4775 | 10172.697 | 10041.6129 | 10069.1922 | 9470.7503
QLD | Q7 | Wide Bay | Wind | 0 | 0.0002228 | 0.00022423 | 0.0006417 | 0.00069488 | 0.0012032 | 0.0022417 | 0.002292 | 0.0020366 | 0.0022453 | 0.0058239 | 209.3021 | 210.1168 | 217.8131 | 567.5256 | 553.9137 | 549.7919 | 472.9671 | 520.7245 | 482.9882 | 475.9213 | 463.8104 | 478.289 | 2643.3381 | 2736.7245 | 2726.9689 | 2477.7276
QLD | Q8 | Darling Downs | Wind | 2517.3671 | 2499.1319 | 2761.7936 | 2888.2592 | 5615.033 | 5433.024 | 6960.3851 | 7163.634 | 7090.5049 | 7110.8291 | 7337.6281 | 7255.6487 | 9529.0057 | 12713.3952 | 12155.0157 | 11906.4824 | 12230.6099 | 12488.4055 | 16766.6687 | 19049.8006 | 18170.4815 | 16831.589 | 20702.4673 | 23383.3332 | 23019.2144 | 29018.7625 | 27717.7516
QLD | Q9 | Banana | Wind | 0 | 0.00019287 | 0.00020161 | 0.00048884 | 0.00056209 | 0.00071333 | 0.0010395 | 0.0011216 | 0.0010455 | 0.0011256 | 0.0011347 | 0.0018116 | 693.2114 | 735.766 | 2487.785 | 2392.521 | 2485.4328 | 2321.7477 | 2339.1936 | 2164.056 | 2162.1704 | 2188.5538 | 2312.8784 | 2858.8473 | 2782.3867 | 2903.964 | 2741.579
NSW | N1 | North West NSW | Wind | 0 | 0 | 0 | 0 | 0 | 0 | 0 | 0 | 0 | 0 | 0 | 0 | 0 | 0 | 0 | 0 | 0 | 0 | 0 | 0 | 0 | 0 | 0 | 0 | 0 | 0 | 0
NSW | N2 | New England | Wind | 1483.9512 | 1734.9021 | 2061.9774 | 2685.2431 | 8009.0728 | 13303.2244 | 12825.6593 | 13010.3945 | 12507.4477 | 13081.9469 | 12518.3383 | 12537.2215 | 13452.9786 | 13355.9593 | 15443.6876 | 21453.4025 | 21808.7378 | 19465.2356 | 21378.9022 | 19992.0595 | 20292.6366 | 21446.0053 | 20825.003 | 23263.9717 | 21643.7502 | 21380.2034 | 19155.6405
NSW | N3 | Central-West Orana | Wind | 382.5724 | 1346.8315 | 3696.6634 | 6840.3849 | 6967.0216 | 6986.3258 | 9542.8169 | 9385.133 | 9102.9782 | 9233.3244 | 10807.056 | 11467.674 | 13287.5782 | 14995.953 | 15019.8391 | 14913.7785 | 14574.4577 | 15016.717 | 17586.401 | 17325.1452 | 17353.8428 | 18888.0783 | 21883.2479 | 26358.8311 | 28159.6426 | 29172.5205 | 27845.8206
NSW | N4 | Broken Hill | Wind | 611.6444 | 560.2284 | 587.7768 | 625.9882 | 633.841 | 610.2135 | 618.5638 | 635.652 | 645.2795 | 625.9268 | 596.2568 | 602.9205 | 795.9137 | 786.7419 | 787.0578 | 795.0178 | 810.6953 | 823.5537 | 775.8945 | 755.0912 | 604.7539 | 697.485 | 677.8661 | 744.8086 | 729.6688 | 710.4773 | 756.4601
NSW | N5 | South West NSW | Wind | 0 | 0.00012647 | 0.00018046 | 0.00045194 | 0.00046138 | 0.00044552 | 0.0006696 | 0.00067787 | 0.00069971 | 0.00070477 | 0.00091384 | 0.00082766 | 0.0019443 | 0.0020628 | 0.0019501 | 0.0019718 | 0.0019418 | 0.002987 | 0.002902 | 0.0052809 | 0.0047167 | 0.038739 | 0.075582 | 0.068408 | 3135.251 | 3046.0314 | 5878.7517
NSW | N6 | Wagga Wagga | Wind | 0 | 0.00040529 | 0.00037382 | 0.00039101 | 0.00041775 | 0.00040367 | 0.00057347 | 0.00058751 | 0.00058928 | 0.00058829 | 0.00069891 | 0.00062194 | 0.0010552 | 0.001438 | 0.0014086 | 0.0013961 | 0.0013929 | 0.001872 | 0.0017488 | 0.00274 | 0.0024089 | 0.0031391 | 0.0052154 | 0.0047644 | 738.4112 | 736.2837 | 2439.5526
NSW | N7 | Tumut | Wind | 0 | 0 | 0 | 0 | 0 | 0 | 0 | 0 | 0 | 0 | 0 | 0 | 0 | 0 | 0 | 0 | 0 | 0 | 0 | 0 | 0 | 0 | 0 | 0 | 0 | 0 | 0
NSW | N8 | Cooma-Monaro | Wind | 326.8268 | 1237.043 | 1382.4299 | 1416.134 | 1404.2217 | 1368.6084 | 1372.9243 | 1458.2811 | 1484.51 | 1349.8125 | 2942.997 | 2949.4102 | 3026.9499 | 2916.3113 | 2865.2212 | 2864.0111 | 3032.7805 | 2979.5586 | 2780.8039 | 2841.7516 | 2862.0153 | 2962.3325 | 2865.1818 | 2813.6534 | 2813.1215 | 2975.4592 | 2970.1958
VIC | V1 | Ovens Murray | Wind | 0 | 0 | 0 | 0 | 0 | 0 | 0 | 0 | 0 | 0 | 0 | 0 | 0 | 0 | 0 | 0 | 0 | 0 | 0 | 0 | 0 | 0 | 0 | 0 | 0 | 0 | 0
VIC | V2 | Murray River | Wind | 0 | 0 | 0 | 0 | 0 | 0 | 0 | 0 | 0 | 0 | 0 | 0 | 0 | 0 | 0 | 0 | 0 | 0 | 0 | 0 | 0 | 0 | 0 | 0 | 0 | 0 | 0
VIC | V3 | Western Victoria | Wind | 3673.3771 | 3628.4956 | 3559.2494 | 3564.1577 | 5382.9898 | 5140.7619 | 5272.2686 | 5113.809 | 5796.6103 | 5184.4295 | 5184.5685 | 5768.5984 | 7547.6193 | 7695.4924 | 7660.5034 | 8408.5107 | 8054.2728 | 8639.0105 | 7898.7335 | 8332.4892 | 7665.7583 | 7690.6096 | 8212.3298 | 9480.2224 | 10465.5074 | 9735.3733 | 10346.7641
VIC | V4 | South West Victoria | Wind | 5688.2593 | 5604.7545 | 5900.8389 | 6019.7665 | 6044.5042 | 5613.3362 | 5804.2841 | 5634.1633 | 6519.839 | 5574.944 | 5728.6554 | 6592.0272 | 9845.1853 | 10074.3385 | 9620.6451 | 10135.4792 | 9679.6298 | 13837.9269 | 12286.5246 | 14711.5358 | 14796.7762 | 15122.8448 | 13561.5186 | 12364.4381 | 13458.4842 | 12553.1683 | 14066.641
VIC | V5 | Gippsland | Wind | 0 | 0.00035322 | 1621.206 | 1568.4889 | 1566.8581 | 1556.8009 | 1574.7492 | 1526.885 | 1793.6793 | 1559.294 | 1657.7933 | 1661.838 | 4068.1159 | 6153.5932 | 5877.0723 | 6198.9468 | 5976.3205 | 6715.1778 | 6035.8524 | 6250.7387 | 6080.1859 | 6235.6175 | 6163.5454 | 5879.1202 | 6289.26 | 6033.6941 | 6845.9671
VIC | V6 | Central North VIC | Wind | 0 | 0.00025637 | 0.00070696 | 0.00076291 | 0.00077678 | 0.00078522 | 0.00075885 | 0.00079542 | 0.00080009 | 0.0008779 | 0.0010667 | 0.00098156 | 1038.3122 | 1065.2252 | 1043.2956 | 980.6153 | 994.6152 | 1541.086 | 1574.161 | 1527.3115 | 1395.0272 | 1842.3619 | 1995.1677 | 2097.4998 | 3018.4629 | 3725.2514 | 3910.3405
SA | S1 | South East SA | Wind | 695.2872 | 652.2234 | 687.2109 | 741.3271 | 760.8752 | 631.9484 | 650.8731 | 548.9792 | 667.2134 | 574.3723 | 3110.9571 | 2957.2146 | 3168.7894 | 3370.3343 | 3132.9 | 3304.3525 | 3099.4696 | 3567.198 | 3170.8184 | 3552.3136 | 3219.9473 | 3499.4559 | 3572.847 | 3254.7249 | 3702.6288 | 3449.5617 | 3971.8789
SA | S2 | Riverland | Wind | 0 | 0.00019216 | 0.000174 | 0.000198 | 0.00019161 | 0.00021609 | 0.00022828 | 0.00027752 | 0.00030862 | 0.00044635 | 0.00096256 | 0.00089136 | 0.0015709 | 0.0015023 | 0.0015338 | 0.0017394 | 0.0016878 | 0.00224 | 0.0021977 | 0.0025406 | 0.0023176 | 0.0039117 | 0.0038569 | 0.0034863 | 0.0037351 | 0.0036243 | 0.0038505
SA | S3 | Mid-North SA | Wind | 3922.3259 | 4000.7199 | 3744.2625 | 4212.0809 | 4237.1087 | 4042.5827 | 4007.0766 | 4034.7045 | 4333.9106 | 3913.4405 | 3721.8239 | 3509.6253 | 6404.3322 | 5786.325 | 7598.846 | 7531.8689 | 7048.0212 | 7560.9882 | 7271.1193 | 7379.5593 | 6079.1256 | 7314.0874 | 7479.3844 | 7137.7293 | 7338.9261 | 9087.3186 | 10519.7322
SA | S4 | Yorke Peninsula | Wind | 231.6782 | 224.475 | 212.5726 | 241.785 | 249.2101 | 246.2944 | 0.00035831 | 0.00045085 | 0.00051556 | 0.0010047 | 310.2177 | 282.521 | 314.0385 | 330.0286 | 312.0727 | 320.6726 | 298.6004 | 344.8615 | 307.1125 | 324.6827 | 289.2405 | 314.2989 | 330.4836 | 296.0586 | 297.337 | 278.5638 | 322.5495
SA | S5 | Northern SA | Wind | 1244.3462 | 1249.0682 | 1230.3547 | 1313.6664 | 1337.5411 | 1267.2175 | 1266.5567 | 1289.1645 | 1334.4181 | 1206.775 | 1251.3005 | 1242.3735 | 1365.743 | 1402.4372 | 1287.0127 | 1280.7298 | 1315.5214 | 1304.0013 | 1190.0113 | 1222.0955 | 1188.5009 | 1276.0271 | 602.1781 | 470.7484 | 465.5377 | 479.759 | 519.4614
SA | S6 | Leigh Creek | Wind | 0 | 0.00024856 | 0.00023542 | 0.00024974 | 0.00024036 | 0.00036379 | 0.00035586 | 0.00043078 | 0.00040303 | 0.00096911 | 0.0016403 | 0.0026778 | 0.0034812 | 0.0038375 | 44.4908 | 44.1996 | 43.402 | 39.9341 | 40.7646 | 38.7173 | 36.9748 | 38.4237 | 37.1502 | 3764.2518 | 5552.3582 | 5336.0391 | 5091.1286
SA | S7 | Roxby Downs | Wind | 0 | 0 | 0 | 0 | 0 | 0 | 0 | 0 | 0 | 0 | 0 | 0 | 0 | 0 | 0 | 0 | 0 | 0 | 0 | 0 | 0 | 0 | 0 | 0 | 0 | 0 | 0
SA | S8 | Eastern Eyre Peninsula | Wind | 298.068 | 293.4636 | 291.8162 | 337.0278 | 336.1622 | 354.493 | 355.0265 | 179.7827 | 175.2501 | 146.9186 | 148.0838 | 151.2386 | 651.1422 | 1037.2692 | 947.0114 | 971.0978 | 942.7188 | 984.3956 | 912.9321 | 928.7007 | 838.9111 | 1734.3464 | 1809.5166 | 1601.8165 | 1639.133 | 1550.4594 | 1748.7207
SA | S9 | Western Eyre Peninsula | Wind | 0 | 0.00025693 | 0.00023525 | 0.0002606 | 0.00026653 | 0.00031096 | 0.00030633 | 0.00039622 | 0.00042472 | 0.00077429 | 0.0024365 | 0.0026 | 0.011 | 0.011309 | 0.010842 | 0.010885 | 0.010886 | 1237.2218 | 1132.0857 | 1178.5666 | 1062.1865 | 1167.9112 | 1206.8489 | 1098.8087 | 1087.911 | 1038.6547 | 1112.5177
TAS | T1 | North East Tasmania | Wind | 500.6411 | 500.6884 | 566.5517 | 535.7026 | 550.8564 | 519.5305 | 470.8759 | 493.9841 | 554.7639 | 503.0917 | 919.6761 | 1007.5962 | 975.9232 | 1024.1862 | 953.3873 | 894.7858 | 886.8263 | 953.8027 | 919.7282 | 923.9572 | 999.9098 | 955.7099 | 1009.4752 | 942.5044 | 909.296 | 902.5583 | 979.6831
TAS | T2 | North West Tasmania | Wind | 877.1543 | 838.2451 | 891.1209 | 950.492 | 957.4134 | 835.1925 | 808.7362 | 765.8261 | 1551.4469 | 2077.7257 | 2221.8 | 2937.1072 | 5211.4533 | 6209.1809 | 6196.9937 | 5993.4099 | 5828.2891 | 6383.7701 | 6235.1462 | 5970.2076 | 6091.2274 | 6247.9771 | 6298.8834 | 6192.587 | 6054.6341 | 5890.476 | 6468.9703
TAS | T3 | Central Highlands | Wind | 491.1522 | 1661.891 | 2393.2663 | 3021.4263 | 3554.9329 | 3590.6029 | 4668.7241 | 5083.4009 | 5520.0486 | 5218.0423 | 5070.2644 | 5359.9988 | 5483.4303 | 5698.84 | 6343.6048 | 6191.5599 | 6105.5972 | 6564.375 | 6350.7551 | 6028.3651 | 6373.5473 | 6477.2133 | 8291.1007 | 8012.708 | 7841.9109 | 7767.309 | 8326.1111
Region | REZ | REZ Name | Technology | 2023-24 | 2024-25 | 2025-26 | 2026-27 | 2027-28 | 2028-29 | 2029-30 | 2030-31 | 2031-32 | 2032-33 | 2033-34 | 2034-35 | 2035-36 | 2036-37 | 2037-38 | 2038-39 | 2039-40 | 2040-41 | 2041-42 | 2042-43 | 2043-44 | 2044-45 | 2045-46 | 2046-47 | 2047-48 | 2048-49 | 2049-50
NSW | O1 | Hunter Coast | Offshore Wind | 0 | 0 | 0 | 4.7842e-05 | 5.0455e-05 | 7.0224e-05 | 6.0431e-05 | 6.9118e-05 | 6.3345e-05 | 6.6517e-05 | 0.00011591 | 0.00011662 | 0.00012156 | 0.00011802 | 0.00012388 | 0.00010323 | 0.00015169 | 0.00016033 | 0.00019739 | 0.00025234 | 0.00025731 | 0.00029474 | 0.00028944 | 0.00039363 | 0.00033871 | 0.00040379 | 0.00037753
NSW | O2 | Illawarra Coast | Offshore Wind | 0 | 0 | 0 | 4.8159e-05 | 5.3989e-05 | 6.1721e-05 | 6.168e-05 | 7.1091e-05 | 6.7301e-05 | 6.8769e-05 | 0.00011893 | 0.00011305 | 0.00011774 | 0.00011065 | 0.00011599 | 0.00010241 | 0.00015812 | 0.0001924 | 0.00020462 | 0.00026909 | 0.00025282 | 0.00027444 | 0.00026242 | 0.00038842 | 0.00035154 | 0.00045919 | 0.00048023
VIC | O3 | Gippsland Coast | Offshore Wind | 0 | 0 | 0 | 3.2238e-05 | 3.5121e-05 | 4.1193e-05 | 4.4722e-05 | 4.6396e-05 | 5.7077e-05 | 6.2521e-05 | 8.3069e-05 | 9.3935e-05 | 0.00011107 | 0.00011021 | 0.00012508 | 0.00012645 | 0.00014436 | 0.00023659 | 0.00020856 | 0.00027185 | 0.00027252 | 0.0002631 | 0.00030389 | 0.00035136 | 0.00057742 | 0.0005524 | 0.0012686
TAS | O4 | North West Tasmania Coast | Offshore Wind | 0 | 0 | 0 | 4.4545e-05 | 5.4745e-05 | 5.8162e-05 | 6.0558e-05 | 6.3257e-05 | 7.7178e-05 | 7.8125e-05 | 8.78e-05 | 9.2399e-05 | 9.6235e-05 | 9.9964e-05 | 0.00010341 | 0.00011234 | 0.00013024 | 0.00015913 | 0.00016073 | 0.00018033 | 0.00018802 | 0.00019788 | 0.00020701 | 0.00022317 | 0.00027081 | 0.0002517 | 0.00023256
VIC | O5 | Portland Coast | Offshore Wind | 0 | 0 | 0 | 3.201e-05 | 3.6755e-05 | 3.8725e-05 | 4.5432e-05 | 4.7374e-05 | 5.6576e-05 | 5.9854e-05 | 8.0086e-05 | 8.6956e-05 | 9.4351e-05 | 9.9439e-05 | 9.3516e-05 | 0.00011496 | 0.00014347 | 0.00018654 | 0.00016502 | 0.00018044 | 0.00020149 | 0.00019064 | 0.00030822 | 0.00029291 | 0.00068731 | 0.00065696 | 0.00083047
SA | O6 | South East SA Coast | Offshore Wind | 0 | 0 | 0 | 3.2806e-05 | 3.7633e-05 | 3.9232e-05 | 4.6128e-05 | 4.7565e-05 | 5.9202e-05 | 6.3658e-05 | 8.2235e-05 | 8.5517e-05 | 9.2585e-05 | 9.3841e-05 | 9.1578e-05 | 0.00010942 | 0.00013354 | 0.00017799 | 0.00016608 | 0.00017416 | 0.00017222 | 0.00017289 | 0.00019894 | 0.00019615 | 0.00022872 | 0.00023283 | 0.00028087

## Option 5A_REZ Capacity
Capacity by REZ (MW) - Option 5A, Progressive Change Scenario
Capacity calculated on 1 July. In early study years some wind and solar projects enter later in the financial year and are therefore reflected in the following financial year's capacity.
Note: the REZ capacity includes capacity from the existing, committed and anticipated renewables mapped to the relevant REZs
Explicitly modelled generation
Region | REZ | REZ Name | Technology | 2023-24 | 2024-25 | 2025-26 | 2026-27 | 2027-28 | 2028-29 | 2029-30 | 2030-31 | 2031-32 | 2032-33 | 2033-34 | 2034-35 | 2035-36 | 2036-37 | 2037-38 | 2038-39 | 2039-40 | 2040-41 | 2041-42 | 2042-43 | 2043-44 | 2044-45 | 2045-46 | 2046-47 | 2047-48 | 2048-49 | 2049-50
QLD | Q1 | Far North QLD | Solar | 0 | 0 | 0 | 0 | 0 | 0 | 0 | 0 | 0 | 0 | 0 | 0 | 0 | 0 | 0 | 0 | 0 | 0 | 0 | 0.00011795 | 0.00012498 | 0.00012934 | 0.00013834 | 0.00016984 | 0.00017018 | 0.00018075 | 0.00018141
QLD | Q2 | North Qld Clean Energy Hub | Solar | 83 | 83 | 83 | 83 | 83 | 83 | 83 | 83 | 83 | 83 | 83 | 83 | 83 | 83 | 33.0001 | 33.0001 | 33.0001 | 33.0001 | 33.0001 | 33.0001 | 33.0001 | 33.0001 | 33.0002 | 18.0002 | 18.0002 | 0.00019973 | 0.00020149
QLD | Q3 | Northern Qld | Solar | 513.997 | 513.997 | 513.997 | 513.997 | 513.9971 | 513.9971 | 513.9972 | 513.9972 | 513.9972 | 513.9972 | 513.9972 | 513.9972 | 513.9974 | 513.9974 | 514.2094 | 514.2094 | 514.2094 | 514.2094 | 514.2094 | 388.4585 | 260.4585 | 260.4585 | 260.4585 | 1251.7087 | 1141.3087 | 1141.3087 | 1008.7117
QLD | Q4 | Isaac | Solar | 684.9 | 684.9 | 684.9 | 684.9 | 684.9001 | 684.9001 | 684.9002 | 684.9002 | 684.9002 | 684.9002 | 684.9002 | 684.9002 | 684.9004 | 684.9004 | 684.9011 | 684.9011 | 684.9011 | 684.9011 | 684.9013 | 684.9046 | 684.9046 | 642.4046 | 642.4056 | 642.4075 | 642.4075 | 1285.4838 | 1418.015
QLD | Q5 | Barcaldine | Solar | 14 | 14 | 14 | 14.0001 | 14.0001 | 14.0002 | 14.0002 | 14.0002 | 14.0002 | 14.0002 | 14.0002 | 14.0002 | 14.0004 | 14.0005 | 50.2567 | 50.2567 | 50.2567 | 50.2567 | 50.2567 | 50.2568 | 46.452 | 46.452 | 55.8318 | 60.8081 | 60.8081 | 75.0467 | 75.0467
QLD | Q6 | Fitzroy | Solar | 401.5 | 401.5 | 401.5 | 401.5001 | 401.5001 | 401.5001 | 401.5002 | 401.5002 | 401.5002 | 401.5002 | 401.5002 | 401.5002 | 401.5005 | 401.5005 | 888.295 | 888.295 | 888.295 | 1820.2085 | 1820.2085 | 3224.865 | 3224.865 | 3224.865 | 3233.8635 | 6540.1157 | 7934.499 | 7934.5 | 7934.5
QLD | Q7 | Wide Bay | Solar | 619.03 | 619.03 | 619.03 | 619.03 | 619.0301 | 619.0301 | 619.0302 | 619.0302 | 619.0302 | 619.0302 | 619.0302 | 619.0302 | 619.0303 | 619.0303 | 619.0305 | 619.0305 | 619.0305 | 619.0307 | 619.0316 | 619.0316 | 619.0316 | 619.0316 | 619.0327 | 997.4259 | 865.3944 | 907.6582 | 2455.4
QLD | Q8 | Darling Downs | Solar | 1330.558 | 1476.558 | 1476.558 | 1476.5581 | 1476.5581 | 1476.5581 | 1476.5582 | 1476.5582 | 1476.5582 | 1476.5582 | 1476.5582 | 1476.5582 | 1476.6061 | 1645.5402 | 2872.7992 | 2872.7992 | 2872.7992 | 3162.1373 | 3162.1373 | 4855.306 | 6243.6923 | 6085.0923 | 6497.89 | 7223.012 | 7482.5 | 7448 | 7448
QLD | Q9 | Banana | Solar | 0 | 0 | 0 | 0 | 0.00011735 | 0.00012675 | 0.00019446 | 0.00019465 | 0.00019516 | 0.00019549 | 0.00019604 | 0.00019628 | 114.3967 | 114.3967 | 415.9259 | 415.9259 | 415.9259 | 738.2003 | 738.2003 | 854.6836 | 1010.8994 | 1010.8994 | 1064.2562 | 1295.8337 | 1373.2997 | 3493.0566 | 6100
NSW | N1 | North West NSW | Solar | 166 | 166 | 166.0001 | 166.0003 | 173.8947 | 192.9191 | 192.9191 | 192.9191 | 192.9191 | 192.9191 | 192.9191 | 192.9191 | 192.9191 | 192.9191 | 192.9191 | 192.9191 | 192.9191 | 195.3935 | 204.3836 | 204.3836 | 216.0595 | 216.0595 | 216.0595 | 251.7644 | 251.7644 | 251.7644 | 253.8476
NSW | N2 | New England | Solar | 555 | 555 | 555 | 555.0002 | 555.0025 | 841.761 | 841.761 | 841.761 | 841.761 | 841.761 | 841.7611 | 841.7611 | 841.7611 | 841.7611 | 841.7612 | 841.7612 | 841.7612 | 2708.9126 | 2708.9126 | 3540 | 3520 | 3520 | 3520 | 3520 | 3520 | 3520 | 4614.6733
NSW | N3 | Central-West Orana | Solar | 826.979 | 906.979 | 906.9792 | 906.9793 | 936.0347 | 936.0347 | 1545.6461 | 1545.6461 | 1545.6461 | 1545.6461 | 3868.567 | 4237.941 | 4625.7183 | 4625.7183 | 5182.4175 | 5182.4175 | 5182.4175 | 5182.4175 | 5182.4175 | 5380.828 | 6184.379 | 6234.8485 | 6880.8173 | 7909.6503 | 8242.259 | 9546.889 | 10896.385
NSW | N4 | Broken Hill | Solar | 53 | 53 | 53 | 53.0001 | 53.0001 | 53.0001 | 53.0002 | 53.0002 | 53.0002 | 53.0002 | 53.0002 | 53.0002 | 53.0004 | 53.0005 | 53.001 | 53.001 | 53.001 | 53.001 | 53.001 | 53.001 | 189.0648 | 189.0648 | 189.0648 | 189.0648 | 248.3202 | 275.0228 | 275.0228
NSW | N5 | South West NSW | Solar | 1246.4 | 1500.5 | 1500.5 | 1500.5001 | 1500.5001 | 1500.5001 | 1500.5002 | 1500.5002 | 1500.5002 | 1500.5002 | 1500.5002 | 1500.5002 | 1500.5009 | 1500.5014 | 1764.5376 | 1614.2376 | 1614.2376 | 1614.2376 | 3720.761 | 3720.761 | 3727.7444 | 3727.7444 | 4091.096 | 4610.1067 | 4610.1067 | 4610.1067 | 4218.947
NSW | N6 | Wagga Wagga | Solar | 302.672 | 682.672 | 682.672 | 682.6721 | 682.6721 | 682.6721 | 682.6723 | 682.6723 | 682.6723 | 682.6723 | 682.6723 | 682.6723 | 1695.2613 | 1695.2613 | 1710.672 | 1710.672 | 1710.672 | 1710.672 | 1710.672 | 1710.672 | 1710.672 | 1710.672 | 1710.672 | 1710.6721 | 1710.6721 | 1710.6722 | 1814.0271
NSW | N7 | Tumut | Solar | 0 | 0 | 0 | 0 | 0 | 0 | 0 | 0 | 0 | 0 | 0 | 0 | 0 | 0 | 0 | 0 | 0 | 0 | 0 | 0 | 0 | 0 | 0 | 0 | 0 | 0 | 0
NSW | N8 | Cooma-Monaro | Solar | 0 | 0 | 0 | 0 | 0 | 0 | 0 | 0 | 0 | 0 | 0 | 0 | 0 | 0 | 0 | 0 | 0 | 0 | 0 | 0 | 0 | 0 | 0 | 0 | 0 | 0 | 0
VIC | V1 | Ovens Murray | Solar | 0 | 0 | 0.00011426 | 0.00011439 | 0.00011459 | 0.000115 | 0.00011519 | 0.00011544 | 0.00011562 | 0.00011577 | 0.00012552 | 0.0001443 | 0.0017488 | 0.0017495 | 0.00175 | 0.0017501 | 0.0017504 | 0.0017508 | 0.018105 | 0.018106 | 0.018135 | 372.0044 | 372.0044 | 1000 | 1000.0001 | 1000.0001 | 1000.0001
VIC | V2 | Murray River | Solar | 679.093 | 679.093 | 679.0931 | 679.0931 | 679.0931 | 679.0931 | 679.0931 | 679.0931 | 679.0931 | 679.0931 | 679.0931 | 679.0931 | 679.0932 | 679.0932 | 679.0932 | 1291.8156 | 1412.1796 | 1799.291 | 2104.9132 | 2162.5692 | 2554.8657 | 2554.8657 | 2529.5348 | 2827.282 | 3042.7944 | 3081.6523 | 2964.1777
VIC | V3 | Western Victoria | Solar | 0 | 0 | 0.00024626 | 0.00024641 | 0.00024714 | 0.00024795 | 0.0002482 | 0.0002486 | 0.00024922 | 0.00024959 | 0.00026319 | 0.00033441 | 149.1379 | 149.1379 | 149.1379 | 149.1379 | 149.1379 | 149.1379 | 400 | 400 | 400 | 400 | 400 | 400 | 833.0337 | 833.0337 | 833.0337
VIC | V4 | South West Victoria | Solar | 0 | 0 | 0 | 0 | 0 | 0 | 0 | 0 | 0 | 0 | 0 | 0 | 0 | 0 | 0 | 0 | 0 | 0 | 0 | 0 | 0 | 0 | 0 | 0 | 0 | 0 | 0
VIC | V5 | Gippsland | Solar | 0 | 0 | 0 | 0 | 0 | 0.00010016 | 0.00010031 | 0.0001006 | 0.00010089 | 0.00010141 | 0.00011408 | 0.00013888 | 0.00058393 | 0.00058494 | 0.00058529 | 0.00058556 | 0.00058622 | 0.00058633 | 0.00059531 | 0.00069098 | 499.9999 | 500.0001 | 500.0001 | 500.0001 | 500.0005 | 2474 | 2474
VIC | V6 | Central North VIC | Solar | 402.48 | 402.48 | 402.4801 | 402.4801 | 402.4801 | 402.4801 | 402.4801 | 402.4801 | 402.4801 | 402.4801 | 402.4801 | 402.4802 | 402.4816 | 402.4816 | 402.4816 | 402.4816 | 402.4816 | 402.4816 | 402.4816 | 402.4816 | 483.6416 | 373.1616 | 373.1616 | 468.333 | 856.3505 | 856.3505 | 1011.6617
SA | S1 | South East SA | Solar | 155.16 | 155.16 | 155.16 | 155.16 | 155.16 | 155.16 | 155.16 | 155.16 | 155.16 | 155.1601 | 155.1601 | 155.1602 | 155.1604 | 155.1604 | 155.1605 | 155.1605 | 155.1605 | 155.1605 | 108.0007 | 108.0007 | 108.0011 | 108.0011 | 108.0011 | 108.0011 | 108.0014 | 108.0014 | 0.0013717
SA | S2 | Riverland | Solar | 25.26 | 25.26 | 25.26 | 25.26 | 25.26 | 25.26 | 25.26 | 25.26 | 19.14 | 19.1401 | 19.1402 | 19.1403 | 22.6388 | 128.8995 | 220.714 | 220.714 | 220.714 | 220.714 | 1120.229 | 1120.229 | 1783.2598 | 1783.2598 | 1775.8798 | 1775.8798 | 1775.8798 | 2714.9749 | 2857.1633
SA | S3 | Mid-North SA | Solar | 0 | 0 | 0 | 0 | 0 | 0 | 0 | 0 | 0 | 0 | 0.00013614 | 0.00021004 | 0.00045385 | 0.00052523 | 0.00058869 | 0.00058883 | 0.00059009 | 0.00059068 | 0.00059147 | 0.00068208 | 0.0027509 | 0.0027515 | 0.002752 | 0.0027548 | 0.0027563 | 0.0032398 | 0.0032443
SA | S4 | Yorke Peninsula | Solar | 0 | 0 | 0 | 0 | 0 | 0 | 0 | 0 | 0 | 0 | 0 | 0 | 0 | 0 | 0 | 0 | 0 | 0 | 0 | 0 | 0 | 0 | 0 | 0 | 0 | 0 | 0
SA | S5 | Northern SA | Solar | 349.2 | 349.2 | 349.2 | 349.2 | 349.2 | 349.2 | 349.2 | 349.2 | 349.2 | 349.2 | 349.2001 | 349.2002 | 349.2005 | 349.2005 | 349.2009 | 349.2009 | 349.2009 | 349.2009 | 349.2009 | 349.2009 | 469.0716 | 199.0716 | 199.0716 | 199.0716 | 119.8716 | 341.705 | 341.705
SA | S6 | Leigh Creek | Solar | 0 | 0 | 0 | 0 | 0 | 0 | 0 | 0 | 0 | 0 | 0.00013726 | 0.00026207 | 0.00064369 | 0.00075293 | 4.4083 | 4.4083 | 4.4083 | 4.4083 | 4.4083 | 4.4083 | 9.6842 | 11.5546 | 11.5546 | 752.5889 | 1267.9463 | 1525.6207 | 1641.9747
SA | S7 | Roxby Downs | Solar | 0 | 0 | 0 | 0 | 0 | 0 | 0 | 0 | 0 | 0 | 0.00014711 | 0.00028541 | 137.0859 | 157.0126 | 522.8179 | 522.8179 | 522.8179 | 522.8179 | 522.8179 | 522.8179 | 609.8732 | 614.1452 | 614.1452 | 614.1452 | 614.1452 | 665.7161 | 678.976
SA | S8 | Eastern Eyre Peninsula | Solar | 0 | 0 | 0 | 0 | 0 | 0 | 0 | 0 | 0 | 0 | 0.00010936 | 0.00015464 | 0.00021819 | 0.00026432 | 0.00027537 | 0.00027573 | 0.00027887 | 0.00028008 | 0.00028134 | 0.00037042 | 0.00069664 | 0.00069701 | 0.00069774 | 0.00069902 | 0.00070081 | 0.00088273 | 0.00088459
SA | S9 | Western Eyre Peninsula | Solar | 0 | 0 | 0 | 0 | 0 | 0 | 0 | 0 | 0 | 0 | 0.00013292 | 0.00021582 | 0.00053878 | 0.00054919 | 0.00061834 | 0.00061862 | 0.00061989 | 0.00087079 | 0.0012533 | 0.0012662 | 89.4119 | 89.4119 | 89.4119 | 89.4119 | 89.4119 | 118.8561 | 118.8561
TAS | T1 | North East Tasmania | Solar | 0 | 0 | 0 | 0 | 0 | 0 | 0 | 0 | 0 | 0 | 0.00011165 | 0.00013547 | 0.00031538 | 0.00031588 | 0.00031635 | 0.00031653 | 0.00031681 | 0.00031703 | 0.00031878 | 0.00033284 | 0.00077807 | 0.0010151 | 0.001016 | 0.0010181 | 0.0014689 | 0.001474 | 0.0014744
TAS | T2 | North West Tasmania | Solar | 0 | 0 | 0 | 0 | 0 | 0 | 0 | 0 | 0 | 0 | 0 | 0.00010296 | 0.00015695 | 0.00016001 | 0.00016506 | 0.00016571 | 0.00016708 | 0.000168 | 0.00020792 | 0.00021746 | 0.00026677 | 0.00036157 | 0.00036281 | 0.00036523 | 0.00047157 | 0.00047672 | 0.0004776
TAS | T3 | Central Highlands | Solar | 0 | 0 | 0 | 0 | 0 | 0 | 0 | 0 | 0 | 0 | 0 | 0.00010331 | 0.00018321 | 0.00018715 | 0.00018812 | 0.00018836 | 0.00018899 | 0.0001897 | 0.00020765 | 0.0002416 | 0.00031939 | 0.00040943 | 0.00041066 | 0.00043066 | 0.00053702 | 0.00054432 | 0.00054488
Region | REZ | REZ Name | Technology | 2023-24 | 2024-25 | 2025-26 | 2026-27 | 2027-28 | 2028-29 | 2029-30 | 2030-31 | 2031-32 | 2032-33 | 2033-34 | 2034-35 | 2035-36 | 2036-37 | 2037-38 | 2038-39 | 2039-40 | 2040-41 | 2041-42 | 2042-43 | 2043-44 | 2044-45 | 2045-46 | 2046-47 | 2047-48 | 2048-49 | 2049-50
QLD | Q1 | Far North QLD | Wind | 337.318 | 337.318 | 337.318 | 837.3174 | 837.3174 | 837.3174 | 837.3174 | 837.3174 | 837.3174 | 837.3174 | 837.3174 | 837.3174 | 837.3175 | 837.3175 | 837.3176 | 837.3176 | 837.3176 | 855.1725 | 907.3183 | 907.3183 | 816.4425 | 816.4425 | 816.4425 | 819.7106 | 825.5604 | 828.1159 | 904.0386
QLD | Q2 | North Qld Clean Energy Hub | Wind | 43.2 | 43.2 | 43.2 | 43.2004 | 43.2004 | 43.2004 | 43.2004 | 43.2004 | 43.2004 | 43.2004 | 43.2004 | 43.2004 | 659.1521 | 659.1521 | 761.275 | 761.275 | 761.275 | 761.275 | 761.2751 | 761.2751 | 794.3464 | 815.6336 | 776.5223 | 1232.4883 | 1232.4884 | 1232.4885 | 1232.4885
QLD | Q3 | Northern Qld | Wind | 0 | 0 | 0 | 0 | 0 | 0 | 0 | 0 | 0 | 0 | 0 | 0 | 0 | 0 | 0 | 0 | 0 | 0 | 0 | 0 | 0 | 0 | 0 | 0 | 0 | 0 | 0
QLD | Q4 | Isaac | Wind | 0 | 0 | 0 | 0.00039087 | 0.00051145 | 0.00079048 | 92.4569 | 92.4569 | 92.4569 | 92.4569 | 92.4569 | 478.7222 | 821.5396 | 821.5396 | 1000.0026 | 1000.0026 | 1000.0026 | 1000.0026 | 1000.0026 | 1000.0026 | 1000.0026 | 1000.0026 | 1000.0026 | 1000.0026 | 1000.0026 | 3305.4438 | 3356.6218
QLD | Q5 | Barcaldine | Wind | 0 | 0 | 0 | 0.0003449 | 0.00036776 | 0.00037611 | 0.0005128 | 0.00051323 | 0.00051365 | 0.00051467 | 0.00089612 | 0.0015354 | 103.1084 | 103.1084 | 103.1086 | 103.1086 | 103.1086 | 103.1086 | 103.1087 | 110.2339 | 117.768 | 117.768 | 117.768 | 117.7684 | 117.7684 | 117.7684 | 117.7684
QLD | Q6 | Fitzroy | Wind | 0 | 0 | 0 | 0.0014121 | 0.0045106 | 784.4125 | 900.0004 | 900.0004 | 900.0004 | 900.0004 | 900.0006 | 900.0006 | 900.0009 | 900.0009 | 1855.0779 | 1855.0779 | 1855.0779 | 1855.0779 | 1855.0779 | 2271.0779 | 2271.0779 | 2271.0779 | 2271.0779 | 3500 | 3505.008 | 3505.008 | 3505.008
QLD | Q7 | Wide Bay | Wind | 0 | 0 | 0 | 0.00033478 | 0.00035255 | 0.00055313 | 0.00099172 | 0.00099194 | 0.0009921 | 0.00099267 | 0.0024172 | 83.0387 | 83.0389 | 83.0389 | 199.0514 | 199.0514 | 199.0514 | 199.0514 | 199.0514 | 199.0514 | 199.0514 | 199.0514 | 199.0514 | 1100 | 1100 | 1100.0001 | 1100.0001
QLD | Q8 | Darling Downs | Wind | 753 | 925.9976 | 925.9976 | 993.4423 | 1759.7923 | 1759.7927 | 2325.9979 | 2325.9979 | 2325.9979 | 2325.9979 | 2325.9987 | 2325.9987 | 3058.095 | 3965.2257 | 3965.2257 | 3965.2257 | 3965.2257 | 4278.7246 | 5614.1663 | 6525.9976 | 6525.9976 | 6072.9976 | 7224.3941 | 8297.938 | 8360.6973 | 10091.9976 | 10091.9976
QLD | Q9 | Banana | Wind | 0 | 0 | 0 | 0.00026684 | 0.00028643 | 0.00035325 | 0.00052263 | 0.00052299 | 0.00052332 | 0.00052463 | 0.00053923 | 0.0008035 | 266.8461 | 266.8461 | 900.0006 | 900.0006 | 900.0006 | 900.0006 | 900.0009 | 900.0011 | 900.0011 | 900.0011 | 900.0032 | 1145.1329 | 1145.1329 | 1145.1329 | 1145.1329
NSW | N1 | North West NSW | Wind | 0 | 0 | 0 | 0 | 0 | 0 | 0 | 0 | 0 | 0 | 0 | 0 | 0 | 0 | 0 | 0 | 0 | 0 | 0 | 0 | 0 | 0 | 0 | 0 | 0 | 0 | 0
NSW | N2 | New England | Wind | 442.48 | 615.9729 | 767.6095 | 1117.9606 | 2403.2208 | 3788.7728 | 4088.8032 | 4088.8032 | 4088.8032 | 4088.8032 | 4088.8032 | 4150.7737 | 4150.7737 | 4150.7737 | 4548.565 | 6794.1196 | 6794.1196 | 6794.1196 | 6918.574 | 6918.574 | 7084.1035 | 7084.1035 | 7084.1035 | 7400 | 7400 | 7400 | 7400
NSW | N3 | Central-West Orana | Wind | 113.19 | 411.7709 | 1229.3221 | 2194.8884 | 2194.8884 | 2194.8884 | 3048.8353 | 3048.8353 | 3048.8353 | 3048.8353 | 3718.5137 | 4058.7144 | 4503.3702 | 4957.1636 | 4957.1636 | 4957.1636 | 4957.1636 | 5354.3746 | 6242.1 | 6242.1 | 6516.6846 | 6927.2422 | 7800.084 | 9156.544 | 9962.123 | 10769.19 | 10656
NSW | N4 | Broken Hill | Wind | 198.94 | 198.9403 | 198.9403 | 198.9403 | 198.9403 | 198.9403 | 198.9405 | 198.9405 | 198.9405 | 198.9405 | 198.9406 | 198.9406 | 251.3987 | 251.3987 | 260.7235 | 260.7235 | 260.7235 | 266.8022 | 267.7044 | 270.6666 | 257.3857 | 274.284 | 274.284 | 304.5139 | 304.5139 | 304.5141 | 304.5141
NSW | N5 | South West NSW | Wind | 0 | 0 | 0 | 0.00024963 | 0.00025014 | 0.00025337 | 0.00035787 | 0.00035857 | 0.00035893 | 0.00035986 | 0.00043172 | 0.00043339 | 0.00085118 | 0.00088655 | 0.00089299 | 0.00090424 | 0.00090801 | 0.0013387 | 0.0013814 | 0.0024338 | 0.002435 | 0.017464 | 0.032573 | 0.032581 | 1306.0842 | 1306.0842 | 2456.9645
NSW | N6 | Wagga Wagga | Wind | 0 | 0.00022592 | 0.00022643 | 0.0002346 | 0.00023538 | 0.00024504 | 0.00032899 | 0.00032956 | 0.00032986 | 0.00033056 | 0.00035314 | 0.00035447 | 0.00052413 | 0.00066073 | 0.00069951 | 0.0007001 | 0.0007037 | 0.00093125 | 0.00093382 | 0.0013676 | 0.0013681 | 0.001681 | 0.0025297 | 0.0026225 | 300.0011 | 300.0012 | 1000.0001
NSW | N7 | Tumut | Wind | 0 | 0 | 0 | 0 | 0 | 0 | 0 | 0 | 0 | 0 | 0 | 0 | 0 | 0 | 0 | 0 | 0 | 0 | 0 | 0 | 0 | 0 | 0 | 0 | 0 | 0 | 0
NSW | N8 | Cooma-Monaro | Wind | 113 | 373.7783 | 413 | 413 | 413 | 413.9043 | 413.9043 | 413.9043 | 413.9043 | 413.9043 | 868.6666 | 868.6666 | 868.6666 | 868.6666 | 868.6666 | 868.6666 | 868.6666 | 827.7381 | 827.7381 | 828 | 828 | 828 | 828 | 828 | 828 | 828 | 828
VIC | V1 | Ovens Murray | Wind | 0 | 0 | 0 | 0 | 0 | 0 | 0 | 0 | 0 | 0 | 0 | 0 | 0 | 0 | 0 | 0 | 0 | 0 | 0 | 0 | 0 | 0 | 0 | 0 | 0 | 0 | 0
VIC | V2 | Murray River | Wind | 0 | 0 | 0 | 0 | 0 | 0 | 0 | 0 | 0 | 0 | 0 | 0 | 0 | 0 | 0 | 0 | 0 | 0 | 0 | 0 | 0 | 0 | 0 | 0 | 0 | 0 | 0
VIC | V3 | Western Victoria | Wind | 1934.5 | 1934.5 | 1934.5841 | 1934.5841 | 1934.5841 | 1934.5841 | 1934.5841 | 1934.5841 | 1934.5841 | 1934.5841 | 1882.0842 | 2035.0643 | 2390.0009 | 2390.0009 | 2695.6421 | 2695.6421 | 2695.6421 | 2695.6421 | 2695.6421 | 2860.4472 | 2729.2473 | 2539.3348 | 2630.981 | 3456.7972 | 3575.7499 | 3547.0499 | 3358.696
VIC | V4 | South West Victoria | Wind | 2023.21 | 2023.21 | 2045.268 | 2045.268 | 2045.268 | 2045.268 | 2045.268 | 2045.268 | 2045.268 | 2045.268 | 2045.268 | 2208.3887 | 3036.8788 | 3061.3488 | 3259.0686 | 3016.0356 | 3029.1342 | 3874.8179 | 3874.8179 | 4557.7002 | 4644.16 | 4644.16 | 3780.6 | 3780.6 | 3780.6 | 3780.6 | 3780.6
VIC | V5 | Gippsland | Wind | 0 | 0 | 500 | 500 | 500 | 500.0001 | 500.0001 | 500.0001 | 500.0001 | 500.0001 | 500.0001 | 500.0004 | 1278.7775 | 2000 | 2000 | 2000 | 2000 | 2000 | 2000 | 2000 | 2000 | 2000 | 2000 | 2000 | 2000 | 2000 | 2000
VIC | V6 | Central North VIC | Wind | 0 | 0 | 0.00037627 | 0.00037669 | 0.00037716 | 0.00037999 | 0.00038027 | 0.00038078 | 0.00038127 | 0.0003857 | 0.00046384 | 0.00047328 | 370.0179 | 370.0186 | 370.0186 | 370.0186 | 370.0186 | 565.3399 | 572.1117 | 572.1117 | 572.1117 | 707.9721 | 743.4712 | 841.8343 | 1307.2292 | 1598.5253 | 1600
SA | S1 | South East SA | Wind | 324.5 | 324.5 | 324.5 | 324.5 | 324.5 | 324.5 | 324.5 | 278.5002 | 278.5002 | 278.5004 | 1078.5007 | 1096.5777 | 1016.0778 | 1076.7884 | 1076.7895 | 1079.9769 | 1079.9769 | 1084.1118 | 1084.1118 | 1170.7196 | 1182.095 | 1182.095 | 1182.095 | 1182.095 | 1335.1052 | 1338.1248 | 1338.1248
SA | S2 | Riverland | Wind | 0 | 0 | 0 | 0 | 0 | 0 | 0 | 0 | 0 | 0.0002563 | 0.00047722 | 0.00049043 | 0.00074086 | 0.00074379 | 0.00080782 | 0.00086181 | 0.00087776 | 0.0010954 | 0.0012135 | 0.0013266 | 0.0013289 | 0.0019981 | 0.0020041 | 0.0020147 | 0.0021141 | 0.0021458 | 0.0021567
SA | S3 | Mid-North SA | Wind | 1343.1 | 1343.1 | 1343.1 | 1343.1 | 1343.1 | 1343.1 | 1343.1 | 1343.1002 | 1343.1002 | 1343.1005 | 1244.4102 | 1244.4102 | 1959.723 | 1774.923 | 2425.669 | 2425.669 | 2320.6821 | 2418.5386 | 2418.5386 | 2418.5386 | 2204.6386 | 2368.674 | 2433.1877 | 2433.1877 | 2498.0752 | 3287.0036 | 3504.3999
SA | S4 | Yorke Peninsula | Wind | 90.75 | 90.75 | 90.75 | 90.75 | 90.75 | 90.75 | 0 | 0.0002155 | 0.00022009 | 0.0004185 | 105.3065 | 105.4063 | 106.142 | 107.2519 | 109.3801 | 109.3801 | 109.3801 | 115.3088 | 117.1327 | 117.1327 | 117.1327 | 117.1359 | 117.1359 | 117.1359 | 117.1359 | 117.7854 | 124.6205
SA | S5 | Northern SA | Wind | 422.4 | 422.4 | 422.4 | 422.4 | 422.4 | 422.4 | 422.4 | 422.4 | 422.4 | 422.4 | 422.4 | 422.4 | 422.4 | 422.4 | 422.4 | 422.4 | 422.4 | 422.4 | 422.4 | 422.4 | 422.4 | 422.4 | 210 | 210 | 210 | 210 | 210
SA | S6 | Leigh Creek | Wind | 0 | 0 | 0 | 0 | 0 | 0 | 0 | 0 | 0 | 0.00035967 | 0.00059323 | 0.00099399 | 0.0012393 | 0.0014174 | 14.2005 | 14.2005 | 14.2005 | 14.2005 | 14.2005 | 14.2005 | 14.2005 | 14.2005 | 14.2005 | 1258.2301 | 1869.7156 | 1869.7156 | 1869.7156
SA | S7 | Roxby Downs | Wind | 0 | 0 | 0 | 0 | 0 | 0 | 0 | 0 | 0 | 0 | 0 | 0 | 0 | 0 | 0 | 0 | 0 | 0 | 0 | 0 | 0 | 0 | 0 | 0 | 0 | 0 | 0
SA | S8 | Eastern Eyre Peninsula | Wind | 136 | 136 | 136 | 136 | 136 | 136 | 136 | 70 | 70 | 70.0003 | 70.0014 | 70.0018 | 202.4647 | 316.5184 | 316.883 | 316.883 | 316.883 | 317.4975 | 319.4671 | 319.4671 | 319.4671 | 597.9379 | 597.9379 | 597.9379 | 597.9379 | 597.9379 | 631.5438
SA | S9 | Western Eyre Peninsula | Wind | 0 | 0 | 0 | 0 | 0 | 0 | 0 | 0 | 0 | 0.00032123 | 0.00085718 | 0.0010034 | 0.003778 | 0.0038351 | 0.0040096 | 0.0040104 | 0.0040127 | 400.0012 | 400.0012 | 400.0012 | 400.0012 | 400.0025 | 400.0025 | 400.0025 | 400.0025 | 400.0025 | 400.0025
TAS | T1 | North East Tasmania | Wind | 168 | 168.0005 | 168.0005 | 168.0005 | 168.001 | 168.0011 | 168.0011 | 176.9186 | 176.9191 | 176.9191 | 282.2435 | 282.2435 | 282.2435 | 282.2436 | 282.2436 | 282.2436 | 282.2436 | 282.2436 | 282.2441 | 282.9307 | 283.1685 | 283.1685 | 283.1685 | 283.1685 | 283.1685 | 283.1685 | 283.1685
TAS | T2 | North West Tasmania | Wind | 251.6 | 251.6003 | 251.6003 | 251.6003 | 251.6006 | 251.6006 | 251.6006 | 251.6017 | 396.8607 | 542.1202 | 587.9619 | 733.2213 | 1216.0165 | 1432.3103 | 1464.285 | 1464.285 | 1464.285 | 1464.285 | 1464.285 | 1464.285 | 1464.285 | 1464.2853 | 1464.2853 | 1472.6454 | 1472.6464 | 1472.6464 | 1472.6464
TAS | T3 | Central Highlands | Wind | 144 | 397.1274 | 523.6913 | 650.2551 | 776.8185 | 903.3824 | 1029.9463 | 1158.0273 | 1158.0274 | 1158.0274 | 1158.0274 | 1158.0274 | 1158.0274 | 1160.2547 | 1365.1828 | 1365.1828 | 1365.1828 | 1365.1828 | 1365.1828 | 1365.1828 | 1378.5448 | 1349.0944 | 1676.8223 | 1676.8224 | 1676.8224 | 1676.8224 | 1676.8224
Region | REZ | REZ Name | Technology | 2023-24 | 2024-25 | 2025-26 | 2026-27 | 2027-28 | 2028-29 | 2029-30 | 2030-31 | 2031-32 | 2032-33 | 2033-34 | 2034-35 | 2035-36 | 2036-37 | 2037-38 | 2038-39 | 2039-40 | 2040-41 | 2041-42 | 2042-43 | 2043-44 | 2044-45 | 2045-46 | 2046-47 | 2047-48 | 2048-49 | 2049-50
NSW | O1 | Hunter Coast | Offshore Wind | 0 | 0 | 0 | 0 | 0 | 0 | 0 | 0 | 0 | 0 | 0 | 0 | 0 | 0 | 0 | 0 | 0 | 0 | 0 | 0 | 0 | 0.00010993 | 0.00011054 | 0.0001414 | 0.00014156 | 0.00015283 | 0.00015415
NSW | O2 | Illawarra Coast | Offshore Wind | 0 | 0 | 0 | 0 | 0 | 0 | 0 | 0 | 0 | 0 | 0 | 0 | 0 | 0 | 0 | 0 | 0 | 0 | 0 | 0 | 0 | 0.00010104 | 0.00010152 | 0.00014048 | 0.00014075 | 0.00016469 | 0.00017826
VIC | O3 | Gippsland Coast | Offshore Wind | 0 | 0 | 0 | 0 | 0 | 0 | 0 | 0 | 0 | 0 | 0 | 0 | 0 | 0 | 0 | 0 | 0 | 0 | 0 | 0 | 0 | 0 | 0.00010857 | 0.00012489 | 0.00019031 | 0.00019167 | 0.00037605
TAS | O4 | North West Tasmania Coast | Offshore Wind | 0 | 0 | 0 | 0 | 0 | 0 | 0 | 0 | 0 | 0 | 0 | 0 | 0 | 0 | 0 | 0 | 0 | 0 | 0 | 0 | 0 | 0 | 0 | 0 | 0 | 0 | 0
VIC | O5 | Portland Coast | Offshore Wind | 0 | 0 | 0 | 0 | 0 | 0 | 0 | 0 | 0 | 0 | 0 | 0 | 0 | 0 | 0 | 0 | 0 | 0 | 0 | 0 | 0 | 0 | 0.00011039 | 0.00011369 | 0.00022022 | 0.00022491 | 0.00026202
SA | O6 | South East SA Coast | Offshore Wind | 0 | 0 | 0 | 0 | 0 | 0 | 0 | 0 | 0 | 0 | 0 | 0 | 0 | 0 | 0 | 0 | 0 | 0 | 0 | 0 | 0 | 0 | 0 | 0 | 0 | 0.00010229 | 0.00011035

## Option 5A_VOM Cost
VOM cost by technology ($000s) - Option 5A, Progressive Change Scenario
VOM | Real June 2021 dollars discounted to 1 July 2021
Explicitly modelled generation
Region | Technology | 2023-24 | 2024-25 | 2025-26 | 2026-27 | 2027-28 | 2028-29 | 2029-30 | 2030-31 | 2031-32 | 2032-33 | 2033-34 | 2034-35 | 2035-36 | 2036-37 | 2037-38 | 2038-39 | 2039-40 | 2040-41 | 2041-42 | 2042-43 | 2043-44 | 2044-45 | 2045-46 | 2046-47 | 2047-48 | 2048-49 | 2049-50
NEM | Black Coal | 287184.7414 | 262943.7033 | 231611.4171 | 197291.4754 | 164325.9268 | 166893.9477 | 141021.3045 | 129492.7694 | 120379.3179 | 131410.2267 | 102833.7246 | 98410.8608 | 73477.2135 | 70028.2973 | 61753.8705 | 57721.8044 | 53515.0327 | 33618.5631 | 32534.8425 | 19562.9009 | 18678.8907 | 16430.4077 | 12785.4435 | 10484.0725 | 9468.6639 | 9350.5004 | 8925.3977
NEM | Brown Coal | 107945.4965 | 98844.774 | 96016.392 | 89396.5805 | 85620.8525 | 58340.956 | 57027.713 | 52214.961 | 47875.6805 | 47573.0595 | 46475.309 | 44610.55 | 13605.704 | 13111.1345 | 13647.7615 | 12684.9435 | 12132.908 | 9872.8035 | 9760.7005 | 9346.4765 | 8786.8135 | 5186.4377 | 5550.9723 | 7462.585 | 0 | 0 | 0
NEM | CCGT | 9875.2599 | 9181.6768 | 9565.1386 | 5975.9149 | 5357.6055 | 5966.5027 | 4632.5234 | 7607.9776 | 5691.2368 | 11475.4533 | 27245.1595 | 30266.8256 | 31323.7239 | 26365.0474 | 22937.7507 | 19330.6118 | 15976.4377 | 13547.963 | 11683.6066 | 13453.5728 | 9316.7392 | 8117.3504 | 3655.9324 | 2084.3034 | 1988.402 | 1863.9876 | 1799.1762
NEM | Gas - Steam | 107.8769 | 126.4562 | 153.1122 | 40.4067 | 23.0749 | 162.6147 | 24.4396 | 70.8765 | 33.2093 | 87.0069 | 90.9475 | 232.9693 | 948.5715 | 993.0576 | 1260.1419 | 523.0976 | 0 | 0 | 0 | 0 | 0 | 0 | 0 | 0 | 0 | 0 | 0
NEM | OCGT / Diesel | 795.3219 | 1011.8837 | 1063.4995 | 464.7556 | 440.4773 | 1193.9579 | 172.7275 | 960.6206 | 460.1875 | 1829.9897 | 5459.1612 | 9919.3853 | 11171.2365 | 13913.082 | 20330.281 | 11954.3212 | 19005.0067 | 17004.7688 | 10824.7185 | 14347.1188 | 20379.6419 | 13710.9771 | 15817.8297 | 15908.9203 | 16936.5429 | 18421.281 | 19421.4612
NEM | Hydro | 103170.6295 | 96870.8242 | 85297.1915 | 77171.512 | 62875.6416 | 81946.515 | 76526.6025 | 70165.3891 | 66082.4502 | 62172.7287 | 71568.4725 | 69116.6371 | 63814.867 | 53399.8977 | 58813.4335 | 48159.7786 | 43030.9707 | 40650.2791 | 36306.6157 | 37790.0916 | 36666.6238 | 32314.656 | 26441.502 | 32603.1718 | 31649.1997 | 30260.3901 | 30299.0926
NEM | Hydrogen Turbine | 0 | 0 | 0 | 0 | 0 | 0 | 0 | 0 | 0 | 0 | 0 | 0 | 0 | 0 | 0 | 0 | 0 | 0 | 0 | 0 | 0 | 0 | 0 | 0 | 0 | 0 | 0
NEM | Wind | 2450.5376 | 2625.0286 | 2966.1098 | 3381.7637 | 3959.4577 | 4108.9218 | 4209.3207 | 4034.9904 | 4046.002 | 3701.6302 | 3810.2337 | 3838.5671 | 4759.3558 | 4901.3635 | 4946.699 | 4941.0646 | 4656.292 | 4662.874 | 4519.7248 | 4375.1681 | 4075.332 | 4009.9279 | 4007.5965 | 4275.9392 | 4269.9199 | 4322.8556 | 4227.56
NEM | Solar PV | 1658.7787 | 1515.7906 | 1493.1957 | 1414.3833 | 1399.8337 | 1267.2796 | 1276.809 | 1291.6802 | 1278.5949 | 1217.2251 | 1444.7025 | 1392.5586 | 1610.1249 | 1552.2353 | 1527.8944 | 1590.3496 | 1613.5412 | 1791.257 | 1948.8347 | 2081.1891 | 2139.4499 | 2096.6545 | 2053.0079 | 2051.2775 | 2210.4286 | 2539.6203 | 2729.7023
NEM | Grid Battery | 41.011 | 39.5471 | 37.7083 | 36.0203 | 33.4297 | 75.4183 | 77.922 | 75.1587 | 69.1691 | 148.5609 | 331.9722 | 328.7939 | 706.6435 | 667.6857 | 849.0984 | 814.1561 | 804.6734 | 739.911 | 1154.8013 | 1061.1025 | 1018.6238 | 1036.2437 | 998.6794 | 931.5888 | 936.1541 | 1066.7357 | 1116.4657
NEM | Pumped Hydro | 5334.2784 | 6134.2812 | 6731.909 | 9208.5058 | 10321.7227 | 10894.3109 | 8905.2175 | 13111.3983 | 10245.6059 | 12808.9432 | 11940.5127 | 11743.1921 | 18703.0478 | 16657.9691 | 14508.8613 | 14821.3087 | 14701.0576 | 14485.8114 | 13669.455 | 12786.0308 | 12366.9299 | 12101.8346 | 11783.2246 | 10327.9803 | 9358.3964 | 8939.0788 | 7639.9312
NEM | VPP | 9.8915 | 14.9394 | 20.5823 | 28.8724 | 37.1548 | 44.9632 | 55.4803 | 65.6272 | 75.1547 | 89.9171 | 100.1016 | 107.4772 | 118.1029 | 128.4723 | 132.0921 | 141.3604 | 149.7036 | 150.2729 | 160.5502 | 162.7326 | 160.6644 | 167.5838 | 168.7321 | 159.8875 | 161.9273 | 166.1321 | 161.3669
Total excluding storage |  | 518573.8231 | 479308.905 | 434956.2559 | 384410.1904 | 334395.1772 | 330895.3879 | 293930.06 | 279091.4489 | 256236.6086 | 272514.7412 | 271300.297 | 269967.8171 | 220238.5913 | 201718.2424 | 200707.8842 | 172682.7965 | 165585.6237 | 136524.5038 | 122563.85 | 114966.3838 | 113589.7091 | 95172.0735 | 83262.9204 | 86289.7263 | 76979.6348 | 76930.5816 | 76320.1538
Region | Technology | 2023-24 | 2024-25 | 2025-26 | 2026-27 | 2027-28 | 2028-29 | 2029-30 | 2030-31 | 2031-32 | 2032-33 | 2033-34 | 2034-35 | 2035-36 | 2036-37 | 2037-38 | 2038-39 | 2039-40 | 2040-41 | 2041-42 | 2042-43 | 2043-44 | 2044-45 | 2045-46 | 2046-47 | 2047-48 | 2048-49 | 2049-50
NSW1 | Black Coal | 129592.446 | 114188.933 | 97773.9904 | 81973.3085 | 55060.95 | 59127.671 | 46352.7015 | 44899.605 | 42408.74 | 48624.02 | 19596.649 | 18551.191 | 17621.276 | 15821.603 | 15804.362 | 14978.031 | 13386.1435 | 0 | 0 | 0 | 0 | 0 | 0 | 0 | 0 | 0 | 0
NSW1 | Brown Coal | 0 | 0 | 0 | 0 | 0 | 0 | 0 | 0 | 0 | 0 | 0 | 0 | 0 | 0 | 0 | 0 | 0 | 0 | 0 | 0 | 0 | 0 | 0 | 0 | 0 | 0 | 0
NSW1 | CCGT | 26.3588 | 26.5829 | 215.5567 | 178.5256 | 188.7635 | 142.4216 | 43.0327 | 809.6601 | 466.3987 | 1432.5224 | 6362.3935 | 6389.418 | 5515.776 | 5445.88 | 6242.279 | 5095.631 | 4455.816 | 3983.774 | 3424.4058 | 3997.5048 | 0 | 0 | 0 | 0 | 0 | 0 | 0
NSW1 | Gas - Steam | 0 | 0 | 0 | 0 | 0 | 0 | 0 | 0 | 0 | 0 | 0 | 0 | 0 | 0 | 0 | 0 | 0 | 0 | 0 | 0 | 0 | 0 | 0 | 0 | 0 | 0 | 0
NSW1 | OCGT / Diesel | 16.6295 | 25.6786 | 132.6076 | 40.2695 | 120.0905 | 65.2837 | 5.1327 | 157.89 | 78.1585 | 214.9096 | 1226.4177 | 2450.8054 | 954.5587 | 1476.67 | 2648.3082 | 1288.0309 | 3542.2464 | 5012.7846 | 2923.4555 | 3499.2525 | 6559.8358 | 3254.0437 | 3960.4728 | 4485.5 | 5642.496 | 5065.8588 | 6365.0962
NSW1 | Hydro | 15567.8672 | 18019.5431 | 16977.8285 | 15762.5985 | 12000.4163 | 18278.2252 | 13599.7179 | 12930.4842 | 11369.4502 | 10990.7203 | 12083.7885 | 11980.0863 | 10893.5264 | 8585.7138 | 11556.0255 | 9312.2916 | 8044.2503 | 7935.4692 | 6643.2984 | 7458.052 | 7341.4994 | 6675.865 | 5428.4927 | 7123.8319 | 6735.2765 | 6523.0813 | 6217.3228
NSW1 | Hydrogen Turbine | 0 | 0 | 0 | 0 | 0 | 0 | 0 | 0 | 0 | 0 | 0 | 0 | 0 | 0 | 0 | 0 | 0 | 0 | 0 | 0 | 0 | 0 | 0 | 0 | 0 | 0 | 0
NSW1 | Wind | 520.0923 | 734.4564 | 944.3531 | 1195.6607 | 1510.4094 | 1723.4403 | 1746.7843 | 1680.2262 | 1603.0422 | 1526.9098 | 1580.6614 | 1546.6074 | 1612.2979 | 1575.3043 | 1546.4034 | 1681.9243 | 1611.087 | 1465.3201 | 1499.5145 | 1368.7043 | 1300.0118 | 1317.392 | 1307.1797 | 1402.9067 | 1422.9508 | 1351.509 | 1310.7097
NSW1 | Solar PV | 748.5229 | 678.8054 | 646.1322 | 655.6588 | 658.5348 | 606.3071 | 662.7907 | 673.8118 | 646.5822 | 619.7457 | 839.817 | 822.5539 | 991.2824 | 938.7331 | 831.1804 | 813.0517 | 841.4477 | 917.6965 | 1018.7858 | 1013.3289 | 969.1324 | 978.7662 | 969.028 | 867.3859 | 852.225 | 923.0036 | 962.7876
NSW1 | Grid Battery | 2.8185 | 2.5591 | 2.4281 | 2.3989 | 2.1601 | 46.2538 | 51.1206 | 49.5318 | 45.9281 | 125.6087 | 273.6152 | 248.4356 | 244.2792 | 229.3484 | 207.2906 | 190.5369 | 186.8632 | 170.4569 | 314.9468 | 288.3718 | 260.885 | 295.3396 | 276.2211 | 287.0924 | 273.3514 | 267.2928 | 253.9671
NSW1 | Pumped Hydro | 1392.2919 | 1518.8119 | 1426.4157 | 3057.6609 | 4750.3531 | 6428.1556 | 4000.7168 | 7857.6122 | 5453.2974 | 7623.9874 | 6990.5207 | 7251.0461 | 15078.8657 | 13880.0071 | 12698.5638 | 12875.0093 | 12720.6279 | 12430.2105 | 12047.8034 | 10788.3786 | 10554.7376 | 10229.858 | 9986.1692 | 9006.6472 | 7798.0943 | 7427.5168 | 6256.4323
NSW1 | VPP | 2.4296 | 4.2794 | 6.695 | 9.891 | 12.5446 | 15.2164 | 19.2737 | 23.4711 | 26.4419 | 29.8462 | 32.6724 | 35.1917 | 40.4162 | 43.7146 | 45.1417 | 46.7824 | 49.8999 | 49.4699 | 52.4718 | 52.214 | 50.6193 | 54.3773 | 53.9467 | 51.4799 | 52.0041 | 54.9414 | 53.5535
Total excluding storage |  | 147869.4566 | 135199.6497 | 118126.0073 | 102875.9725 | 74304.2224 | 86432.9747 | 66481.2709 | 69082.2923 | 62098.0393 | 71188.2699 | 48986.5355 | 49275.3354 | 52952.2785 | 47996.9742 | 51579.5547 | 46281.2891 | 44838.3818 | 31965.1817 | 27924.6821 | 28465.8069 | 27036.7213 | 22805.6418 | 21981.5102 | 23224.8439 | 22776.3981 | 21613.2037 | 21419.869
Region | Technology | 2023-24 | 2024-25 | 2025-26 | 2026-27 | 2027-28 | 2028-29 | 2029-30 | 2030-31 | 2031-32 | 2032-33 | 2033-34 | 2034-35 | 2035-36 | 2036-37 | 2037-38 | 2038-39 | 2039-40 | 2040-41 | 2041-42 | 2042-43 | 2043-44 | 2044-45 | 2045-46 | 2046-47 | 2047-48 | 2048-49 | 2049-50
QLD1 | Black Coal | 157592.2954 | 148754.7703 | 133837.4267 | 115318.1669 | 109264.9768 | 107766.2767 | 94668.603 | 84593.1644 | 77970.5779 | 82786.2067 | 83237.0756 | 79859.6698 | 55855.9375 | 54206.6943 | 45949.5085 | 42743.7734 | 40128.8892 | 33618.5631 | 32534.8425 | 19562.9009 | 18678.8907 | 16430.4077 | 12785.4435 | 10484.0725 | 9468.6639 | 9350.5004 | 8925.3977
QLD1 | Brown Coal | 0 | 0 | 0 | 0 | 0 | 0 | 0 | 0 | 0 | 0 | 0 | 0 | 0 | 0 | 0 | 0 | 0 | 0 | 0 | 0 | 0 | 0 | 0 | 0 | 0 | 0 | 0
QLD1 | CCGT | 5387.1469 | 5433.2295 | 5632.6374 | 5337.4992 | 4893.1792 | 4613.122 | 4166.9284 | 6071.9388 | 4850.556 | 8036.283 | 16247.0765 | 17810.0381 | 20517.1274 | 15763.9224 | 16695.4717 | 14234.9808 | 11520.6217 | 9564.189 | 8259.2008 | 9456.068 | 9316.7392 | 8117.3504 | 3655.9324 | 2084.3034 | 1988.402 | 1863.9876 | 1799.1762
QLD1 | Gas - Steam | 0 | 0 | 0 | 0 | 0 | 0 | 0 | 0 | 0 | 0 | 0 | 0 | 0 | 0 | 0 | 0 | 0 | 0 | 0 | 0 | 0 | 0 | 0 | 0 | 0 | 0 | 0
QLD1 | OCGT / Diesel | 1.1065 | 0.0019889 | 11.897 | 17.536 | 10.4196 | 15.9972 | 0.001968 | 238.3588 | 47.5944 | 501.834 | 1574.6275 | 2093.8251 | 4350.4219 | 6828.8464 | 8680.6454 | 5480.8606 | 7525.3065 | 5909.4694 | 3035.2048 | 6178.2109 | 6351.1464 | 6279.7966 | 7509.8835 | 5835.236 | 6961.2756 | 7973.9671 | 7261.4317
QLD1 | Hydro | 4664.6913 | 4478.8871 | 4355.7996 | 3921.1949 | 3819.5996 | 3653.6466 | 3373.3454 | 3247.7024 | 3100.6329 | 2934.686 | 2844.741 | 2689.6629 | 2587.0898 | 2446.6139 | 837.1784 | 810.3149 | 769.6496 | 673.5412 | 610.6196 | 0 | 0 | 0 | 0 | 0 | 0 | 0 | 0
QLD1 | Hydrogen Turbine | 0 | 0 | 0 | 0 | 0 | 0 | 0 | 0 | 0 | 0 | 0 | 0 | 0 | 0 | 0 | 0 | 0 | 0 | 0 | 0 | 0 | 0 | 0 | 0 | 0 | 0 | 0
QLD1 | Wind | 339.6067 | 298.5067 | 317.2457 | 467.6012 | 650.0783 | 758.9187 | 851.7383 | 840.018 | 798.4477 | 746.2679 | 704.4382 | 737.5859 | 1002.062 | 1128.1131 | 1270.1685 | 1190.0638 | 1157.0418 | 1086.2458 | 1167.7395 | 1155.6128 | 1084.7696 | 984.0027 | 1062.9941 | 1270.6393 | 1194.8336 | 1410.4098 | 1296.8938
QLD1 | Solar PV | 640.095 | 603.8113 | 632.0599 | 556.633 | 547.5169 | 470.7392 | 440.0164 | 451.4942 | 470.8526 | 440.5537 | 456.6497 | 427.8402 | 443.3647 | 431.2661 | 498.2678 | 529.3522 | 519.7127 | 626.2453 | 593.3604 | 761.3618 | 790.1116 | 749.5134 | 722.9019 | 818.1387 | 947.334 | 1073.0942 | 1250.1411
QLD1 | Grid Battery | 5.0442 | 4.8542 | 4.4624 | 4.3264 | 4.0568 | 3.9216 | 3.6892 | 3.5941 | 3.2988 | 3.1461 | 41.549 | 66.3816 | 201.2908 | 189.5847 | 355.6076 | 342.1088 | 337.8009 | 319.7294 | 434.0521 | 415.9182 | 427.7525 | 412.2635 | 395.304 | 366.0933 | 377.9316 | 392.7013 | 506.257
QLD1 | Pumped Hydro | 3941.9865 | 4615.4693 | 5305.4927 | 6150.8442 | 5571.3689 | 4466.1547 | 4904.5 | 5253.7853 | 4792.3077 | 5184.9542 | 4932.0013 | 4453.6829 | 3503.1355 | 2656.054 | 1696.1172 | 1830.635 | 1857.2952 | 1945.5366 | 1516.0732 | 1899.2697 | 1719.8213 | 1779.9049 | 1711.563 | 1240.1361 | 1480.811 | 1436.5677 | 1316.8071
QLD1 | VPP | 1.1473 | 1.7976 | 2.7536 | 4.2637 | 5.9466 | 8.1172 | 10.7296 | 13.1342 | 16.7301 | 21.3094 | 24.4285 | 27.2265 | 30.4271 | 33.4029 | 34.8321 | 38.3887 | 40.6421 | 42.4806 | 45.6469 | 48.1816 | 49.3392 | 50.0237 | 50.7344 | 48.0946 | 49.2374 | 48.152 | 49.2328
Total excluding storage |  | 172573.1198 | 164191.3279 | 150099.775 | 131778.0656 | 124767.1427 | 121756.8939 | 108419.5522 | 100713.1903 | 92050.9981 | 100655.241 | 110062.5873 | 108165.9131 | 88490.8568 | 83684.498 | 76017.7972 | 67200.4782 | 63856.9597 | 53786.0004 | 48196.7398 | 39477.5239 | 38418.5705 | 34803.2628 | 27894.7568 | 22146.7138 | 22468.489 | 23549.38 | 22405.3374
Region | Technology | 2023-24 | 2024-25 | 2025-26 | 2026-27 | 2027-28 | 2028-29 | 2029-30 | 2030-31 | 2031-32 | 2032-33 | 2033-34 | 2034-35 | 2035-36 | 2036-37 | 2037-38 | 2038-39 | 2039-40 | 2040-41 | 2041-42 | 2042-43 | 2043-44 | 2044-45 | 2045-46 | 2046-47 | 2047-48 | 2048-49 | 2049-50
VIC1 | Black Coal | 0 | 0 | 0 | 0 | 0 | 0 | 0 | 0 | 0 | 0 | 0 | 0 | 0 | 0 | 0 | 0 | 0 | 0 | 0 | 0 | 0 | 0 | 0 | 0 | 0 | 0 | 0
VIC1 | Brown Coal | 107945.4965 | 98844.774 | 96016.392 | 89396.5805 | 85620.8525 | 58340.956 | 57027.713 | 52214.961 | 47875.6805 | 47573.0595 | 46475.309 | 44610.55 | 13605.704 | 13111.1345 | 13647.7615 | 12684.9435 | 12132.908 | 9872.8035 | 9760.7005 | 9346.4765 | 8786.8135 | 5186.4377 | 5550.9723 | 7462.585 | 0 | 0 | 0
VIC1 | CCGT | 0 | 0 | 0 | 0 | 0 | 0 | 0 | 0 | 0 | 0 | 0 | 0 | 0 | 0 | 0 | 0 | 0 | 0 | 0 | 0 | 0 | 0 | 0 | 0 | 0 | 0 | 0
VIC1 | Gas - Steam | 18.3135 | 22.7735 | 23.0433 | 40.4067 | 23.0749 | 162.6147 | 24.4396 | 70.8765 | 33.2093 | 87.0069 | 90.9475 | 232.9693 | 948.5715 | 993.0576 | 1260.1419 | 523.0976 | 0 | 0 | 0 | 0 | 0 | 0 | 0 | 0 | 0 | 0 | 0
VIC1 | OCGT / Diesel | 96.7225 | 130.0901 | 59.557 | 160.931 | 115.8375 | 458.7632 | 46.0675 | 211.8392 | 157.5565 | 299.0206 | 212.1384 | 854.0986 | 2168.1835 | 1975.4383 | 3753.4805 | 1311.2448 | 3452.854 | 2685.7023 | 2023.957 | 1694.07 | 3225.1772 | 2812.943 | 2852.1553 | 4172.37 | 3097.0121 | 3801.5771 | 4029.7718
VIC1 | Hydro | 18076.7023 | 20740.5895 | 20200.8496 | 18161.948 | 14392.6378 | 20488.7247 | 16226.6295 | 13267.2948 | 12532.1161 | 10855.8803 | 12619.554 | 12277.7749 | 11115.4425 | 8831.9576 | 12639.4898 | 9974.1478 | 8174.3071 | 7714.0719 | 6684.7954 | 7780.2317 | 7598.2489 | 6837.9014 | 5420.2774 | 7741.2084 | 7357.8946 | 6973.1393 | 6591.3002
VIC1 | Hydrogen Turbine | 0 | 0 | 0 | 0 | 0 | 0 | 0 | 0 | 0 | 0 | 0 | 0 | 0 | 0 | 0 | 0 | 0 | 0 | 0 | 0 | 0 | 0 | 0 | 0 | 0 | 0 | 0
VIC1 | Wind | 861.747 | 805.1147 | 909.8175 | 866.0924 | 951.9697 | 857.3127 | 835.0142 | 768.9045 | 837.7712 | 691.4197 | 667.7714 | 705.7747 | 1059.5762 | 1113.3531 | 1021.8172 | 1029.5215 | 938.2522 | 1091.5838 | 933.9071 | 980.1681 | 904.5138 | 883.5014 | 812.0985 | 766.0221 | 808.6281 | 740.122 | 770.4189
VIC1 | Solar PV | 169.2866 | 146.0657 | 132.1916 | 127.3883 | 121.3135 | 120.8343 | 110.5295 | 106.2749 | 102.4813 | 100.5488 | 95.4396 | 89.7321 | 107.2523 | 102.1094 | 89.4362 | 145.4439 | 152.2794 | 156.4042 | 191.8502 | 178.0105 | 211.0996 | 222.8155 | 213.0236 | 217.3863 | 251.4004 | 333.573 | 304.0665
VIC1 | Grid Battery | 16.0595 | 15.5534 | 15.3582 | 14.6232 | 13.5483 | 12.632 | 11.3932 | 11.0657 | 9.7806 | 10.1092 | 7.5965 | 6.6412 | 183.2928 | 173.1985 | 154.5832 | 156.5046 | 158.4472 | 147.0133 | 222.9668 | 198.3145 | 179.3003 | 179.8205 | 174.7291 | 151.5685 | 160.1328 | 250.0227 | 228.263
VIC1 | Pumped Hydro | 0 | 0 | 0.00016555 | 0.00016639 | 0.00016824 | 0.00016364 | 0.00016136 | 0.00017715 | 0.00017241 | 0.00021484 | 0.00027145 | 0.00026193 | 0.0002592 | 0.00025325 | 0.0002304 | 0.00022756 | 0.00022773 | 0.00022737 | 0.00039307 | 0.00036396 | 0.00034719 | 0.00045466 | 0.00042847 | 0.00038144 | 0.00039739 | 0.00066559 | 0.0008431
VIC1 | VPP | 1.2458 | 2.053 | 3.1294 | 5.0958 | 7.6732 | 9.5977 | 11.8337 | 14.151 | 15.5909 | 20.4102 | 23.0811 | 24.6651 | 26.0951 | 28.7853 | 29.1664 | 32.8011 | 35.0773 | 35.2119 | 38.621 | 38.629 | 37.8076 | 40.2924 | 40.6183 | 38.1104 | 39.2263 | 40.8431 | 37.7098
Total excluding storage |  | 127185.5739 | 120707.0137 | 117360.3388 | 108773.0661 | 101246.9076 | 80451.4355 | 74293.6204 | 66665.3678 | 61564.1866 | 59637.4553 | 60191.8378 | 58802.2062 | 29214.1181 | 26329.0346 | 32595.877 | 25857.7051 | 25044.1253 | 21702.7913 | 19856.7984 | 20215.9007 | 20942.9613 | 16163.7125 | 15063.8751 | 20549.2511 | 11714.2948 | 12139.2779 | 11961.531
Region | Technology | 2023-24 | 2024-25 | 2025-26 | 2026-27 | 2027-28 | 2028-29 | 2029-30 | 2030-31 | 2031-32 | 2032-33 | 2033-34 | 2034-35 | 2035-36 | 2036-37 | 2037-38 | 2038-39 | 2039-40 | 2040-41 | 2041-42 | 2042-43 | 2043-44 | 2044-45 | 2045-46 | 2046-47 | 2047-48 | 2048-49 | 2049-50
SA1 | Black Coal | 0 | 0 | 0 | 0 | 0 | 0 | 0 | 0 | 0 | 0 | 0 | 0 | 0 | 0 | 0 | 0 | 0 | 0 | 0 | 0 | 0 | 0 | 0 | 0 | 0 | 0 | 0
SA1 | Brown Coal | 0 | 0 | 0 | 0 | 0 | 0 | 0 | 0 | 0 | 0 | 0 | 0 | 0 | 0 | 0 | 0 | 0 | 0 | 0 | 0 | 0 | 0 | 0 | 0 | 0 | 0 | 0
SA1 | CCGT | 4461.7542 | 3721.8645 | 3716.9445 | 459.8901 | 275.6628 | 1210.9591 | 422.5622 | 726.3787 | 374.2821 | 2006.6479 | 4635.6895 | 6067.3695 | 5290.8205 | 5155.245 | 0 | 0 | 0 | 0 | 0 | 0 | 0 | 0 | 0 | 0 | 0 | 0 | 0
SA1 | Gas - Steam | 89.5633 | 103.6827 | 130.0689 | 0 | 0 | 0 | 0 | 0 | 0 | 0 | 0 | 0 | 0 | 0 | 0 | 0 | 0 | 0 | 0 | 0 | 0 | 0 | 0 | 0 | 0 | 0 | 0
SA1 | OCGT / Diesel | 680.8628 | 856.1123 | 859.4372 | 246.0183 | 194.129 | 653.9131 | 121.5246 | 349.3872 | 176.5062 | 799.4075 | 2445.9768 | 4496.0205 | 3638.0664 | 3612.8866 | 5165.6708 | 3870.4663 | 4462.6738 | 3390.4698 | 2825.358 | 2968.8326 | 4233.8884 | 1350.47 | 1489.3489 | 1413.3453 | 1224.5281 | 1540.3393 | 1750.8042
SA1 | Hydro | 0 | 0 | 0 | 0 | 0 | 0 | 0 | 0 | 0 | 0 | 0 | 0 | 0 | 0 | 0 | 0 | 0 | 0 | 0 | 0 | 0 | 0 | 0 | 0 | 0 | 0 | 0
SA1 | Hydrogen Turbine | 0 | 0 | 0 | 0 | 0 | 0 | 0 | 0 | 0 | 0 | 0 | 0 | 0 | 0 | 0 | 0 | 0 | 0 | 0 | 0 | 0 | 0 | 0 | 0 | 0 | 0 | 0
SA1 | Wind | 565.5685 | 538.1634 | 491.496 | 516.492 | 489.379 | 438.0377 | 398.2547 | 364.2401 | 371.5478 | 315.8814 | 437.1292 | 396.3648 | 548.3753 | 520.6376 | 550.5398 | 527.1051 | 473.6132 | 529.7877 | 468.0279 | 462.2138 | 381.9574 | 436.3566 | 405.2682 | 449.6277 | 485.3883 | 486.796 | 506.3227
SA1 | Solar PV | 100.8742 | 87.1082 | 82.812 | 74.7032 | 72.4685 | 69.399 | 63.4725 | 60.0993 | 58.6788 | 56.3769 | 52.7962 | 52.4324 | 68.2255 | 80.1267 | 109.0099 | 102.5018 | 100.1015 | 90.9109 | 144.8383 | 128.4878 | 169.1063 | 145.5594 | 148.0543 | 148.3665 | 159.4692 | 209.9495 | 212.7071
SA1 | Grid Battery | 17.0888 | 16.5803 | 15.4594 | 14.6716 | 13.6643 | 12.6108 | 11.7188 | 10.9669 | 10.1613 | 9.6967 | 9.2112 | 7.3353 | 77.7804 | 75.5538 | 131.6166 | 125.0053 | 121.5616 | 102.7109 | 182.8351 | 158.4976 | 150.6856 | 148.8197 | 152.4249 | 126.8343 | 124.738 | 156.7186 | 127.9781
SA1 | Pumped Hydro | 0 | 0 | 0.00013962 | 0.0001361 | 0.00013263 | 0.00013655 | 0.00013192 | 0.0001393 | 0.00013503 | 0.00016682 | 0.0001783 | 0.00020782 | 0.00027188 | 0.00026675 | 0.0002476 | 0.0002391 | 0.00023196 | 0.00022863 | 0.00023627 | 0.00021835 | 0.00021478 | 0.00025415 | 0.00024487 | 0.0002235 | 0.00024116 | 0.00023742 | 0.00023205
SA1 | VPP | 5.0551 | 6.7511 | 7.8645 | 9.3644 | 10.56 | 11.5455 | 12.6165 | 13.6606 | 14.8789 | 16.3555 | 17.8179 | 18.2185 | 19.2867 | 20.5459 | 20.7537 | 21.2038 | 21.4206 | 20.4862 | 21.3076 | 21.1241 | 20.2461 | 20.3597 | 20.7881 | 19.6785 | 18.9438 | 19.4921 | 18.455
Total excluding storage |  | 5920.767 | 5330.2625 | 5304.0826 | 1321.1396 | 1055.8638 | 2396.4653 | 1030.1494 | 1524.733 | 1006.0552 | 3204.3662 | 7598.6209 | 11037.7412 | 9642.555 | 9464.9959 | 5977.5911 | 4646.2825 | 5179.371 | 4134.3657 | 3642.3671 | 3739.1562 | 4955.884 | 2101.5657 | 2215.8846 | 2157.8526 | 2013.0676 | 2413.2956 | 2616.2673
Region | Technology | 2023-24 | 2024-25 | 2025-26 | 2026-27 | 2027-28 | 2028-29 | 2029-30 | 2030-31 | 2031-32 | 2032-33 | 2033-34 | 2034-35 | 2035-36 | 2036-37 | 2037-38 | 2038-39 | 2039-40 | 2040-41 | 2041-42 | 2042-43 | 2043-44 | 2044-45 | 2045-46 | 2046-47 | 2047-48 | 2048-49 | 2049-50
TAS1 | Black Coal | 0 | 0 | 0 | 0 | 0 | 0 | 0 | 0 | 0 | 0 | 0 | 0 | 0 | 0 | 0 | 0 | 0 | 0 | 0 | 0 | 0 | 0 | 0 | 0 | 0 | 0 | 0
TAS1 | Brown Coal | 0 | 0 | 0 | 0 | 0 | 0 | 0 | 0 | 0 | 0 | 0 | 0 | 0 | 0 | 0 | 0 | 0 | 0 | 0 | 0 | 0 | 0 | 0 | 0 | 0 | 0 | 0
TAS1 | CCGT | 0 | 0 | 0 | 0 | 0 | 0 | 0 | 0 | 0 | 0 | 0 | 0 | 0 | 0 | 0 | 0 | 0 | 0 | 0 | 0 | 0 | 0 | 0 | 0 | 0 | 0 | 0
TAS1 | Gas - Steam | 0 | 0 | 0 | 0 | 0 | 0 | 0 | 0 | 0 | 0 | 0 | 0 | 0 | 0 | 0 | 0 | 0 | 0 | 0 | 0 | 0 | 0 | 0 | 0 | 0 | 0 | 0
TAS1 | OCGT / Diesel | 0.00053391 | 0.00068725 | 0.00068062 | 0.00067749 | 0.00067343 | 0.0006776 | 0.00069276 | 3.1454 | 0.37183 | 14.818 | 0.00089738 | 24.6356 | 60.006 | 19.2407 | 82.1762 | 3.7186 | 21.926 | 6.3428 | 16.7432 | 6.7527 | 9.5941 | 13.7238 | 5.9692 | 2.4689 | 11.231 | 39.5387 | 14.3574
TAS1 | Hydro | 64861.3687 | 53631.8046 | 43762.7139 | 39325.7705 | 32662.9878 | 39525.9186 | 43326.9098 | 40719.9077 | 39080.2509 | 37391.4422 | 44020.389 | 42169.113 | 39218.8082 | 33535.6124 | 33780.7398 | 28063.0243 | 26042.7638 | 24327.1967 | 22367.9024 | 22551.8079 | 21726.8755 | 18800.8896 | 15592.7319 | 17738.1315 | 17556.0286 | 16764.1696 | 17490.4696
TAS1 | Hydrogen Turbine | 0 | 0 | 0 | 0 | 0 | 0 | 0 | 0 | 0 | 0 | 0 | 0 | 0 | 0 | 0 | 0 | 0 | 0 | 0 | 0 | 0 | 0 | 0 | 0 | 0 | 0 | 0
TAS1 | Wind | 163.5229 | 248.7875 | 303.1975 | 335.9174 | 357.6212 | 331.2124 | 377.5293 | 381.6016 | 435.1931 | 421.1514 | 420.2335 | 452.2342 | 537.0445 | 563.9554 | 557.7699 | 512.4499 | 476.2978 | 489.9367 | 450.5358 | 408.4691 | 404.0793 | 388.6752 | 420.056 | 386.7434 | 358.1191 | 334.0188 | 343.215
TAS1 | Solar PV | 0 | 1.0475e-05 | 9.5143e-06 | 9.9518e-06 | 1.1195e-05 | 9.3973e-06 | 1.0111e-05 | 1.243e-05 | 1.1688e-05 | 1.4214e-05 | 1.9005e-05 | 2.059e-05 | 4.5626e-05 | 4.2074e-05 | 3.4581e-05 | 3.2863e-05 | 3.2467e-05 | 2.7997e-05 | 3.0162e-05 | 3.274e-05 | 5.5643e-05 | 7.1957e-05 | 6.5333e-05 | 5.4153e-05 | 7.6559e-05 | 7.4934e-05 | 6.0358e-05
TAS1 | Grid Battery | 0 | 0.00014834 | 0.00016545 | 0.00016364 | 0.00015654 | 0.0001485 | 0.00015789 | 0.00015739 | 0.00016224 | 0.0002483 | 0.00025136 | 0.00024808 | 0.00029318 | 0.0002851 | 0.00039518 | 0.00038639 | 0.00038815 | 0.0004574 | 0.00044248 | 0.00042534 | 0.00041468 | 0.00037879 | 0.0003577 | 0.00033764 | 0.00038108 | 0.00038374 | 0.000511
TAS1 | Pumped Hydro | 0 | 0 | 0.00031825 | 0.00032346 | 0.00033025 | 0.00032885 | 0.00036464 | 0.00039948 | 0.00043126 | 0.0011682 | 17.9902 | 38.4627 | 121.046 | 121.9074 | 114.1798 | 115.6639 | 123.1341 | 110.0638 | 105.5778 | 98.3819 | 92.3704 | 92.0711 | 85.4917 | 81.1964 | 79.4905 | 74.9933 | 66.6907
TAS1 | VPP | 0.013715 | 0.058249 | 0.13975 | 0.25752 | 0.43049 | 0.48632 | 1.0269 | 1.2102 | 1.5129 | 1.9958 | 2.1017 | 2.1754 | 1.8778 | 2.0236 | 2.1981 | 2.1844 | 2.6638 | 2.6244 | 2.5029 | 2.584 | 2.6522 | 2.5307 | 2.6446 | 2.5242 | 2.5157 | 2.7035 | 2.4159
Total excluding storage |  | 65024.9059 | 53880.6512 | 44066.0523 | 39661.9466 | 33021.0407 | 39857.6185 | 43705.4672 | 41105.8655 | 39517.3293 | 37829.4088 | 44460.7156 | 42686.6212 | 39938.7829 | 34242.7398 | 34537.0642 | 28697.0416 | 26666.7858 | 24936.1648 | 22943.2626 | 23067.9962 | 22235.5721 | 19297.8908 | 16106.8938 | 18211.0648 | 18007.3852 | 17215.4244 | 17917.1491
Explicitly modelled pumping
Region | Technology | 2023-24 | 2024-25 | 2025-26 | 2026-27 | 2027-28 | 2028-29 | 2029-30 | 2030-31 | 2031-32 | 2032-33 | 2033-34 | 2034-35 | 2035-36 | 2036-37 | 2037-38 | 2038-39 | 2039-40 | 2040-41 | 2041-42 | 2042-43 | 2043-44 | 2044-45 | 2045-46 | 2046-47 | 2047-48 | 2048-49 | 2049-50
NEM | Grid Battery pump | 48.5877 | 46.9408 | 44.787 | 42.7414 | 39.7639 | 36.8895 | 34.0943 | 32.5215 | 29.5913 | 28.9714 | 24.8727 | 21.1271 | 19.3127 | 16.9659 | 15.2089 | 14.7158 | 14.0086 | 12.7446 | 7.787 | 7.4174 | 3.3866 | 3.2467 | 3.0259 | 2.6866 | 2.5282 | 2.4532 | 2.2958
NEM | Pumped Hydro Pump | 13633.8852 | 14762.3093 | 13445.381 | 18583.3728 | 19457.4441 | 16633.559 | 18317.0319 | 21231.5306 | 19736.964 | 21896.7527 | 20568.7401 | 19096.7266 | 28289.0716 | 26561.4521 | 21578.8989 | 23347.9525 | 22763.4503 | 22462.8114 | 20483.8218 | 20177.4154 | 18188.9881 | 18474.8518 | 18202.1253 | 15147.2914 | 13532.3409 | 13052.6023 | 11262.4252
NEM | VPP pump | 11.6136 | 17.5758 | 24.2271 | 33.9539 | 43.7699 | 52.8465 | 65.3481 | 77.1354 | 88.6125 | 105.6571 | 117.7649 | 126.4724 | 138.8801 | 151.1601 | 155.5964 | 166.5069 | 175.7499 | 177.2671 | 188.5224 | 191.6768 | 188.7433 | 197.1516 | 198.9031 | 187.8466 | 190.732 | 195.2221 | 189.7638
Region | Technology | 2023-24 | 2024-25 | 2025-26 | 2026-27 | 2027-28 | 2028-29 | 2029-30 | 2030-31 | 2031-32 | 2032-33 | 2033-34 | 2034-35 | 2035-36 | 2036-37 | 2037-38 | 2038-39 | 2039-40 | 2040-41 | 2041-42 | 2042-43 | 2043-44 | 2044-45 | 2045-46 | 2046-47 | 2047-48 | 2048-49 | 2049-50
NSW1 | Grid Battery pump | 3.3474 | 3.0457 | 2.8893 | 2.8545 | 2.5653 | 2.3459 | 2.2075 | 2.1694 | 1.9444 | 1.7556 | 1.5879 | 1.4375 | 1.4344 | 0 | 0 | 0 | 0 | 0 | 0 | 0 | 0 | 0 | 0 | 0 | 0 | 0 | 0
NSW1 | Pumped Hydro Pump | 8011.4727 | 8248.4303 | 6117.7905 | 10098.4263 | 11761.5683 | 10468.359 | 11545.8629 | 13968.9401 | 13108.4224 | 14764.7077 | 14016.8144 | 13170.7316 | 23674.5534 | 23094.7964 | 19380.9618 | 21000.5463 | 20366.5778 | 19919.1413 | 18536.271 | 17759.332 | 16014.9525 | 16195.5021 | 16005.8287 | 13830.5676 | 11923.4605 | 11519.6286 | 9905.664
NSW1 | VPP pump | 2.8517 | 5.0348 | 7.8769 | 11.6369 | 14.7652 | 17.8962 | 22.6807 | 27.6096 | 31.1851 | 35.0393 | 38.4498 | 41.4402 | 47.5058 | 51.4319 | 53.187 | 55.1225 | 58.5526 | 58.3727 | 61.5663 | 61.4528 | 59.5392 | 63.9732 | 63.6356 | 60.4036 | 61.2995 | 64.5267 | 63.0081
Region | Technology | 2023-24 | 2024-25 | 2025-26 | 2026-27 | 2027-28 | 2028-29 | 2029-30 | 2030-31 | 2031-32 | 2032-33 | 2033-34 | 2034-35 | 2035-36 | 2036-37 | 2037-38 | 2038-39 | 2039-40 | 2040-41 | 2041-42 | 2042-43 | 2043-44 | 2044-45 | 2045-46 | 2046-47 | 2047-48 | 2048-49 | 2049-50
QLD1 | Grid Battery pump | 5.9892 | 5.7788 | 5.3223 | 5.1406 | 4.8296 | 4.6686 | 4.3919 | 4.2786 | 3.937 | 3.7352 | 3.3687 | 3.121 | 2.9245 | 2.8037 | 2.5064 | 2.3994 | 2.2808 | 2.1804 | 2.0907 | 1.9783 | 1.8595 | 1.7654 | 1.6922 | 1.4942 | 1.4603 | 1.3676 | 1.3405
QLD1 | Pumped Hydro Pump | 5622.4125 | 6513.879 | 7327.5905 | 8484.9465 | 7695.8758 | 6165.2 | 6771.169 | 7262.5905 | 6628.5416 | 7132.045 | 6551.9257 | 5925.995 | 4614.5182 | 3466.6557 | 2197.9371 | 2347.4062 | 2396.8725 | 2543.6701 | 1947.5508 | 2418.0834 | 2174.0356 | 2279.3497 | 2196.2966 | 1316.7238 | 1608.8804 | 1532.9737 | 1356.7612
QLD1 | VPP pump | 1.3462 | 2.1149 | 3.2475 | 5.0086 | 6.9963 | 9.5501 | 12.6236 | 15.4527 | 19.7312 | 25.0231 | 28.7414 | 32.0499 | 35.7809 | 39.2992 | 41.0952 | 45.0983 | 47.7709 | 50.0733 | 53.6935 | 56.6966 | 57.9763 | 58.8407 | 59.6901 | 56.7002 | 57.8147 | 56.7452 | 57.8324
Region | Technology | 2023-24 | 2024-25 | 2025-26 | 2026-27 | 2027-28 | 2028-29 | 2029-30 | 2030-31 | 2031-32 | 2032-33 | 2033-34 | 2034-35 | 2035-36 | 2036-37 | 2037-38 | 2038-39 | 2039-40 | 2040-41 | 2041-42 | 2042-43 | 2043-44 | 2044-45 | 2045-46 | 2046-47 | 2047-48 | 2048-49 | 2049-50
VIC1 | Grid Battery pump | 19.0781 | 18.5174 | 18.2973 | 17.3953 | 16.1697 | 14.9984 | 13.6 | 13.1378 | 11.6765 | 12.0268 | 9.0219 | 7.9037 | 6.7152 | 6.2516 | 5.457 | 5.4818 | 5.3268 | 4.7956 | 0 | 0 | 0 | 0 | 0 | 0 | 0 | 0 | 0
VIC1 | Pumped Hydro Pump | 0 | 0 | 0 | 0 | 0 | 0 | 0 | 0 | 0 | 0 | 0 | 0 | 0 | 0 | 0 | 0 | 0 | 0 | 0 | 0 | 0 | 0 | 0 | 0 | 0 | 0 | 0
VIC1 | VPP pump | 1.4623 | 2.4154 | 3.689 | 5.988 | 9.0471 | 11.2725 | 13.9547 | 16.6169 | 18.3879 | 24.0183 | 27.1444 | 28.9826 | 30.6994 | 33.867 | 34.3181 | 38.699 | 41.1601 | 41.5499 | 45.3177 | 45.5758 | 44.3555 | 47.4058 | 47.9281 | 44.6998 | 46.2911 | 47.9143 | 44.3676
Region | Technology | 2023-24 | 2024-25 | 2025-26 | 2026-27 | 2027-28 | 2028-29 | 2029-30 | 2030-31 | 2031-32 | 2032-33 | 2033-34 | 2034-35 | 2035-36 | 2036-37 | 2037-38 | 2038-39 | 2039-40 | 2040-41 | 2041-42 | 2042-43 | 2043-44 | 2044-45 | 2045-46 | 2046-47 | 2047-48 | 2048-49 | 2049-50
SA1 | Grid Battery pump | 20.1729 | 19.5988 | 18.278 | 17.3509 | 16.1993 | 14.8766 | 13.895 | 12.9356 | 12.0334 | 11.4538 | 10.8943 | 8.6649 | 8.2387 | 7.9106 | 7.2454 | 6.8346 | 6.401 | 5.7686 | 5.6963 | 5.4391 | 1.5271 | 1.4814 | 1.3337 | 1.1924 | 1.0679 | 1.0856 | 0.95531
SA1 | Pumped Hydro Pump | 0 | 0 | 0 | 0 | 0 | 0 | 0 | 0 | 0 | 0 | 0 | 0 | 0 | 0 | 0 | 0 | 0 | 0 | 0 | 0 | 0 | 0 | 0 | 0 | 0 | 0 | 0
SA1 | VPP pump | 5.9374 | 7.9423 | 9.2495 | 11.0174 | 12.4527 | 13.555 | 14.8802 | 16.0356 | 17.5237 | 19.2274 | 20.962 | 21.4331 | 22.6915 | 24.1731 | 24.4177 | 25.0159 | 25.1336 | 24.1725 | 24.9999 | 24.9107 | 23.7633 | 23.9542 | 24.5257 | 23.0852 | 22.3545 | 22.8672 | 21.7133
Region | Technology | 2023-24 | 2024-25 | 2025-26 | 2026-27 | 2027-28 | 2028-29 | 2029-30 | 2030-31 | 2031-32 | 2032-33 | 2033-34 | 2034-35 | 2035-36 | 2036-37 | 2037-38 | 2038-39 | 2039-40 | 2040-41 | 2041-42 | 2042-43 | 2043-44 | 2044-45 | 2045-46 | 2046-47 | 2047-48 | 2048-49 | 2049-50
TAS1 | Grid Battery pump | 0 | 0 | 0 | 0 | 0 | 0 | 0 | 0 | 0 | 0 | 0 | 0 | 0 | 0 | 0 | 0 | 0 | 0 | 0 | 0 | 0 | 0 | 0 | 0 | 0 | 0 | 0
TAS1 | Pumped Hydro Pump | 0 | 0 | 0 | 0 | 0 | 0 | 0 | 0 | 0 | 0 | 0 | 0 | 0 | 0 | 0 | 0 | 0 | 0 | 0 | 0 | 0 | 0 | 0 | 0 | 0 | 0 | 0
TAS1 | VPP pump | 0.016008 | 0.068429 | 0.16428 | 0.30299 | 0.50849 | 0.57275 | 1.2089 | 1.4206 | 1.7846 | 2.3489 | 2.4673 | 2.5665 | 2.2023 | 2.3889 | 2.5785 | 2.5711 | 3.1328 | 3.0986 | 2.9451 | 3.0409 | 3.109 | 2.9777 | 3.1236 | 2.9578 | 2.9721 | 3.1687 | 2.8425

## Option 5A_FOM Cost
FOM cost by technology ($000s) - Option 5A, Progressive Change Scenario
FOM | Real June 2021 dollars discounted to 1 July 2021. For new entrant capacity, the FOM is incurred annually in modelling. For existing capacity, FOM is considered to be a sunk cost, since the fixed retirement dates are assumed to be the same in the Base Case and the option case.
Explicitly modelled generation
Region | Technology | 2023-24 | 2024-25 | 2025-26 | 2026-27 | 2027-28 | 2028-29 | 2029-30 | 2030-31 | 2031-32 | 2032-33 | 2033-34 | 2034-35 | 2035-36 | 2036-37 | 2037-38 | 2038-39 | 2039-40 | 2040-41 | 2041-42 | 2042-43 | 2043-44 | 2044-45 | 2045-46 | 2046-47 | 2047-48 | 2048-49 | 2049-50
NEM | Black Coal | 0 | 0 | 0 | 0 | 0 | 0 | 0 | 0 | 0 | 0 | 0 | 0 | 0 | 0 | 0 | 0 | 0 | 0 | 0 | 0 | 0 | 0 | 0 | 0 | 0 | 0 | 0
NEM | Brown Coal | 0 | 0 | 0 | 0 | 0 | 0 | 0 | 0 | 0 | 0 | 0 | 0 | 0 | 0 | 0 | 0 | 0 | 0 | 0 | 0 | 0 | 0 | 0 | 0 | 0 | 0 | 0
NEM | CCGT | 0 | 0 | 0 | 0 | 0 | 0 | 0 | 0 | 0 | 0 | 0 | 0 | 0 | 0 | 0 | 0 | 0 | 0 | 0 | 0 | 0 | 0 | 0 | 0 | 0 | 0 | 0
NEM | Gas - Steam | 0 | 0 | 0 | 0 | 0 | 0 | 0 | 0 | 0 | 0 | 0 | 0 | 0 | 0 | 0 | 0 | 0 | 0 | 0 | 0 | 0 | 0 | 0 | 0 | 0 | 0 | 0
NEM | OCGT / Diesel | 0 | 2299.4423 | 5550.3608 | 5261.0055 | 5551.0361 | 5246.8851 | 4973.3509 | 7954.393 | 7559.8114 | 7883.8142 | 10143.5742 | 15219.5787 | 19173.7901 | 18123.2231 | 17178.4114 | 16282.8544 | 15475.1351 | 14627.2242 | 13864.6686 | 13141.866 | 14913.0519 | 21367.7574 | 20253.7985 | 23841.8985 | 22659.2094 | 32005.9459 | 34311.055
NEM | Hydro | 0 | 0 | 0 | 0 | 0 | 0 | 0 | 0 | 0 | 0 | 0 | 0 | 0 | 0 | 0 | 0 | 0 | 0 | 0 | 0 | 0 | 0 | 0 | 0 | 0 | 0 | 0
NEM | Hydrogen Turbine | 0 | 0 | 0 | 0 | 0 | 0 | 0 | 0 | 0 | 0 | 0 | 0 | 0 | 0 | 0 | 0 | 0 | 0 | 0 | 0 | 0 | 0 | 0 | 0 | 0 | 0 | 0
NEM | Wind | 0 | 21556.9685 | 54656.1417 | 91026.7755 | 125417.4232 | 157334.4646 | 183103.2717 | 175635.709 | 169196.7925 | 162075.2172 | 183001.9783 | 193022.8104 | 259908.9598 | 273932.1179 | 301004.2588 | 312608.2546 | 299309.9313 | 306364.0132 | 311280.4129 | 313809.8949 | 308796.8559 | 301497.5473 | 304471.184 | 340786.0776 | 351735.0526 | 368114.5737 | 365677.0437
NEM | Solar PV | 0 | 0.020888 | 0.029448 | 0.040381 | 484.3215 | 3983.6444 | 10933.8987 | 10363.8866 | 9849.7814 | 9310.0967 | 30838.5265 | 32548.8234 | 46359.3371 | 46947.0531 | 69473.7324 | 70089.8108 | 67404.1781 | 86942.8232 | 105023.7165 | 123723.6266 | 141790.0666 | 136185.2966 | 136709.6593 | 171637.9799 | 181048.1156 | 205606.2871 | 226643.5307
NEM | Grid Battery | 0 | 0.039368 | 0.055877 | 0.053975 | 0.26579 | 2373.2696 | 2671.2957 | 2532.0388 | 2406.4365 | 7397.6849 | 19593.6607 | 20071.4018 | 43537.9574 | 41152.4338 | 55519.2397 | 52624.8721 | 50014.389 | 47738.7958 | 73145.1626 | 69331.908 | 68120.8889 | 66467.2189 | 63002.1036 | 66308.2816 | 65735.4841 | 73735.2806 | 78382.7991
NEM | Pumped Hydro | 0 | 0 | 7708.1799 | 7306.333 | 17666.6974 | 19635.4616 | 19136.7288 | 18139.0857 | 17239.2882 | 16294.7436 | 20550.3023 | 20243.4796 | 23979.0302 | 22665.1754 | 21626.6968 | 20499.2388 | 19482.3636 | 18414.8898 | 17806.1673 | 18005.3534 | 17112.1891 | 17880.4803 | 16948.3227 | 23070.9539 | 21926.5093 | 22372.6114 | 21206.2733
NEM | VPP | 0 | 0 | 0 | 0 | 0 | 0 | 0 | 0 | 0 | 0 | 0 | 0 | 0 | 0 | 0 | 0 | 0 | 0 | 0 | 0 | 0 | 0 | 0 | 0 | 0 | 0 | 0
Total excluding storage |  | 0 | 23856.471 | 67914.7677 | 103594.2083 | 149119.744 | 188573.7252 | 220818.5459 | 214625.1131 | 206252.1099 | 202961.5566 | 264128.042 | 281106.0939 | 392959.0746 | 402820.0033 | 464802.3392 | 472105.0307 | 451685.9971 | 474087.7461 | 521120.1279 | 538012.6489 | 550733.0524 | 543398.3005 | 541385.068 | 625645.1914 | 643104.3709 | 701834.6986 | 726220.7018
Region | Technology | 2023-24 | 2024-25 | 2025-26 | 2026-27 | 2027-28 | 2028-29 | 2029-30 | 2030-31 | 2031-32 | 2032-33 | 2033-34 | 2034-35 | 2035-36 | 2036-37 | 2037-38 | 2038-39 | 2039-40 | 2040-41 | 2041-42 | 2042-43 | 2043-44 | 2044-45 | 2045-46 | 2046-47 | 2047-48 | 2048-49 | 2049-50
NSW1 | Black Coal | 0 | 0 | 0 | 0 | 0 | 0 | 0 | 0 | 0 | 0 | 0 | 0 | 0 | 0 | 0 | 0 | 0 | 0 | 0 | 0 | 0 | 0 | 0 | 0 | 0 | 0 | 0
NSW1 | Brown Coal | 0 | 0 | 0 | 0 | 0 | 0 | 0 | 0 | 0 | 0 | 0 | 0 | 0 | 0 | 0 | 0 | 0 | 0 | 0 | 0 | 0 | 0 | 0 | 0 | 0 | 0 | 0
NSW1 | CCGT | 0 | 0 | 0 | 0 | 0 | 0 | 0 | 0 | 0 | 0 | 0 | 0 | 0 | 0 | 0 | 0 | 0 | 0 | 0 | 0 | 0 | 0 | 0 | 0 | 0 | 0 | 0
NSW1 | Gas - Steam | 0 | 0 | 0 | 0 | 0 | 0 | 0 | 0 | 0 | 0 | 0 | 0 | 0 | 0 | 0 | 0 | 0 | 0 | 0 | 0 | 0 | 0 | 0 | 0 | 0 | 0 | 0
NSW1 | OCGT / Diesel | 0 | 2299.4379 | 5550.3567 | 5261.0016 | 5551.0324 | 5246.8811 | 4973.3471 | 7954.3888 | 7559.8073 | 7883.81 | 10143.5651 | 9614.7537 | 9137.8089 | 8637.1316 | 8186.8546 | 7760.0518 | 7375.1105 | 6971.0147 | 6607.5968 | 6263.125 | 5952.4395 | 5626.2944 | 5332.9805 | 5321.4011 | 5057.4303 | 7493.706 | 8135.9759
NSW1 | Hydro | 0 | 0 | 0 | 0 | 0 | 0 | 0 | 0 | 0 | 0 | 0 | 0 | 0 | 0 | 0 | 0 | 0 | 0 | 0 | 0 | 0 | 0 | 0 | 0 | 0 | 0 | 0
NSW1 | Hydrogen Turbine | 0 | 0 | 0 | 0 | 0 | 0 | 0 | 0 | 0 | 0 | 0 | 0 | 0 | 0 | 0 | 0 | 0 | 0 | 0 | 0 | 0 | 0 | 0 | 0 | 0 | 0 | 0
NSW1 | Wind | 0 | 16261.9134 | 36761.609 | 61021.8699 | 80951.8502 | 99925.216 | 114271.2685 | 108313.9986 | 102941.0273 | 97300.7001 | 107908.0664 | 107537.8594 | 108502.1519 | 107945.3254 | 106578.1409 | 124914.4601 | 118718.0163 | 116773.5214 | 119805.5505 | 113589.6293 | 115146.6641 | 112154.6184 | 112706.9638 | 118518.1143 | 129273.5162 | 127228.5823 | 132105.9387
NSW1 | Solar PV | 0 | 0.0064726 | 0.0092086 | 0.01458 | 484.2939 | 3983.6164 | 10933.8667 | 10363.8549 | 9849.7506 | 9310.065 | 30838.4925 | 32548.7833 | 42889.2983 | 40539.32 | 44986.8528 | 42641.5667 | 40526.3101 | 49585.1692 | 61125.6438 | 64201.2607 | 66729.7343 | 63338.7834 | 65214.002 | 69758.172 | 68078.4248 | 70217.8271 | 77301.6576
NSW1 | Grid Battery | 0 | 0.020743 | 0.036383 | 0.035035 | 0.24778 | 2373.2517 | 2671.2779 | 2532.0188 | 2406.4169 | 7397.6476 | 17176.8228 | 16281.3498 | 15473.7066 | 14625.8744 | 13863.3936 | 13140.6576 | 12488.8089 | 11804.5284 | 20044.7029 | 18999.7185 | 18057.2279 | 18515.3992 | 17550.1416 | 20507.0458 | 19489.7835 | 18421.9311 | 17780.5085
NSW1 | Pumped Hydro | 0 | 0 | 7708.1617 | 7306.3145 | 17666.6789 | 19635.4421 | 19136.7086 | 18139.0605 | 17239.2632 | 16294.6925 | 15445.286 | 14640.0815 | 13913.8528 | 13151.4873 | 12465.8648 | 11815.9856 | 11229.8476 | 10614.5437 | 10061.1791 | 9536.6626 | 9063.5916 | 10237.9503 | 9704.2183 | 9198.3112 | 8742.0243 | 8263.0328 | 7832.2587
NSW1 | VPP | 0 | 0 | 0 | 0 | 0 | 0 | 0 | 0 | 0 | 0 | 0 | 0 | 0 | 0 | 0 | 0 | 0 | 0 | 0 | 0 | 0 | 0 | 0 | 0 | 0 | 0 | 0
Total excluding storage |  | 0 | 18561.3786 | 50020.173 | 73589.2357 | 104654.1031 | 131164.4074 | 151986.4688 | 147303.3216 | 139996.2651 | 138186.9152 | 181512.2328 | 180622.8277 | 189916.8184 | 184899.1387 | 186081.1067 | 200272.7218 | 190338.0934 | 195748.7774 | 217644.6731 | 212590.3961 | 214949.6574 | 209873.0458 | 210508.3062 | 223303.0444 | 230641.1792 | 231625.0794 | 243156.3395
Region | Technology | 2023-24 | 2024-25 | 2025-26 | 2026-27 | 2027-28 | 2028-29 | 2029-30 | 2030-31 | 2031-32 | 2032-33 | 2033-34 | 2034-35 | 2035-36 | 2036-37 | 2037-38 | 2038-39 | 2039-40 | 2040-41 | 2041-42 | 2042-43 | 2043-44 | 2044-45 | 2045-46 | 2046-47 | 2047-48 | 2048-49 | 2049-50
QLD1 | Black Coal | 0 | 0 | 0 | 0 | 0 | 0 | 0 | 0 | 0 | 0 | 0 | 0 | 0 | 0 | 0 | 0 | 0 | 0 | 0 | 0 | 0 | 0 | 0 | 0 | 0 | 0 | 0
QLD1 | Brown Coal | 0 | 0 | 0 | 0 | 0 | 0 | 0 | 0 | 0 | 0 | 0 | 0 | 0 | 0 | 0 | 0 | 0 | 0 | 0 | 0 | 0 | 0 | 0 | 0 | 0 | 0 | 0
QLD1 | CCGT | 0 | 0 | 0 | 0 | 0 | 0 | 0 | 0 | 0 | 0 | 0 | 0 | 0 | 0 | 0 | 0 | 0 | 0 | 0 | 0 | 0 | 0 | 0 | 0 | 0 | 0 | 0
QLD1 | Gas - Steam | 0 | 0 | 0 | 0 | 0 | 0 | 0 | 0 | 0 | 0 | 0 | 0 | 0 | 0 | 0 | 0 | 0 | 0 | 0 | 0 | 0 | 0 | 0 | 0 | 0 | 0 | 0
QLD1 | OCGT / Diesel | 0 | 0.0010595 | 0.0010042 | 0.00095532 | 0.00093562 | 0.0011404 | 0.0010844 | 0.0014153 | 0.0013489 | 0.0012819 | 0.0060858 | 5604.8215 | 7210.9828 | 6815.8799 | 6460.5498 | 6123.7439 | 5819.9724 | 5501.0855 | 5214.299 | 4942.4635 | 4697.2901 | 4439.917 | 4208.4521 | 8366.596 | 7951.5667 | 14940.3902 | 14161.5073
QLD1 | Hydro | 0 | 0 | 0 | 0 | 0 | 0 | 0 | 0 | 0 | 0 | 0 | 0 | 0 | 0 | 0 | 0 | 0 | 0 | 0 | 0 | 0 | 0 | 0 | 0 | 0 | 0 | 0
QLD1 | Hydrogen Turbine | 0 | 0 | 0 | 0 | 0 | 0 | 0 | 0 | 0 | 0 | 0 | 0 | 0 | 0 | 0 | 0 | 0 | 0 | 0 | 0 | 0 | 0 | 0 | 0 | 0 | 0 | 0
QLD1 | Wind | 0 | 0.024169 | 0.022918 | 10664.6301 | 23824.0206 | 35761.8927 | 46287.7903 | 43874.6828 | 41698.2567 | 39413.5331 | 37358.8341 | 41156.6941 | 63616.279 | 70107.0399 | 87944.7823 | 83359.9833 | 79224.8686 | 77825.1825 | 85442.4649 | 91641.1872 | 88089.4042 | 83415.3273 | 86913.0588 | 107726.3138 | 102832.8292 | 121460.5881 | 115825.113
QLD1 | Solar PV | 0 | 0.0048335 | 0.0046173 | 0.010821 | 0.012584 | 0.013166 | 0.017563 | 0.016666 | 0.015876 | 0.015031 | 0.014291 | 0.01358 | 1014.8724 | 3126.2578 | 17791.6533 | 16864.1264 | 16027.5728 | 24696.6298 | 23409.1339 | 39779.7127 | 46047.9418 | 43524.8909 | 43675.2138 | 67275.0497 | 73213.6422 | 83102.7668 | 97030.7528
QLD1 | Grid Battery | 0 | 0.0043695 | 0.0048462 | 0.0047798 | 0.0045455 | 0.0048024 | 0.0046031 | 0.0061563 | 0.0058825 | 0.01097 | 2416.8069 | 3790.0123 | 11372.3001 | 10749.191 | 22638.2673 | 21458.0733 | 20393.6346 | 19276.2301 | 26407.4628 | 25030.7705 | 26017.3316 | 24591.7945 | 23309.758 | 24813.3646 | 23582.4851 | 24809.2348 | 30886.1792
QLD1 | Pumped Hydro | 0 | 0 | 0.004044 | 0.0042826 | 0.0042545 | 0.0048881 | 0.0046731 | 0.0078312 | 0.0074578 | 0.010346 | 4535.7563 | 4299.2955 | 4086.0269 | 3862.146 | 3660.802 | 3469.9545 | 3297.8256 | 3117.1317 | 2954.6275 | 3928.0644 | 3733.2107 | 3528.6613 | 3344.7027 | 10176.5273 | 9671.7154 | 10789.2713 | 10226.7974
QLD1 | VPP | 0 | 0 | 0 | 0 | 0 | 0 | 0 | 0 | 0 | 0 | 0 | 0 | 0 | 0 | 0 | 0 | 0 | 0 | 0 | 0 | 0 | 0 | 0 | 0 | 0 | 0 | 0
Total excluding storage |  | 0 | 0.034431 | 0.03743 | 10664.6509 | 23824.0429 | 35761.9167 | 46287.8183 | 43874.7149 | 41698.2873 | 39413.5707 | 44311.4177 | 54850.837 | 87300.4611 | 94660.5145 | 138496.0546 | 131275.8812 | 124763.874 | 130416.2597 | 143427.988 | 165322.1984 | 168585.1786 | 159500.5911 | 161451.1854 | 218357.8514 | 217252.2387 | 255102.2512 | 268130.3497
Region | Technology | 2023-24 | 2024-25 | 2025-26 | 2026-27 | 2027-28 | 2028-29 | 2029-30 | 2030-31 | 2031-32 | 2032-33 | 2033-34 | 2034-35 | 2035-36 | 2036-37 | 2037-38 | 2038-39 | 2039-40 | 2040-41 | 2041-42 | 2042-43 | 2043-44 | 2044-45 | 2045-46 | 2046-47 | 2047-48 | 2048-49 | 2049-50
VIC1 | Black Coal | 0 | 0 | 0 | 0 | 0 | 0 | 0 | 0 | 0 | 0 | 0 | 0 | 0 | 0 | 0 | 0 | 0 | 0 | 0 | 0 | 0 | 0 | 0 | 0 | 0 | 0 | 0
VIC1 | Brown Coal | 0 | 0 | 0 | 0 | 0 | 0 | 0 | 0 | 0 | 0 | 0 | 0 | 0 | 0 | 0 | 0 | 0 | 0 | 0 | 0 | 0 | 0 | 0 | 0 | 0 | 0 | 0
VIC1 | CCGT | 0 | 0 | 0 | 0 | 0 | 0 | 0 | 0 | 0 | 0 | 0 | 0 | 0 | 0 | 0 | 0 | 0 | 0 | 0 | 0 | 0 | 0 | 0 | 0 | 0 | 0 | 0
VIC1 | Gas - Steam | 0 | 0 | 0 | 0 | 0 | 0 | 0 | 0 | 0 | 0 | 0 | 0 | 0 | 0 | 0 | 0 | 0 | 0 | 0 | 0 | 0 | 0 | 0 | 0 | 0 | 0 | 0
VIC1 | OCGT / Diesel | 0 | 0.0011796 | 0.0011181 | 0.0010599 | 0.0010096 | 0.00096552 | 0.00092894 | 0.00094532 | 0.00092885 | 0.00097081 | 0.00098317 | 0.0010875 | 2824.9821 | 2670.1962 | 2530.9917 | 2399.0442 | 2280.0384 | 2155.1109 | 2042.7598 | 1936.2653 | 2418.5099 | 9346.7611 | 8859.4892 | 8397.6201 | 7981.0523 | 7755.9385 | 8986.9108
VIC1 | Hydro | 0 | 0 | 0 | 0 | 0 | 0 | 0 | 0 | 0 | 0 | 0 | 0 | 0 | 0 | 0 | 0 | 0 | 0 | 0 | 0 | 0 | 0 | 0 | 0 | 0 | 0 | 0
VIC1 | Hydrogen Turbine | 0 | 0 | 0 | 0 | 0 | 0 | 0 | 0 | 0 | 0 | 0 | 0 | 0 | 0 | 0 | 0 | 0 | 0 | 0 | 0 | 0 | 0 | 0 | 0 | 0 | 0 | 0
VIC1 | Wind | 0 | 0.014972 | 10366.0645 | 9825.6573 | 9338.2511 | 8826.5919 | 8366.4381 | 7930.2734 | 7536.8885 | 7123.9293 | 6752.5436 | 12807.5992 | 39936.6813 | 45957.5111 | 49687.8242 | 48898.5284 | 46599.5897 | 54716.1258 | 51923.4504 | 56594.8101 | 55965.9303 | 54822.3066 | 52858.3823 | 56242.3676 | 58703.4071 | 57255.4516 | 57382.131
VIC1 | Solar PV | 0 | 0.0033987 | 0.009734 | 0.0092355 | 0.0087955 | 0.0083365 | 0.0079123 | 0.0075146 | 0.0071563 | 0.0067799 | 0.0067545 | 0.0076543 | 1214.696 | 1148.1407 | 1088.2853 | 5269.4816 | 5799.2943 | 7886.7751 | 10753.0568 | 10514.3275 | 15088.4572 | 16127.1464 | 15313.8313 | 19123.5355 | 22645.7358 | 29958.443 | 30078.1242
VIC1 | Grid Battery | 0 | 0.0051989 | 0.0049522 | 0.0047794 | 0.0045442 | 0.004542 | 0.0044209 | 0.0046771 | 0.0045417 | 0.0085278 | 0.010398 | 0.011915 | 12419.2381 | 11738.7654 | 11126.7919 | 10546.7222 | 10023.5467 | 9939.1166 | 15235.3166 | 14441.0584 | 13724.7024 | 12972.701 | 12296.3991 | 11655.3546 | 12829.7953 | 19234.0042 | 19033.542
VIC1 | Pumped Hydro | 0 | 0 | 0.0036589 | 0.0036612 | 0.0036973 | 0.0037912 | 0.0036929 | 0.0041346 | 0.0039646 | 0.0053122 | 0.0072973 | 0.0071986 | 0.00791 | 0.0074996 | 0.0071312 | 0.0067792 | 0.006479 | 0.0064293 | 0.011749 | 0.011159 | 0.01063 | 0.012973 | 0.012321 | 0.011702 | 0.012385 | 0.020246 | 0.025595
VIC1 | VPP | 0 | 0 | 0 | 0 | 0 | 0 | 0 | 0 | 0 | 0 | 0 | 0 | 0 | 0 | 0 | 0 | 0 | 0 | 0 | 0 | 0 | 0 | 0 | 0 | 0 | 0 | 0
Total excluding storage |  | 0 | 0.02475 | 10366.084 | 9825.6761 | 9338.2691 | 8826.6095 | 8366.4551 | 7930.2907 | 7536.9051 | 7123.9509 | 6752.569 | 12807.627 | 56395.6054 | 61514.6209 | 64433.9002 | 67113.7832 | 64702.4756 | 74697.1349 | 79954.5953 | 83486.4725 | 87197.6103 | 93268.928 | 89328.1142 | 95418.8895 | 102160.0029 | 114203.8576 | 115480.7335
Region | Technology | 2023-24 | 2024-25 | 2025-26 | 2026-27 | 2027-28 | 2028-29 | 2029-30 | 2030-31 | 2031-32 | 2032-33 | 2033-34 | 2034-35 | 2035-36 | 2036-37 | 2037-38 | 2038-39 | 2039-40 | 2040-41 | 2041-42 | 2042-43 | 2043-44 | 2044-45 | 2045-46 | 2046-47 | 2047-48 | 2048-49 | 2049-50
SA1 | Black Coal | 0 | 0 | 0 | 0 | 0 | 0 | 0 | 0 | 0 | 0 | 0 | 0 | 0 | 0 | 0 | 0 | 0 | 0 | 0 | 0 | 0 | 0 | 0 | 0 | 0 | 0 | 0
SA1 | Brown Coal | 0 | 0 | 0 | 0 | 0 | 0 | 0 | 0 | 0 | 0 | 0 | 0 | 0 | 0 | 0 | 0 | 0 | 0 | 0 | 0 | 0 | 0 | 0 | 0 | 0 | 0 | 0
SA1 | CCGT | 0 | 0 | 0 | 0 | 0 | 0 | 0 | 0 | 0 | 0 | 0 | 0 | 0 | 0 | 0 | 0 | 0 | 0 | 0 | 0 | 0 | 0 | 0 | 0 | 0 | 0 | 0
SA1 | Gas - Steam | 0 | 0 | 0 | 0 | 0 | 0 | 0 | 0 | 0 | 0 | 0 | 0 | 0 | 0 | 0 | 0 | 0 | 0 | 0 | 0 | 0 | 0 | 0 | 0 | 0 | 0 | 0
SA1 | OCGT / Diesel | 0 | 0.0010613 | 0.001006 | 0.00095519 | 0.00093736 | 0.00095575 | 0.00093124 | 0.00096541 | 0.00095093 | 0.0010106 | 0.0010231 | 0.0014405 | 0.014226 | 0.013451 | 0.012859 | 0.012189 | 0.011589 | 0.010957 | 0.010392 | 0.0098522 | 1844.8095 | 1954.782 | 1852.874 | 1756.2787 | 1669.1576 | 1815.9088 | 3026.6587
SA1 | Hydro | 0 | 0 | 0 | 0 | 0 | 0 | 0 | 0 | 0 | 0 | 0 | 0 | 0 | 0 | 0 | 0 | 0 | 0 | 0 | 0 | 0 | 0 | 0 | 0 | 0 | 0 | 0
SA1 | Hydrogen Turbine | 0 | 0 | 0 | 0 | 0 | 0 | 0 | 0 | 0 | 0 | 0 | 0 | 0 | 0 | 0 | 0 | 0 | 0 | 0 | 0 | 0 | 0 | 0 | 0 | 0 | 0 | 0
SA1 | Wind | 0 | 0.02006 | 0.019014 | 0.019952 | 0.019363 | 0.021345 | 0.020617 | 0.02393 | 0.023247 | 0.03938 | 11693.0621 | 11306.016 | 22543.0068 | 23391.0914 | 29147.3566 | 29230.3966 | 29862.4767 | 33508.7925 | 31795.7759 | 30828.8669 | 29385.8033 | 31182.8927 | 30883.532 | 38232.0941 | 41853.5481 | 44143.1758 | 43276.8697
SA1 | Solar PV | 0 | 0.0044671 | 0.0042555 | 0.0040801 | 0.0043363 | 0.0045666 | 0.0046397 | 0.00537 | 0.0055742 | 0.0074942 | 0.01022 | 0.015981 | 1240.4651 | 2133.3296 | 5606.9362 | 5314.6315 | 5050.9965 | 4774.2449 | 9735.8778 | 9228.3213 | 13923.9261 | 13194.467 | 12506.6038 | 15481.2146 | 17110.3022 | 22327.2402 | 22232.9867
SA1 | Grid Battery | 0 | 0.005232 | 0.005406 | 0.0051441 | 0.0048905 | 0.0046619 | 0.00461 | 0.0049283 | 0.0048076 | 0.01015 | 0.012138 | 0.019222 | 4272.7004 | 4038.5915 | 7890.7684 | 7479.4014 | 7108.3819 | 6718.901 | 11457.6604 | 10860.3417 | 10321.6089 | 10387.307 | 9845.7887 | 9332.5012 | 9833.4013 | 11270.0919 | 10682.5516
SA1 | Pumped Hydro | 0 | 0 | 0.0030541 | 0.0029228 | 0.0028436 | 0.0030155 | 0.0028912 | 0.0031068 | 0.002981 | 0.0039139 | 0.0044008 | 0.00534 | 0.0075491 | 0.0071722 | 0.0069352 | 0.0065814 | 0.0062664 | 0.0060281 | 0.0061126 | 0.0058179 | 0.0057109 | 0.0064206 | 0.0061001 | 0.0057971 | 0.006105 | 0.005967 | 0.0057645
SA1 | VPP | 0 | 0 | 0 | 0 | 0 | 0 | 0 | 0 | 0 | 0 | 0 | 0 | 0 | 0 | 0 | 0 | 0 | 0 | 0 | 0 | 0 | 0 | 0 | 0 | 0 | 0 | 0
Total excluding storage |  | 0 | 0.03082 | 0.032736 | 0.033055 | 0.032371 | 0.034544 | 0.033689 | 0.038301 | 0.03756 | 0.061949 | 11693.0898 | 11306.058 | 28056.1942 | 29563.0331 | 42645.081 | 42024.4482 | 42021.873 | 45001.9554 | 52989.3306 | 50917.5456 | 55476.1536 | 56719.4552 | 55088.8046 | 64802.0942 | 70466.4153 | 79556.4227 | 79219.0725
Region | Technology | 2023-24 | 2024-25 | 2025-26 | 2026-27 | 2027-28 | 2028-29 | 2029-30 | 2030-31 | 2031-32 | 2032-33 | 2033-34 | 2034-35 | 2035-36 | 2036-37 | 2037-38 | 2038-39 | 2039-40 | 2040-41 | 2041-42 | 2042-43 | 2043-44 | 2044-45 | 2045-46 | 2046-47 | 2047-48 | 2048-49 | 2049-50
TAS1 | Black Coal | 0 | 0 | 0 | 0 | 0 | 0 | 0 | 0 | 0 | 0 | 0 | 0 | 0 | 0 | 0 | 0 | 0 | 0 | 0 | 0 | 0 | 0 | 0 | 0 | 0 | 0 | 0
TAS1 | Brown Coal | 0 | 0 | 0 | 0 | 0 | 0 | 0 | 0 | 0 | 0 | 0 | 0 | 0 | 0 | 0 | 0 | 0 | 0 | 0 | 0 | 0 | 0 | 0 | 0 | 0 | 0 | 0
TAS1 | CCGT | 0 | 0 | 0 | 0 | 0 | 0 | 0 | 0 | 0 | 0 | 0 | 0 | 0 | 0 | 0 | 0 | 0 | 0 | 0 | 0 | 0 | 0 | 0 | 0 | 0 | 0 | 0
TAS1 | Gas - Steam | 0 | 0 | 0 | 0 | 0 | 0 | 0 | 0 | 0 | 0 | 0 | 0 | 0 | 0 | 0 | 0 | 0 | 0 | 0 | 0 | 0 | 0 | 0 | 0 | 0 | 0 | 0
TAS1 | OCGT / Diesel | 0 | 0.0010041 | 0.00095172 | 0.00090588 | 0.00088676 | 0.00088457 | 0.00089473 | 0.0008976 | 0.00089546 | 0.00092454 | 0.00092263 | 0.00097271 | 0.0020079 | 0.0019005 | 0.0024699 | 0.0023433 | 0.00223 | 0.0021112 | 0.0025187 | 0.0023904 | 0.0029271 | 0.0028711 | 0.0027234 | 0.0025837 | 0.0024582 | 0.0023267 | 0.0022079
TAS1 | Hydro | 0 | 0 | 0 | 0 | 0 | 0 | 0 | 0 | 0 | 0 | 0 | 0 | 0 | 0 | 0 | 0 | 0 | 0 | 0 | 0 | 0 | 0 | 0 | 0 | 0 | 0 | 0
TAS1 | Hydrogen Turbine | 0 | 0 | 0 | 0 | 0 | 0 | 0 | 0 | 0 | 0 | 0 | 0 | 0 | 0 | 0 | 0 | 0 | 0 | 0 | 0 | 0 | 0 | 0 | 0 | 0 | 0 | 0
TAS1 | Wind | 0 | 5294.9958 | 7528.4262 | 9514.5982 | 11303.2821 | 12820.7427 | 14177.7542 | 15516.7302 | 17020.5967 | 18237.0153 | 19289.4721 | 20214.6416 | 25310.8409 | 26531.1501 | 27646.1548 | 26204.8862 | 24904.98 | 23540.3909 | 22313.1712 | 21155.4013 | 20209.0541 | 19922.4023 | 21109.247 | 20067.1879 | 19071.752 | 18026.7758 | 17086.9913
TAS1 | Solar PV | 0 | 0.0017165 | 0.0016323 | 0.0016642 | 0.0019129 | 0.0018844 | 0.0018855 | 0.002174 | 0.0022205 | 0.0024101 | 0.0027577 | 0.0029156 | 0.0052887 | 0.005057 | 0.0048424 | 0.0045975 | 0.0043847 | 0.0041562 | 0.0043 | 0.0043921 | 0.007144 | 0.0088462 | 0.0084009 | 0.0080711 | 0.010467 | 0.0099643 | 0.0094518
TAS1 | Grid Battery | 0 | 0.0038247 | 0.0042895 | 0.0042365 | 0.0040293 | 0.0038256 | 0.0041766 | 0.0042289 | 0.0043767 | 0.0076984 | 0.0084768 | 0.0085995 | 0.012249 | 0.011614 | 0.018623 | 0.017692 | 0.016873 | 0.019637 | 0.019905 | 0.018894 | 0.018001 | 0.017124 | 0.016249 | 0.015424 | 0.018863 | 0.018609 | 0.017732
TAS1 | Pumped Hydro | 0 | 0 | 0.0074626 | 0.0075877 | 0.0077264 | 0.0077826 | 0.0089423 | 0.010116 | 0.010629 | 0.031527 | 569.2484 | 1304.0901 | 5979.1351 | 5651.5274 | 5500.016 | 5213.2853 | 4954.6777 | 4683.2018 | 4790.3429 | 4540.6094 | 4315.3704 | 4113.8493 | 3899.3833 | 3696.0979 | 3512.7511 | 3320.2811 | 3147.1858
TAS1 | VPP | 0 | 0 | 0 | 0 | 0 | 0 | 0 | 0 | 0 | 0 | 0 | 0 | 0 | 0 | 0 | 0 | 0 | 0 | 0 | 0 | 0 | 0 | 0 | 0 | 0 | 0 | 0
Total excluding storage |  | 0 | 5295.0024 | 7528.4405 | 9514.6126 | 11303.2966 | 12820.7571 | 14177.7701 | 15516.7476 | 17020.6148 | 18237.0578 | 19858.7327 | 21518.7441 | 31289.9955 | 32182.6961 | 33146.1967 | 31418.1962 | 29859.6812 | 28223.6187 | 27103.5409 | 25696.0364 | 24524.4525 | 24036.2804 | 25008.6576 | 23763.3119 | 22584.5349 | 21347.0878 | 20234.2066

## Option 5A_Fuel Cost
Fuel cost by technology ($000s) - Option 5A, Progressive Change Scenario
Fuel | Real June 2021 dollars discounted to 1 July 2021
Explicitly modelled generation
Region | Technology | 2023-24 | 2024-25 | 2025-26 | 2026-27 | 2027-28 | 2028-29 | 2029-30 | 2030-31 | 2031-32 | 2032-33 | 2033-34 | 2034-35 | 2035-36 | 2036-37 | 2037-38 | 2038-39 | 2039-40 | 2040-41 | 2041-42 | 2042-43 | 2043-44 | 2044-45 | 2045-46 | 2046-47 | 2047-48 | 2048-49 | 2049-50
NEM | Black Coal | 1446536.804 | 1313339.807 | 1111161.863 | 935106.628 | 828849.473 | 923172.884 | 773918.245 | 709851.456 | 660141.579 | 726385.39 | 534237.432 | 509473.991 | 359460.228 | 337224.858 | 300443.133 | 280352.083 | 254461.611 | 137238.461 | 131944.328 | 79392.447 | 76009.176 | 66732.377 | 49975.3185 | 36940.735 | 33619.987 | 32999.068 | 31264.666
NEM | Brown Coal | 218032.195 | 199331.32 | 193982.274 | 180786.853 | 173071.966 | 113993.45 | 111491.694 | 102135.394 | 93515.507 | 92996.579 | 90829.319 | 87230.776 | 27148.554 | 26161.589 | 27232.12 | 25310.912 | 24209.491 | 19699.563 | 19476.025 | 18649.525 | 17532.758 | 10349.6069 | 11075.903 | 14890.47 | 0 | 0 | 0
NEM | CCGT | 118167.7636 | 115374.0531 | 122518.8057 | 81043.2689 | 71376.9423 | 75650.6511 | 61265.1323 | 91911.5967 | 75340.7946 | 134681.3175 | 294311.521 | 324977.3225 | 332332.872 | 286125.392 | 241261.236 | 205070.692 | 173957.0765 | 149894.3235 | 130172.347 | 148769.352 | 103105.448 | 90952.7145 | 47850.027 | 31106.442 | 29861.664 | 28168.02 | 27357.336
NEM | Gas - Steam | 5463.9066 | 6492.8579 | 7940.3157 | 2041.4204 | 1165.7868 | 8291.0335 | 1268.7438 | 3754.174 | 1791.2341 | 4766.345 | 5028.242 | 13037.438 | 53844.056 | 56913.664 | 72645.816 | 30266.312 | 0 | 0 | 0 | 0 | 0 | 0 | 0 | 0 | 0 | 0 | 0
NEM | OCGT / Diesel | 7851.7869 | 9851.8809 | 12499.1292 | 6807.3618 | 8389.9397 | 15165.3729 | 2053.2195 | 16529.297 | 8775.5804 | 27648.4436 | 111887.1636 | 221263.9761 | 216389.7526 | 299428.3185 | 423507.4552 | 260049.9665 | 413381.937 | 451557.4651 | 264419.7676 | 366299.5903 | 551148.9208 | 412304.2121 | 458737.3341 | 567814.1294 | 691565.0698 | 848345.2593 | 927309.4685
NEM | Hydro | 0 | 0 | 0 | 0 | 0 | 0 | 0 | 0 | 0 | 0 | 0 | 0 | 0 | 0 | 0 | 0 | 0 | 0 | 0 | 0 | 0 | 0 | 0 | 0 | 0 | 0 | 0
NEM | Hydrogen Turbine | 0 | 0 | 0 | 0 | 0 | 0 | 0 | 0 | 0 | 0 | 0 | 0 | 0 | 0 | 0 | 0 | 0 | 0 | 0 | 0 | 0 | 0 | 0 | 0 | 0 | 0 | 0
NEM | Wind | 0 | 0 | 0 | 0 | 0 | 0 | 0 | 0 | 0 | 0 | 0 | 0 | 0 | 0 | 0 | 0 | 0 | 0 | 0 | 0 | 0 | 0 | 0 | 0 | 0 | 0 | 0
NEM | Solar PV | 0 | 0 | 0 | 0 | 0 | 0 | 0 | 0 | 0 | 0 | 0 | 0 | 0 | 0 | 0 | 0 | 0 | 0 | 0 | 0 | 0 | 0 | 0 | 0 | 0 | 0 | 0
NEM | Grid Battery | 0 | 0 | 0 | 0 | 0 | 0 | 0 | 0 | 0 | 0 | 0 | 0 | 0 | 0 | 0 | 0 | 0 | 0 | 0 | 0 | 0 | 0 | 0 | 0 | 0 | 0 | 0
NEM | Pumped Hydro | 0 | 0 | 0 | 0 | 0 | 0 | 0 | 0 | 0 | 0 | 0 | 0 | 0 | 0 | 0 | 0 | 0 | 0 | 0 | 0 | 0 | 0 | 0 | 0 | 0 | 0 | 0
NEM | VPP | 0 | 0 | 0 | 0 | 0 | 0 | 0 | 0 | 0 | 0 | 0 | 0 | 0 | 0 | 0 | 0 | 0 | 0 | 0 | 0 | 0 | 0 | 0 | 0 | 0 | 0 | 0
Total excluding storage |  | 1796052.456 | 1644389.9189 | 1448102.3877 | 1205785.5321 | 1082854.1078 | 1136273.3915 | 949997.0346 | 924181.9177 | 839564.6951 | 986478.0751 | 1036293.6776 | 1155983.5036 | 989175.4626 | 1005853.8215 | 1065089.7602 | 801049.9655 | 866010.1155 | 758389.8126 | 546012.4676 | 613110.9143 | 747796.3028 | 580338.9105 | 567638.5826 | 650751.7764 | 755046.7208 | 909512.3473 | 985931.4705
Region | Technology | 2023-24 | 2024-25 | 2025-26 | 2026-27 | 2027-28 | 2028-29 | 2029-30 | 2030-31 | 2031-32 | 2032-33 | 2033-34 | 2034-35 | 2035-36 | 2036-37 | 2037-38 | 2038-39 | 2039-40 | 2040-41 | 2041-42 | 2042-43 | 2043-44 | 2044-45 | 2045-46 | 2046-47 | 2047-48
NSW1 | Black Coal | 728255.732 | 638949.408 | 486329.777 | 392553.548 | 314422.132 | 410349.796 | 322855.468 | 312859.816 | 294914.6 | 337450.788 | 140057.648 | 131821.128 | 124124.276 | 110471.124 | 109373.08 | 102728.584 | 90432.816 | 0 | 0 | 0 | 0 | 0 | 0 | 0 | 0 | 0 | 0
NSW1 | Brown Coal | 0 | 0 | 0 | 0 | 0 | 0 | 0 | 0 | 0 | 0 | 0 | 0 | 0 | 0 | 0 | 0 | 0 | 0 | 0 | 0 | 0 | 0 | 0 | 0 | 0 | 0 | 0
NSW1 | CCGT | 264.7005 | 270.0719 | 2219.1738 | 1858.8945 | 1987.657 | 1515.1171 | 461.6793 | 8744.981 | 5066.965 | 15614.699 | 69465.912 | 69876.376 | 60421.624 | 59803.496 | 68605.464 | 56095.316 | 49092.144 | 43963.356 | 37821.312 | 44187.084 | 0 | 0 | 0 | 0 | 0 | 0 | 0
NSW1 | Gas - Steam | 0 | 0 | 0 | 0 | 0 | 0 | 0 | 0 | 0 | 0 | 0 | 0 | 0 | 0 | 0 | 0 | 0 | 0 | 0 | 0 | 0 | 0 | 0 | 0 | 0 | 0 | 0
NSW1 | OCGT / Diesel | 252.6971 | 570.3093 | 4062.2601 | 1647.1081 | 4277.2397 | 2105.9844 | 295.5483 | 7119.1095 | 3981.0289 | 9091.2415 | 68563.7902 | 123640.8863 | 42804.8308 | 73160.6114 | 116112.8311 | 66876.1681 | 140046.4382 | 218451.233 | 115808.813 | 157436.2623 | 261538.9556 | 150664.4628 | 174944.989 | 203680.8582 | 251704.4673 | 258380.1978 | 307529.2392
NSW1 | Hydro | 0 | 0 | 0 | 0 | 0 | 0 | 0 | 0 | 0 | 0 | 0 | 0 | 0 | 0 | 0 | 0 | 0 | 0 | 0 | 0 | 0 | 0 | 0 | 0 | 0 | 0 | 0
NSW1 | Hydrogen Turbine | 0 | 0 | 0 | 0 | 0 | 0 | 0 | 0 | 0 | 0 | 0 | 0 | 0 | 0 | 0 | 0 | 0 | 0 | 0 | 0 | 0 | 0 | 0 | 0 | 0 | 0 | 0
NSW1 | Wind | 0 | 0 | 0 | 0 | 0 | 0 | 0 | 0 | 0 | 0 | 0 | 0 | 0 | 0 | 0 | 0 | 0 | 0 | 0 | 0 | 0 | 0 | 0 | 0 | 0 | 0 | 0
NSW1 | Solar PV | 0 | 0 | 0 | 0 | 0 | 0 | 0 | 0 | 0 | 0 | 0 | 0 | 0 | 0 | 0 | 0 | 0 | 0 | 0 | 0 | 0 | 0 | 0 | 0 | 0 | 0 | 0
NSW1 | Grid Battery | 0 | 0 | 0 | 0 | 0 | 0 | 0 | 0 | 0 | 0 | 0 | 0 | 0 | 0 | 0 | 0 | 0 | 0 | 0 | 0 | 0 | 0 | 0 | 0 | 0 | 0 | 0
NSW1 | Pumped Hydro | 0 | 0 | 0 | 0 | 0 | 0 | 0 | 0 | 0 | 0 | 0 | 0 | 0 | 0 | 0 | 0 | 0 | 0 | 0 | 0 | 0 | 0 | 0 | 0 | 0 | 0 | 0
NSW1 | VPP | 0 | 0 | 0 | 0 | 0 | 0 | 0 | 0 | 0 | 0 | 0 | 0 | 0 | 0 | 0 | 0 | 0 | 0 | 0 | 0 | 0 | 0 | 0 | 0 | 0 | 0 | 0
Total excluding storage |  | 728773.1296 | 639789.7891 | 492611.2109 | 396059.5506 | 320687.0287 | 413970.8975 | 323612.6956 | 328723.9065 | 303962.5939 | 362156.7285 | 278087.3502 | 325338.3903 | 227350.7308 | 243435.2314 | 294091.3751 | 225700.0681 | 279571.3982 | 262414.589 | 153630.125 | 201623.3463 | 261538.9556 | 150664.4628 | 174944.989 | 203680.8582 | 251704.4673 | 258380.1978 | 307529.2392
Region | Technology | 2023-24 | 2024-25 | 2025-26 | 2026-27 | 2027-28 | 2028-29 | 2029-30 | 2030-31 | 2031-32 | 2032-33 | 2033-34 | 2034-35 | 2035-36 | 2036-37 | 2037-38 | 2038-39 | 2039-40 | 2040-41 | 2041-42 | 2042-43 | 2043-44 | 2044-45 | 2045-46 | 2046-47 | 2047-48
QLD1 | Black Coal | 718281.072 | 674390.399 | 624832.086 | 542553.08 | 514427.341 | 512823.088 | 451062.777 | 396991.64 | 365226.979 | 388934.602 | 394179.784 | 377652.863 | 235335.952 | 226753.734 | 191070.053 | 177623.499 | 164028.795 | 137238.461 | 131944.328 | 79392.447 | 76009.176 | 66732.377 | 49975.3185 | 36940.735 | 33619.987 | 32999.068 | 31264.666
QLD1 | Brown Coal | 0 | 0 | 0 | 0 | 0 | 0 | 0 | 0 | 0 | 0 | 0 | 0 | 0 | 0 | 0 | 0 | 0 | 0 | 0 | 0 | 0 | 0 | 0 | 0 | 0 | 0 | 0
QLD1 | CCGT | 67611.8726 | 72903.2372 | 77695.8079 | 73891.2529 | 66203.4448 | 60082.958 | 55887.7915 | 74689.0687 | 65873.6046 | 95323.1325 | 169774.105 | 182790.7705 | 208654.916 | 164490.66 | 172655.772 | 148975.376 | 124864.9325 | 105930.9675 | 92351.035 | 104582.268 | 103105.448 | 90952.7145 | 47850.027 | 31106.442 | 29861.664 | 28168.02 | 27357.336
QLD1 | Gas - Steam | 0 | 0 | 0 | 0 | 0 | 0 | 0 | 0 | 0 | 0 | 0 | 0 | 0 | 0 | 0 | 0 | 0 | 0 | 0 | 0 | 0 | 0 | 0 | 0 | 0 | 0 | 0
QLD1 | OCGT / Diesel | 10.7294 | 0.029379 | 118.404 | 177.5684 | 107.0028 | 164.9209 | 0.029523 | 2413.1945 | 485.6524 | 5175.6742 | 15820.8502 | 34162.9376 | 93758.9809 | 150325.1352 | 175398.8383 | 124929.7891 | 155939.883 | 143247.5159 | 76407.0928 | 141574.6154 | 148076.6225 | 142356.6122 | 159086.7342 | 196894.1353 | 229709.8647 | 333274.7544 | 324599.6838
QLD1 | Hydro | 0 | 0 | 0 | 0 | 0 | 0 | 0 | 0 | 0 | 0 | 0 | 0 | 0 | 0 | 0 | 0 | 0 | 0 | 0 | 0 | 0 | 0 | 0 | 0 | 0 | 0 | 0
QLD1 | Hydrogen Turbine | 0 | 0 | 0 | 0 | 0 | 0 | 0 | 0 | 0 | 0 | 0 | 0 | 0 | 0 | 0 | 0 | 0 | 0 | 0 | 0 | 0 | 0 | 0 | 0 | 0 | 0 | 0
QLD1 | Wind | 0 | 0 | 0 | 0 | 0 | 0 | 0 | 0 | 0 | 0 | 0 | 0 | 0 | 0 | 0 | 0 | 0 | 0 | 0 | 0 | 0 | 0 | 0 | 0 | 0 | 0 | 0
QLD1 | Solar PV | 0 | 0 | 0 | 0 | 0 | 0 | 0 | 0 | 0 | 0 | 0 | 0 | 0 | 0 | 0 | 0 | 0 | 0 | 0 | 0 | 0 | 0 | 0 | 0 | 0 | 0 | 0
QLD1 | Grid Battery | 0 | 0 | 0 | 0 | 0 | 0 | 0 | 0 | 0 | 0 | 0 | 0 | 0 | 0 | 0 | 0 | 0 | 0 | 0 | 0 | 0 | 0 | 0 | 0 | 0 | 0 | 0
QLD1 | Pumped Hydro | 0 | 0 | 0 | 0 | 0 | 0 | 0 | 0 | 0 | 0 | 0 | 0 | 0 | 0 | 0 | 0 | 0 | 0 | 0 | 0 | 0 | 0 | 0 | 0 | 0 | 0 | 0
QLD1 | VPP | 0 | 0 | 0 | 0 | 0 | 0 | 0 | 0 | 0 | 0 | 0 | 0 | 0 | 0 | 0 | 0 | 0 | 0 | 0 | 0 | 0 | 0 | 0 | 0 | 0 | 0 | 0
Total excluding storage |  | 785903.674 | 747293.6656 | 702646.298 | 616621.9013 | 580737.7887 | 573070.9669 | 506950.5981 | 474093.9033 | 431586.236 | 489433.4087 | 579774.7392 | 594606.5711 | 537749.8489 | 541569.5292 | 539124.6633 | 451528.6641 | 444833.6105 | 386416.9444 | 300702.4558 | 325549.3304 | 327191.2465 | 300041.7037 | 256912.0797 | 264941.3123 | 293191.5157 | 394441.8424 | 383221.6858
Region | Technology | 2023-24 | 2024-25 | 2025-26 | 2026-27 | 2027-28 | 2028-29 | 2029-30 | 2030-31 | 2031-32 | 2032-33 | 2033-34 | 2034-35 | 2035-36 | 2036-37 | 2037-38 | 2038-39 | 2039-40 | 2040-41 | 2041-42 | 2042-43 | 2043-44 | 2044-45 | 2045-46 | 2046-47 | 2047-48
VIC1 | Black Coal | 0 | 0 | 0 | 0 | 0 | 0 | 0 | 0 | 0 | 0 | 0 | 0 | 0 | 0 | 0 | 0 | 0 | 0 | 0 | 0 | 0 | 0 | 0 | 0 | 0 | 0 | 0
VIC1 | Brown Coal | 218032.195 | 199331.32 | 193982.274 | 180786.853 | 173071.966 | 113993.45 | 111491.694 | 102135.394 | 93515.507 | 92996.579 | 90829.319 | 87230.776 | 27148.554 | 26161.589 | 27232.12 | 25310.912 | 24209.491 | 19699.563 | 19476.025 | 18649.525 | 17532.758 | 10349.6069 | 11075.903 | 14890.47 | 0 | 0 | 0
VIC1 | CCGT | 0 | 0 | 0 | 0 | 0 | 0 | 0 | 0 | 0 | 0 | 0 | 0 | 0 | 0 | 0 | 0 | 0 | 0 | 0 | 0 | 0 | 0 | 0 | 0 | 0 | 0 | 0
VIC1 | Gas - Steam | 907.4716 | 1154.3999 | 1169.0512 | 2041.4204 | 1165.7868 | 8291.0335 | 1268.7438 | 3754.174 | 1791.2341 | 4766.345 | 5028.242 | 13037.438 | 53844.056 | 56913.664 | 72645.816 | 30266.312 | 0 | 0 | 0 | 0 | 0 | 0 | 0 | 0 | 0 | 0 | 0
VIC1 | OCGT / Diesel | 1317.4544 | 1672.4455 | 758.3481 | 2030.6204 | 1513.1181 | 5632.5159 | 560.2963 | 2783.9476 | 2149.1695 | 4161.7268 | 2811.7257 | 11628.9982 | 38293.0494 | 34970.692 | 68654.7162 | 23181.408 | 62137.9961 | 47938.6511 | 37744.6083 | 31493.6962 | 65710.2856 | 80665.822 | 82797.7209 | 128408.767 | 173849.7964 | 207982.8226 | 233867.1088
VIC1 | Hydro | 0 | 0 | 0 | 0 | 0 | 0 | 0 | 0 | 0 | 0 | 0 | 0 | 0 | 0 | 0 | 0 | 0 | 0 | 0 | 0 | 0 | 0 | 0 | 0 | 0 | 0 | 0
VIC1 | Hydrogen Turbine | 0 | 0 | 0 | 0 | 0 | 0 | 0 | 0 | 0 | 0 | 0 | 0 | 0 | 0 | 0 | 0 | 0 | 0 | 0 | 0 | 0 | 0 | 0 | 0 | 0 | 0 | 0
VIC1 | Wind | 0 | 0 | 0 | 0 | 0 | 0 | 0 | 0 | 0 | 0 | 0 | 0 | 0 | 0 | 0 | 0 | 0 | 0 | 0 | 0 | 0 | 0 | 0 | 0 | 0 | 0 | 0
VIC1 | Solar PV | 0 | 0 | 0 | 0 | 0 | 0 | 0 | 0 | 0 | 0 | 0 | 0 | 0 | 0 | 0 | 0 | 0 | 0 | 0 | 0 | 0 | 0 | 0 | 0 | 0 | 0 | 0
VIC1 | Grid Battery | 0 | 0 | 0 | 0 | 0 | 0 | 0 | 0 | 0 | 0 | 0 | 0 | 0 | 0 | 0 | 0 | 0 | 0 | 0 | 0 | 0 | 0 | 0 | 0 | 0 | 0 | 0
VIC1 | Pumped Hydro | 0 | 0 | 0 | 0 | 0 | 0 | 0 | 0 | 0 | 0 | 0 | 0 | 0 | 0 | 0 | 0 | 0 | 0 | 0 | 0 | 0 | 0 | 0 | 0 | 0 | 0 | 0
VIC1 | VPP | 0 | 0 | 0 | 0 | 0 | 0 | 0 | 0 | 0 | 0 | 0 | 0 | 0 | 0 | 0 | 0 | 0 | 0 | 0 | 0 | 0 | 0 | 0 | 0 | 0 | 0 | 0
Total excluding storage |  | 220257.1209 | 202158.1654 | 195909.6733 | 184858.8938 | 175750.8709 | 127916.9994 | 113320.7341 | 108673.5156 | 97455.9106 | 101924.6508 | 98669.2867 | 111897.2122 | 119285.6594 | 118045.945 | 168532.6522 | 78758.632 | 86347.4871 | 67638.2141 | 57220.6333 | 50143.2212 | 83243.0436 | 91015.4289 | 93873.6239 | 143299.237 | 173849.7964 | 207982.8226 | 233867.1088
Region | Technology | 2023-24 | 2024-25 | 2025-26 | 2026-27 | 2027-28 | 2028-29 | 2029-30 | 2030-31 | 2031-32 | 2032-33 | 2033-34 | 2034-35 | 2035-36 | 2036-37 | 2037-38 | 2038-39 | 2039-40 | 2040-41 | 2041-42 | 2042-43 | 2043-44 | 2044-45 | 2045-46 | 2046-47 | 2047-48
SA1 | Black Coal | 0 | 0 | 0 | 0 | 0 | 0 | 0 | 0 | 0 | 0 | 0 | 0 | 0 | 0 | 0 | 0 | 0 | 0 | 0 | 0 | 0 | 0 | 0 | 0 | 0 | 0 | 0
SA1 | Brown Coal | 0 | 0 | 0 | 0 | 0 | 0 | 0 | 0 | 0 | 0 | 0 | 0 | 0 | 0 | 0 | 0 | 0 | 0 | 0 | 0 | 0 | 0 | 0 | 0 | 0 | 0 | 0
SA1 | CCGT | 50291.1905 | 42200.744 | 42603.824 | 5293.1215 | 3185.8405 | 14052.576 | 4915.6615 | 8477.547 | 4400.225 | 23743.486 | 55071.504 | 72310.176 | 63256.332 | 61831.236 | 0 | 0 | 0 | 0 | 0 | 0 | 0 | 0 | 0 | 0 | 0 | 0 | 0
SA1 | Gas - Steam | 4556.435 | 5338.458 | 6771.2645 | 0 | 0 | 0 | 0 | 0 | 0 | 0 | 0 | 0 | 0 | 0 | 0 | 0 | 0 | 0 | 0 | 0 | 0 | 0 | 0 | 0 | 0 | 0 | 0
SA1 | OCGT / Diesel | 6270.8981 | 7609.0813 | 7560.1015 | 2952.0494 | 2492.5637 | 7261.9361 | 1197.3292 | 4163.8141 | 2153.9341 | 8981.8418 | 24690.7754 | 51428.2658 | 40543.2768 | 40653.8841 | 61971.9172 | 45000.9344 | 54891.7141 | 41809.586 | 34167.2466 | 35677.0849 | 75655.3955 | 38377.1746 | 41803.3663 | 38787.0735 | 36103.7698 | 48012.9124 | 61060.8872
SA1 | Hydro | 0 | 0 | 0 | 0 | 0 | 0 | 0 | 0 | 0 | 0 | 0 | 0 | 0 | 0 | 0 | 0 | 0 | 0 | 0 | 0 | 0 | 0 | 0 | 0 | 0 | 0 | 0
SA1 | Hydrogen Turbine | 0 | 0 | 0 | 0 | 0 | 0 | 0 | 0 | 0 | 0 | 0 | 0 | 0 | 0 | 0 | 0 | 0 | 0 | 0 | 0 | 0 | 0 | 0 | 0 | 0 | 0 | 0
SA1 | Wind | 0 | 0 | 0 | 0 | 0 | 0 | 0 | 0 | 0 | 0 | 0 | 0 | 0 | 0 | 0 | 0 | 0 | 0 | 0 | 0 | 0 | 0 | 0 | 0 | 0 | 0 | 0
SA1 | Solar PV | 0 | 0 | 0 | 0 | 0 | 0 | 0 | 0 | 0 | 0 | 0 | 0 | 0 | 0 | 0 | 0 | 0 | 0 | 0 | 0 | 0 | 0 | 0 | 0 | 0 | 0 | 0
SA1 | Grid Battery | 0 | 0 | 0 | 0 | 0 | 0 | 0 | 0 | 0 | 0 | 0 | 0 | 0 | 0 | 0 | 0 | 0 | 0 | 0 | 0 | 0 | 0 | 0 | 0 | 0 | 0 | 0
SA1 | Pumped Hydro | 0 | 0 | 0 | 0 | 0 | 0 | 0 | 0 | 0 | 0 | 0 | 0 | 0 | 0 | 0 | 0 | 0 | 0 | 0 | 0 | 0 | 0 | 0 | 0 | 0 | 0 | 0
SA1 | VPP | 0 | 0 | 0 | 0 | 0 | 0 | 0 | 0 | 0 | 0 | 0 | 0 | 0 | 0 | 0 | 0 | 0 | 0 | 0 | 0 | 0 | 0 | 0 | 0 | 0 | 0 | 0
Total excluding storage |  | 61118.5236 | 55148.2833 | 56935.19 | 8245.1709 | 5678.4042 | 21314.5121 | 6112.9907 | 12641.3611 | 6554.1591 | 32725.3278 | 79762.2794 | 123738.4418 | 103799.6088 | 102485.1201 | 61971.9172 | 45000.9344 | 54891.7141 | 41809.586 | 34167.2466 | 35677.0849 | 75655.3955 | 38377.1746 | 41803.3663 | 38787.0735 | 36103.7698 | 48012.9124 | 61060.8872
Region | Technology | 2023-24 | 2024-25 | 2025-26 | 2026-27 | 2027-28 | 2028-29 | 2029-30 | 2030-31 | 2031-32 | 2032-33 | 2033-34 | 2034-35 | 2035-36 | 2036-37 | 2037-38 | 2038-39 | 2039-40 | 2040-41 | 2041-42 | 2042-43 | 2043-44 | 2044-45 | 2045-46 | 2046-47 | 2047-48
TAS1 | Black Coal | 0 | 0 | 0 | 0 | 0 | 0 | 0 | 0 | 0 | 0 | 0 | 0 | 0 | 0 | 0 | 0 | 0 | 0 | 0 | 0 | 0 | 0 | 0 | 0 | 0 | 0 | 0
TAS1 | Brown Coal | 0 | 0 | 0 | 0 | 0 | 0 | 0 | 0 | 0 | 0 | 0 | 0 | 0 | 0 | 0 | 0 | 0 | 0 | 0 | 0 | 0 | 0 | 0 | 0 | 0 | 0 | 0
TAS1 | CCGT | 0 | 0 | 0 | 0 | 0 | 0 | 0 | 0 | 0 | 0 | 0 | 0 | 0 | 0 | 0 | 0 | 0 | 0 | 0 | 0 | 0 | 0 | 0 | 0 | 0 | 0 | 0
TAS1 | Gas - Steam | 0 | 0 | 0 | 0 | 0 | 0 | 0 | 0 | 0 | 0 | 0 | 0 | 0 | 0 | 0 | 0 | 0 | 0 | 0 | 0 | 0 | 0 | 0 | 0 | 0 | 0 | 0
TAS1 | OCGT / Diesel | 0.0078504 | 0.015552 | 0.015469 | 0.015394 | 0.015364 | 0.01555 | 0.016175 | 49.2312 | 5.7956 | 237.9593 | 0.022141 | 402.8881 | 989.6147 | 317.9959 | 1369.1525 | 61.6669 | 365.9056 | 110.479 | 292.0069 | 117.9314 | 167.6617 | 240.1404 | 104.5237 | 43.2955 | 197.1716 | 694.572 | 252.5495
TAS1 | Hydro | 0 | 0 | 0 | 0 | 0 | 0 | 0 | 0 | 0 | 0 | 0 | 0 | 0 | 0 | 0 | 0 | 0 | 0 | 0 | 0 | 0 | 0 | 0 | 0 | 0 | 0 | 0
TAS1 | Hydrogen Turbine | 0 | 0 | 0 | 0 | 0 | 0 | 0 | 0 | 0 | 0 | 0 | 0 | 0 | 0 | 0 | 0 | 0 | 0 | 0 | 0 | 0 | 0 | 0 | 0 | 0 | 0 | 0
TAS1 | Wind | 0 | 0 | 0 | 0 | 0 | 0 | 0 | 0 | 0 | 0 | 0 | 0 | 0 | 0 | 0 | 0 | 0 | 0 | 0 | 0 | 0 | 0 | 0 | 0 | 0 | 0 | 0
TAS1 | Solar PV | 0 | 0 | 0 | 0 | 0 | 0 | 0 | 0 | 0 | 0 | 0 | 0 | 0 | 0 | 0 | 0 | 0 | 0 | 0 | 0 | 0 | 0 | 0 | 0 | 0 | 0 | 0
TAS1 | Grid Battery | 0 | 0 | 0 | 0 | 0 | 0 | 0 | 0 | 0 | 0 | 0 | 0 | 0 | 0 | 0 | 0 | 0 | 0 | 0 | 0 | 0 | 0 | 0 | 0 | 0 | 0 | 0
TAS1 | Pumped Hydro | 0 | 0 | 0 | 0 | 0 | 0 | 0 | 0 | 0 | 0 | 0 | 0 | 0 | 0 | 0 | 0 | 0 | 0 | 0 | 0 | 0 | 0 | 0 | 0 | 0 | 0 | 0
TAS1 | VPP | 0 | 0 | 0 | 0 | 0 | 0 | 0 | 0 | 0 | 0 | 0 | 0 | 0 | 0 | 0 | 0 | 0 | 0 | 0 | 0 | 0 | 0 | 0 | 0 | 0 | 0 | 0
Total excluding storage |  | 0.0078504 | 0.015552 | 0.015469 | 0.015394 | 0.015364 | 0.01555 | 0.016175 | 49.2312 | 5.7956 | 237.9593 | 0.022141 | 402.8881 | 989.6147 | 317.9959 | 1369.1525 | 61.6669 | 365.9056 | 110.479 | 292.0069 | 117.9314 | 167.6617 | 240.1404 | 104.5237 | 43.2955 | 197.1716 | 694.572 | 252.5495

## Option 5A_Build Cost
New generation build cost (CAPEX) by technology ($000s) - Option 5A, Progressive Change Scenario
CAPEX | Real June 2021 dollars discounted to 1 July 2021. The total capital costs are annualised for modelling purposes.
Explicitly modelled generation
Region | Technology | 2023-24 | 2024-25 | 2025-26 | 2026-27 | 2027-28 | 2028-29 | 2029-30 | 2030-31 | 2031-32 | 2032-33 | 2033-34 | 2034-35 | 2035-36 | 2036-37 | 2037-38 | 2038-39 | 2039-40 | 2040-41 | 2041-42 | 2042-43 | 2043-44 | 2044-45 | 2045-46 | 2046-47 | 2047-48 | 2048-49 | 2049-50
NEM | Black Coal | 0 | 0 | 0 | 0 | 0 | 0 | 0 | 0 | 0 | 0 | 0 | 0 | 0 | 0 | 0 | 0 | 0 | 0 | 0 | 0 | 0 | 0 | 0 | 0 | 0 | 0 | 0
NEM | Brown Coal | 0 | 0 | 0 | 0 | 0 | 0 | 0 | 0 | 0 | 0 | 0 | 0 | 0 | 0 | 0 | 0 | 0 | 0 | 0 | 0 | 0 | 0 | 0 | 0 | 0 | 0 | 0
NEM | CCGT | 0 | 0 | 0 | 0 | 0 | 0 | 0 | 0 | 0 | 0 | 0 | 0 | 0 | 0 | 0 | 0 | 0 | 0 | 0 | 0 | 0 | 0 | 0 | 0 | 0 | 0 | 0
NEM | Gas - Steam | 0 | 0 | 0 | 0 | 0 | 0 | 0 | 0 | 0 | 0 | 0 | 0 | 0 | 0 | 0 | 0 | 0 | 0 | 0 | 0 | 0 | 0 | 0 | 0 | 0 | 0 | 0
NEM | OCGT / Diesel | 0 | 16779.224 | 40449.2787 | 38340.5486 | 40438.0626 | 38222.3904 | 36229.7548 | 57735.1484 | 54871.1677 | 57171.5562 | 73349.2213 | 110662.6668 | 139762.422 | 132104.5832 | 125217.6218 | 118689.689 | 112802.0263 | 106621.3971 | 101062.9452 | 95794.261 | 108565.9103 | 155279.3095 | 147184.1798 | 172831.2739 | 164257.8948 | 230540.9731 | 242399.8431
NEM | Hydro | 0 | 0 | 0 | 0 | 0 | 0 | 0 | 0 | 0 | 0 | 0 | 0 | 0 | 0 | 0 | 0 | 0 | 0 | 0 | 0 | 0 | 0 | 0 | 0 | 0 | 0 | 0
NEM | Hydrogen Turbine | 0 | 0 | 0 | 0 | 0 | 0 | 0 | 0 | 0 | 0 | 0 | 0 | 0 | 0 | 0 | 0 | 0 | 0 | 0 | 0 | 0 | 0 | 0 | 0 | 0 | 0 | 0
NEM | Wind | 0 | 138296.5023 | 348269.3281 | 578795.6737 | 794942.5206 | 994189.9846 | 1152596.1117 | 1106509.8609 | 1066458.2466 | 1021983.5659 | 1155301.9038 | 1217722.6338 | 1629846.6427 | 1713322.1685 | 1870470.7196 | 1933612.0198 | 1851214.1327 | 1889782.4948 | 1915451.0714 | 1923667.8193 | 1889992.7591 | 1844052.7419 | 1863781.1847 | 2067568.3725 | 2121366.2511 | 2218664.5063 | 2159498.0108
NEM | Solar PV | 0 | 0.12543 | 0.17502 | 0.23422 | 2513.4033 | 20438.0178 | 54353.9209 | 51520.312 | 48964.6243 | 46281.7767 | 143006.7722 | 150299.1454 | 210423.0466 | 212574.8162 | 307460.8604 | 311281.7913 | 299513.8953 | 379550.9307 | 450178.8694 | 521542.0378 | 590419.973 | 567032.4238 | 564734.1483 | 689837.8869 | 723301.7151 | 820205.3449 | 896739.5355
NEM | Grid Battery | 0 | 0.32327 | 0.45414 | 0.43818 | 2.0581 | 17188.3161 | 19162.4303 | 18163.4719 | 17262.4683 | 44225.9419 | 108811.007 | 111025.4567 | 229267.1125 | 216705.1515 | 283361.4378 | 268589.0421 | 255265.5476 | 243310.8599 | 350242.3984 | 331983.3176 | 324831.6627 | 315456.4882 | 299010.8402 | 309333.7937 | 304736.1307 | 327453.8868 | 342050.9633
NEM | Pumped Hydro | 0 | 0 | 80749.3096 | 76539.6431 | 184665.462 | 204277.0426 | 198930.4441 | 188559.7313 | 179206.1387 | 169387.3456 | 223358.9131 | 217101.7727 | 239730.6368 | 226595.3582 | 215790.9441 | 204541.1802 | 194394.8114 | 183743.5707 | 177317.0802 | 182463.8012 | 173412.5975 | 184077.7479 | 174481.2787 | 254185.4102 | 241576.4405 | 249150.994 | 236162.1746
NEM | VPP | 0 | 0 | 0 | 0 | 0 | 0 | 0 | 0 | 0 | 0 | 0 | 0 | 0 | 0 | 0 | 0 | 0 | 0 | 0 | 0 | 0 | 0 | 0 | 0 | 0 | 0 | 0
Total excluding storage |  | 0 | 155076.175 | 469468.5455 | 693676.5378 | 1022561.5066 | 1274315.7514 | 1461272.6618 | 1422488.5245 | 1366762.6456 | 1339050.1863 | 1703827.8174 | 1806811.6754 | 2449029.8605 | 2501302.0777 | 2802301.5836 | 2836713.7223 | 2713190.4134 | 2803009.2532 | 2994252.3646 | 3055451.2368 | 3087222.9026 | 3065898.7113 | 3049191.6318 | 3493756.7373 | 3555238.4322 | 3846015.7052 | 3876850.5273
Region | Technology | 2023-24 | 2024-25 | 2025-26 | 2026-27 | 2027-28 | 2028-29 | 2029-30 | 2030-31 | 2031-32 | 2032-33 | 2033-34 | 2034-35 | 2035-36 | 2036-37 | 2037-38 | 2038-39 | 2039-40 | 2040-41 | 2041-42 | 2042-43 | 2043-44 | 2044-45 | 2045-46 | 2046-47 | 2047-48 | 2048-49 | 2049-50
NSW1 | Black Coal | 0 | 0 | 0 | 0 | 0 | 0 | 0 | 0 | 0 | 0 | 0 | 0 | 0 | 0 | 0 | 0 | 0 | 0 | 0 | 0 | 0 | 0 | 0 | 0 | 0 | 0 | 0
NSW1 | Brown Coal | 0 | 0 | 0 | 0 | 0 | 0 | 0 | 0 | 0 | 0 | 0 | 0 | 0 | 0 | 0 | 0 | 0 | 0 | 0 | 0 | 0 | 0 | 0 | 0 | 0 | 0 | 0
NSW1 | CCGT | 0 | 0 | 0 | 0 | 0 | 0 | 0 | 0 | 0 | 0 | 0 | 0 | 0 | 0 | 0 | 0 | 0 | 0 | 0 | 0 | 0 | 0 | 0 | 0 | 0 | 0 | 0
NSW1 | Gas - Steam | 0 | 0 | 0 | 0 | 0 | 0 | 0 | 0 | 0 | 0 | 0 | 0 | 0 | 0 | 0 | 0 | 0 | 0 | 0 | 0 | 0 | 0 | 0 | 0 | 0 | 0 | 0
NSW1 | OCGT / Diesel | 0 | 16779.1874 | 40449.2439 | 38340.5156 | 40438.0305 | 38222.3569 | 36229.7222 | 57735.1126 | 54871.1328 | 57171.5208 | 73349.1488 | 69525.2596 | 66076.4235 | 62455.9753 | 59199.9766 | 56113.722 | 53330.1721 | 50408.1144 | 47780.2033 | 45289.2922 | 43042.6938 | 40684.3059 | 38563.3232 | 38420.9046 | 36515.016 | 53453.3303 | 53472.2397
NSW1 | Hydro | 0 | 0 | 0 | 0 | 0 | 0 | 0 | 0 | 0 | 0 | 0 | 0 | 0 | 0 | 0 | 0 | 0 | 0 | 0 | 0 | 0 | 0 | 0 | 0 | 0 | 0 | 0
NSW1 | Hydrogen Turbine | 0 | 0 | 0 | 0 | 0 | 0 | 0 | 0 | 0 | 0 | 0 | 0 | 0 | 0 | 0 | 0 | 0 | 0 | 0 | 0 | 0 | 0 | 0 | 0 | 0 | 0 | 0
NSW1 | Wind | 0 | 101380.5289 | 228833.5187 | 379270.8633 | 504352.9636 | 622691.2111 | 709680.9827 | 672683.3964 | 639314.592 | 604285.3762 | 675091.6187 | 673949.1473 | 681061.6905 | 678664.1324 | 668400.9042 | 773734.4045 | 735352.9191 | 723797.1274 | 742843.0597 | 704284.1516 | 711180.8486 | 692681.583 | 696069.8389 | 730355.426 | 787102.192 | 774677.6079 | 768843.9799
NSW1 | Solar PV | 0 | 0.037365 | 0.052509 | 0.081237 | 2513.2411 | 20437.8549 | 54353.7387 | 51520.1322 | 48964.4499 | 46281.5994 | 143006.5851 | 150298.9309 | 194847.8342 | 184171.7851 | 201811.3466 | 191290.3765 | 181801.3199 | 218512.7014 | 261765.3887 | 272740.576 | 280832.518 | 266422.0005 | 270940.0404 | 285737.5917 | 279225.3672 | 289642.3134 | 322060.227
NSW1 | Grid Battery | 0 | 0.16913 | 0.29343 | 0.28223 | 1.9098 | 17188.1701 | 19162.2859 | 18163.3152 | 17262.3157 | 44225.692 | 95753.7062 | 90761.8132 | 86259.5341 | 81533.2187 | 77282.6974 | 73253.7423 | 69619.9544 | 65805.3679 | 99876.3334 | 94669.5109 | 89973.3821 | 90875.9529 | 86138.299 | 96750.2497 | 91950.3429 | 81026.3755 | 77022.4332
NSW1 | Pumped Hydro | 0 | 0 | 80749.1014 | 76539.4335 | 184665.2525 | 204276.8212 | 198930.2195 | 188559.452 | 179205.8641 | 169386.8476 | 160557.2208 | 152186.9393 | 144637.6284 | 136712.6682 | 129585.4677 | 122829.8274 | 116736.7912 | 110340.569 | 104588.2196 | 99135.7535 | 94218.0739 | 108910.5666 | 103232.7647 | 97850.9629 | 92997.0159 | 87901.5396 | 83318.9956
NSW1 | VPP | 0 | 0 | 0 | 0 | 0 | 0 | 0 | 0 | 0 | 0 | 0 | 0 | 0 | 0 | 0 | 0 | 0 | 0 | 0 | 0 | 0 | 0 | 0 | 0 | 0 | 0 | 0
Total excluding storage |  | 0 | 118159.9228 | 350032.21 | 494151.1759 | 731971.3976 | 902816.4141 | 1018356.949 | 988661.4083 | 939618.3545 | 921351.0361 | 1147758.2796 | 1136722.0903 | 1172883.1106 | 1143537.7797 | 1136280.3925 | 1217222.0727 | 1156841.1566 | 1168863.8801 | 1256853.2047 | 1216119.2841 | 1219247.5165 | 1199574.409 | 1194944.2662 | 1249115.1349 | 1287789.934 | 1286701.1667 | 1304717.8754
Region | Technology | 2023-24 | 2024-25 | 2025-26 | 2026-27 | 2027-28 | 2028-29 | 2029-30 | 2030-31 | 2031-32 | 2032-33 | 2033-34 | 2034-35 | 2035-36 | 2036-37 | 2037-38 | 2038-39 | 2039-40 | 2040-41 | 2041-42 | 2042-43 | 2043-44 | 2044-45 | 2045-46 | 2046-47 | 2047-48 | 2048-49 | 2049-50
QLD1 | Black Coal | 0 | 0 | 0 | 0 | 0 | 0 | 0 | 0 | 0 | 0 | 0 | 0 | 0 | 0 | 0 | 0 | 0 | 0 | 0 | 0 | 0 | 0 | 0 | 0 | 0 | 0 | 0
QLD1 | Brown Coal | 0 | 0 | 0 | 0 | 0 | 0 | 0 | 0 | 0 | 0 | 0 | 0 | 0 | 0 | 0 | 0 | 0 | 0 | 0 | 0 | 0 | 0 | 0 | 0 | 0 | 0 | 0
QLD1 | CCGT | 0 | 0 | 0 | 0 | 0 | 0 | 0 | 0 | 0 | 0 | 0 | 0 | 0 | 0 | 0 | 0 | 0 | 0 | 0 | 0 | 0 | 0 | 0 | 0 | 0 | 0 | 0
QLD1 | Gas - Steam | 0 | 0 | 0 | 0 | 0 | 0 | 0 | 0 | 0 | 0 | 0 | 0 | 0 | 0 | 0 | 0 | 0 | 0 | 0 | 0 | 0 | 0 | 0 | 0 | 0 | 0 | 0
QLD1 | OCGT / Diesel | 0 | 0.0090048 | 0.0085353 | 0.0081188 | 0.0079519 | 0.0096349 | 0.0091624 | 0.011881 | 0.011324 | 0.010763 | 0.047647 | 41137.3776 | 52896.8712 | 49998.5549 | 47391.9961 | 44921.3234 | 42692.9781 | 40353.7518 | 38250.0017 | 36255.9258 | 34457.4321 | 32569.4464 | 30871.5133 | 60714.3092 | 57702.5448 | 107655.4778 | 102043.1046
QLD1 | Hydro | 0 | 0 | 0 | 0 | 0 | 0 | 0 | 0 | 0 | 0 | 0 | 0 | 0 | 0 | 0 | 0 | 0 | 0 | 0 | 0 | 0 | 0 | 0 | 0 | 0 | 0 | 0
QLD1 | Hydrogen Turbine | 0 | 0 | 0 | 0 | 0 | 0 | 0 | 0 | 0 | 0 | 0 | 0 | 0 | 0 | 0 | 0 | 0 | 0 | 0 | 0 | 0 | 0 | 0 | 0 | 0 | 0 | 0
QLD1 | Wind | 0 | 0.15509 | 0.14706 | 69890.4022 | 151842.5902 | 225732.1901 | 290953.7339 | 275785.5301 | 262105.0478 | 247743.8332 | 234828.4879 | 258502.857 | 394483.9824 | 431809.2687 | 534627.2436 | 506755.6814 | 481617.8063 | 472186.909 | 514415.8154 | 548119.7148 | 526861.8272 | 498916.0502 | 522437.9025 | 642138.522 | 613090.2956 | 725077.9582 | 691322.2934
QLD1 | Solar PV | 0 | 0.029061 | 0.027755 | 0.062129 | 0.071262 | 0.074 | 0.095607 | 0.090719 | 0.086392 | 0.081779 | 0.077717 | 0.073824 | 4282.9301 | 13402.9481 | 75069.1069 | 71155.5516 | 67625.8441 | 102671.4981 | 97318.9806 | 161039.4541 | 184340.317 | 174239.9741 | 173898.7003 | 258884.848 | 278530.2163 | 311960.1679 | 357060.7846
QLD1 | Grid Battery | 0 | 0.036137 | 0.039842 | 0.039218 | 0.037293 | 0.038845 | 0.037168 | 0.046646 | 0.044521 | 0.072406 | 13057.0999 | 20263.399 | 58538.2804 | 55330.8611 | 111219.9509 | 105421.7546 | 100192.2547 | 94702.5381 | 124829.6717 | 118321.9643 | 121769.0887 | 115097.1255 | 109096.8 | 114217.9127 | 108552.0753 | 112423.8577 | 134916.2984
QLD1 | Pumped Hydro | 0 | 0 | 0.047795 | 0.050561 | 0.050238 | 0.057625 | 0.055085 | 0.09167 | 0.087302 | 0.12107 | 58790.3215 | 55725.4293 | 52961.1418 | 50059.3041 | 47449.5783 | 44975.9037 | 42744.8511 | 40402.7827 | 38296.4794 | 50690.7186 | 48176.1798 | 45536.5191 | 43162.5777 | 129712.7061 | 123278.2412 | 137334.4619 | 130174.8455
QLD1 | VPP | 0 | 0 | 0 | 0 | 0 | 0 | 0 | 0 | 0 | 0 | 0 | 0 | 0 | 0 | 0 | 0 | 0 | 0 | 0 | 0 | 0 | 0 | 0 | 0 | 0 | 0 | 0
Total excluding storage |  | 0 | 0.22929 | 0.27099 | 69890.5622 | 151842.7569 | 225732.3702 | 290953.9309 | 275785.771 | 262105.2773 | 247744.1192 | 306676.0347 | 375629.1366 | 563163.2059 | 600600.9369 | 815757.8758 | 773230.2147 | 734873.7344 | 750317.4797 | 813110.9488 | 914427.7776 | 915604.8447 | 866359.1152 | 879467.4937 | 1205668.298 | 1181153.3732 | 1394451.9234 | 1415517.3265
Region | Technology | 2023-24 | 2024-25 | 2025-26 | 2026-27 | 2027-28 | 2028-29 | 2029-30 | 2030-31 | 2031-32 | 2032-33 | 2033-34 | 2034-35 | 2035-36 | 2036-37 | 2037-38 | 2038-39 | 2039-40 | 2040-41 | 2041-42 | 2042-43 | 2043-44 | 2044-45 | 2045-46 | 2046-47 | 2047-48 | 2048-49 | 2049-50
VIC1 | Black Coal | 0 | 0 | 0 | 0 | 0 | 0 | 0 | 0 | 0 | 0 | 0 | 0 | 0 | 0 | 0 | 0 | 0 | 0 | 0 | 0 | 0 | 0 | 0 | 0 | 0 | 0 | 0
VIC1 | Brown Coal | 0 | 0 | 0 | 0 | 0 | 0 | 0 | 0 | 0 | 0 | 0 | 0 | 0 | 0 | 0 | 0 | 0 | 0 | 0 | 0 | 0 | 0 | 0 | 0 | 0 | 0 | 0
VIC1 | CCGT | 0 | 0 | 0 | 0 | 0 | 0 | 0 | 0 | 0 | 0 | 0 | 0 | 0 | 0 | 0 | 0 | 0 | 0 | 0 | 0 | 0 | 0 | 0 | 0 | 0 | 0 | 0
VIC1 | Gas - Steam | 0 | 0 | 0 | 0 | 0 | 0 | 0 | 0 | 0 | 0 | 0 | 0 | 0 | 0 | 0 | 0 | 0 | 0 | 0 | 0 | 0 | 0 | 0 | 0 | 0 | 0 | 0
VIC1 | OCGT / Diesel | 0 | 0.010036 | 0.0095132 | 0.0090173 | 0.0085901 | 0.0082217 | 0.0079156 | 0.0080554 | 0.0079123 | 0.0082603 | 0.0083612 | 0.009232 | 20789.0024 | 19649.9349 | 18625.5308 | 17654.5316 | 16778.7695 | 15859.4301 | 15032.6405 | 14248.9484 | 17739.6146 | 67908.2576 | 64368.0167 | 61012.3382 | 57985.7945 | 56333.989 | 65140.3692
VIC1 | Hydro | 0 | 0 | 0 | 0 | 0 | 0 | 0 | 0 | 0 | 0 | 0 | 0 | 0 | 0 | 0 | 0 | 0 | 0 | 0 | 0 | 0 | 0 | 0 | 0 | 0 | 0 | 0
VIC1 | Hydrogen Turbine | 0 | 0 | 0 | 0 | 0 | 0 | 0 | 0 | 0 | 0 | 0 | 0 | 0 | 0 | 0 | 0 | 0 | 0 | 0 | 0 | 0 | 0 | 0 | 0 | 0 | 0 | 0
VIC1 | Wind | 0 | 0.097639 | 67032.7285 | 63538.1413 | 60386.3012 | 57077.6282 | 54102.0181 | 51281.5345 | 48737.6887 | 46067.2643 | 43665.6743 | 80320.0796 | 247230.5388 | 283517.6668 | 305458.9014 | 300489.5368 | 286349.7613 | 334923.6105 | 317830.4568 | 344618.901 | 340365.1294 | 332979.3483 | 320741.8523 | 338597.7368 | 352218.8497 | 343427.7949 | 344815.6365
VIC1 | Solar PV | 0 | 0.020933 | 0.058514 | 0.055518 | 0.052866 | 0.050094 | 0.047539 | 0.045137 | 0.042971 | 0.04071 | 0.040163 | 0.044025 | 5382.487 | 5087.5713 | 4822.3439 | 24420.6374 | 26882.635 | 36434.0225 | 48617.792 | 47499.7188 | 66467.0828 | 70677.6501 | 67106.0243 | 82332.8871 | 97420.0057 | 132055.7157 | 131831.4765
VIC1 | Grid Battery | 0 | 0.043018 | 0.040971 | 0.039512 | 0.037566 | 0.037278 | 0.03612 | 0.037351 | 0.036082 | 0.057904 | 0.067479 | 0.074769 | 62870.0367 | 59425.2726 | 56327.2729 | 53390.7801 | 50742.3034 | 49993.782 | 72505.5329 | 68725.6238 | 65316.4543 | 61737.6322 | 58519.0827 | 55468.3249 | 59657.3465 | 84168.5236 | 82875.1427
VIC1 | Pumped Hydro | 0 | 0 | 0.045518 | 0.045519 | 0.045999 | 0.047129 | 0.045933 | 0.051266 | 0.049193 | 0.06534 | 0.089084 | 0.088415 | 0.098468 | 0.093371 | 0.08878 | 0.084394 | 0.08065 | 0.079986 | 0.14361 | 0.13641 | 0.12994 | 0.16233 | 0.15415 | 0.14639 | 0.15513 | 0.25097 | 0.32959
VIC1 | VPP | 0 | 0 | 0 | 0 | 0 | 0 | 0 | 0 | 0 | 0 | 0 | 0 | 0 | 0 | 0 | 0 | 0 | 0 | 0 | 0 | 0 | 0 | 0 | 0 | 0 | 0 | 0
Total excluding storage |  | 0 | 0.17163 | 67032.883 | 63538.2909 | 60386.4462 | 57077.7709 | 54102.1556 | 51281.6763 | 48737.8249 | 46067.4365 | 43665.8794 | 80320.2961 | 336272.1633 | 367680.5389 | 385234.1377 | 395955.5704 | 380753.5498 | 437210.9251 | 453986.5659 | 475093.3284 | 489888.4111 | 533303.0505 | 510735.1303 | 537411.4334 | 567282.1515 | 615986.2742 | 624662.9544
Region | Technology | 2023-24 | 2024-25 | 2025-26 | 2026-27 | 2027-28 | 2028-29 | 2029-30 | 2030-31 | 2031-32 | 2032-33 | 2033-34 | 2034-35 | 2035-36 | 2036-37 | 2037-38 | 2038-39 | 2039-40 | 2040-41 | 2041-42 | 2042-43 | 2043-44 | 2044-45 | 2045-46 | 2046-47 | 2047-48 | 2048-49 | 2049-50
SA1 | Black Coal | 0 | 0 | 0 | 0 | 0 | 0 | 0 | 0 | 0 | 0 | 0 | 0 | 0 | 0 | 0 | 0 | 0 | 0 | 0 | 0 | 0 | 0 | 0 | 0 | 0 | 0 | 0
SA1 | Brown Coal | 0 | 0 | 0 | 0 | 0 | 0 | 0 | 0 | 0 | 0 | 0 | 0 | 0 | 0 | 0 | 0 | 0 | 0 | 0 | 0 | 0 | 0 | 0 | 0 | 0 | 0 | 0
SA1 | CCGT | 0 | 0 | 0 | 0 | 0 | 0 | 0 | 0 | 0 | 0 | 0 | 0 | 0 | 0 | 0 | 0 | 0 | 0 | 0 | 0 | 0 | 0 | 0 | 0 | 0 | 0 | 0
SA1 | Gas - Steam | 0 | 0 | 0 | 0 | 0 | 0 | 0 | 0 | 0 | 0 | 0 | 0 | 0 | 0 | 0 | 0 | 0 | 0 | 0 | 0 | 0 | 0 | 0 | 0 | 0 | 0 | 0
SA1 | OCGT / Diesel | 0 | 0.0090216 | 0.0085513 | 0.008118 | 0.0079608 | 0.0081149 | 0.0079041 | 0.0081877 | 0.0080633 | 0.0085573 | 0.0086659 | 0.012097 | 0.10834 | 0.10244 | 0.098117 | 0.093007 | 0.088428 | 0.083612 | 0.0793 | 0.075183 | 13326.1462 | 14117.2764 | 13381.3046 | 12683.7011 | 12054.5196 | 13098.1572 | 21744.114
SA1 | Hydro | 0 | 0 | 0 | 0 | 0 | 0 | 0 | 0 | 0 | 0 | 0 | 0 | 0 | 0 | 0 | 0 | 0 | 0 | 0 | 0 | 0 | 0 | 0 | 0 | 0 | 0 | 0
SA1 | Hydrogen Turbine | 0 | 0 | 0 | 0 | 0 | 0 | 0 | 0 | 0 | 0 | 0 | 0 | 0 | 0 | 0 | 0 | 0 | 0 | 0 | 0 | 0 | 0 | 0 | 0 | 0 | 0 | 0
SA1 | Wind | 0 | 0.12783 | 0.12116 | 0.12014 | 0.11593 | 0.12797 | 0.12309 | 0.1431 | 0.13844 | 0.23617 | 71511.1987 | 69137.7841 | 139091.9886 | 144014.0979 | 179622.5184 | 179778.2239 | 183613.9913 | 203596.3751 | 193178.3269 | 187101.8773 | 178316.5186 | 188373.8983 | 186400.1579 | 225195.1661 | 244185.6378 | 257548.206 | 252403.3209
SA1 | Solar PV | 0 | 0.026848 | 0.025573 | 0.024504 | 0.025783 | 0.026837 | 0.027037 | 0.030495 | 0.031286 | 0.040271 | 0.052988 | 0.079697 | 5909.7666 | 9912.4843 | 25758.0367 | 24415.2007 | 23204.0726 | 21932.6861 | 42476.6848 | 40262.2654 | 58780.02 | 55692.7568 | 52789.3431 | 62882.5215 | 68126.0777 | 86547.1021 | 85787.0069
SA1 | Grid Battery | 0 | 0.043281 | 0.044558 | 0.042391 | 0.040299 | 0.038372 | 0.037665 | 0.039266 | 0.038064 | 0.067412 | 0.077568 | 0.11391 | 21599.1876 | 20415.7293 | 38531.4143 | 36522.6678 | 34710.9425 | 32809.0682 | 53030.7565 | 50266.12 | 47772.6438 | 47745.6992 | 45256.5859 | 42897.238 | 44576.2845 | 49835.0499 | 47237.0141
SA1 | Pumped Hydro | 0 | 0 | 0.05535 | 0.052969 | 0.051659 | 0.054544 | 0.052343 | 0.05597 | 0.053763 | 0.068873 | 0.076805 | 0.091689 | 0.12761 | 0.12134 | 0.11825 | 0.11221 | 0.10684 | 0.10342 | 0.10731 | 0.10215 | 0.10132 | 0.11627 | 0.11042 | 0.10491 | 0.11074 | 0.10755 | 0.10421
SA1 | VPP | 0 | 0 | 0 | 0 | 0 | 0 | 0 | 0 | 0 | 0 | 0 | 0 | 0 | 0 | 0 | 0 | 0 | 0 | 0 | 0 | 0 | 0 | 0 | 0 | 0 | 0 | 0
Total excluding storage |  | 0 | 0.20698 | 0.2552 | 0.24812 | 0.24163 | 0.25584 | 0.24804 | 0.27702 | 0.26961 | 0.42129 | 71511.4147 | 69138.0814 | 166601.1787 | 174342.5353 | 243912.1857 | 240716.2976 | 241529.2016 | 258338.3165 | 288685.9548 | 277630.4401 | 298195.4298 | 305929.747 | 297827.5019 | 343658.7316 | 368942.6304 | 407028.6228 | 407171.56
Region | Technology | 2023-24 | 2024-25 | 2025-26 | 2026-27 | 2027-28 | 2028-29 | 2029-30 | 2030-31 | 2031-32 | 2032-33 | 2033-34 | 2034-35 | 2035-36 | 2036-37 | 2037-38 | 2038-39 | 2039-40 | 2040-41 | 2041-42 | 2042-43 | 2043-44 | 2044-45 | 2045-46 | 2046-47 | 2047-48 | 2048-49 | 2049-50
TAS1 | Black Coal | 0 | 0 | 0 | 0 | 0 | 0 | 0 | 0 | 0 | 0 | 0 | 0 | 0 | 0 | 0 | 0 | 0 | 0 | 0 | 0 | 0 | 0 | 0 | 0 | 0 | 0 | 0
TAS1 | Brown Coal | 0 | 0 | 0 | 0 | 0 | 0 | 0 | 0 | 0 | 0 | 0 | 0 | 0 | 0 | 0 | 0 | 0 | 0 | 0 | 0 | 0 | 0 | 0 | 0 | 0 | 0 | 0
TAS1 | CCGT | 0 | 0 | 0 | 0 | 0 | 0 | 0 | 0 | 0 | 0 | 0 | 0 | 0 | 0 | 0 | 0 | 0 | 0 | 0 | 0 | 0 | 0 | 0 | 0 | 0 | 0 | 0
TAS1 | Gas - Steam | 0 | 0 | 0 | 0 | 0 | 0 | 0 | 0 | 0 | 0 | 0 | 0 | 0 | 0 | 0 | 0 | 0 | 0 | 0 | 0 | 0 | 0 | 0 | 0 | 0 | 0 | 0
TAS1 | OCGT / Diesel | 0 | 0.0085608 | 0.0081145 | 0.0077229 | 0.0075604 | 0.0075392 | 0.0076203 | 0.007642 | 0.0076207 | 0.0078592 | 0.0078385 | 0.0082522 | 0.01652 | 0.015637 | 0.020142 | 0.01911 | 0.018187 | 0.017218 | 0.020409 | 0.01937 | 0.023547 | 0.02319 | 0.021997 | 0.020869 | 0.019856 | 0.018794 | 0.015591
TAS1 | Hydro | 0 | 0 | 0 | 0 | 0 | 0 | 0 | 0 | 0 | 0 | 0 | 0 | 0 | 0 | 0 | 0 | 0 | 0 | 0 | 0 | 0 | 0 | 0 | 0 | 0 | 0 | 0
TAS1 | Hydrogen Turbine | 0 | 0 | 0 | 0 | 0 | 0 | 0 | 0 | 0 | 0 | 0 | 0 | 0 | 0 | 0 | 0 | 0 | 0 | 0 | 0 | 0 | 0 | 0 | 0 | 0 | 0 | 0
TAS1 | Wind | 0 | 36915.5928 | 52402.8126 | 66096.1468 | 78360.5498 | 88688.8272 | 97859.2539 | 106759.2568 | 116300.7796 | 123886.856 | 130204.9242 | 135812.7658 | 167978.4424 | 175317.0028 | 182361.1521 | 172854.1732 | 164279.6547 | 155278.4727 | 147183.4127 | 139543.1746 | 133268.4353 | 131101.8621 | 138131.4332 | 131281.5216 | 124769.276 | 117932.9393 | 102112.7802
TAS1 | Solar PV | 0 | 0.01122 | 0.01067 | 0.010832 | 0.012272 | 0.012044 | 0.011976 | 0.013486 | 0.013657 | 0.014557 | 0.01627 | 0.016963 | 0.028778 | 0.027505 | 0.02632 | 0.024989 | 0.023828 | 0.022583 | 0.023145 | 0.023435 | 0.035228 | 0.04241 | 0.040277 | 0.038667 | 0.0482 | 0.045879 | 0.040584
TAS1 | Grid Battery | 0 | 0.031703 | 0.035341 | 0.034826 | 0.03312 | 0.031427 | 0.033513 | 0.03349 | 0.033983 | 0.052132 | 0.055836 | 0.055885 | 0.073709 | 0.069846 | 0.10232 | 0.097169 | 0.092613 | 0.10371 | 0.10389 | 0.098585 | 0.09388 | 0.07833 | 0.072504 | 0.068357 | 0.081512 | 0.080001 | 0.074912
TAS1 | Pumped Hydro | 0 | 0 | 0.059541 | 0.060538 | 0.061645 | 0.062109 | 0.071193 | 0.080385 | 0.084369 | 0.24269 | 4011.2049 | 9189.224 | 42131.6405 | 39823.1712 | 38755.6911 | 36735.2524 | 34912.9816 | 33000.0356 | 34432.1303 | 32637.0905 | 31018.1126 | 29630.3835 | 28085.6717 | 26621.4899 | 25300.9175 | 23914.6341 | 22667.8997
TAS1 | VPP | 0 | 0 | 0 | 0 | 0 | 0 | 0 | 0 | 0 | 0 | 0 | 0 | 0 | 0 | 0 | 0 | 0 | 0 | 0 | 0 | 0 | 0 | 0 | 0 | 0 | 0 | 0
Total excluding storage |  | 0 | 36915.6443 | 52402.9263 | 66096.2607 | 78360.6644 | 88688.9404 | 97859.3783 | 106759.3918 | 116300.9193 | 123887.1732 | 134216.2091 | 145002.0709 | 210110.2019 | 215140.2869 | 221116.9919 | 209589.5669 | 199192.771 | 188278.6519 | 181615.6904 | 172180.4065 | 164286.7005 | 160732.3896 | 166217.2396 | 157903.1394 | 150070.343 | 141847.718 | 124780.8109

## Option 5A_Rehab Cost
Rehabilition cost by technology ($000s) - Option 5A, Progressive Change Scenario
Rehab | Real June 2021 dollars discounted to 1 July 2021
Explicitly modelled generation
Region | Technology | 2023-24 | 2024-25 | 2025-26 | 2026-27 | 2027-28 | 2028-29 | 2029-30 | 2030-31 | 2031-32 | 2032-33 | 2033-34 | 2034-35 | 2035-36 | 2036-37 | 2037-38 | 2038-39 | 2039-40 | 2040-41 | 2041-42 | 2042-43 | 2043-44 | 2044-45 | 2045-46 | 2046-47 | 2047-48 | 2048-49 | 2049-50
NEM | Black Coal | 0 | 0 | 0 | 0 | 0 | 0 | 0 | 0 | 0 | 0 | 0 | 0 | 0 | 0 | 0 | 0 | 0 | 0 | 0 | 0 | 0 | 0 | 0 | 0 | 0 | 0 | 0
NEM | Brown Coal | 0 | 0 | 0 | 0 | 0 | 0 | 0 | 0 | 0 | 0 | 0 | 0 | 0 | 0 | 0 | 0 | 0 | 0 | 0 | 0 | 0 | 0 | 0 | 0 | 0 | 0 | 0
NEM | CCGT | 0 | 0 | 0 | 0 | 0 | 0 | 0 | 0 | 0 | 0 | 0 | 0 | 0 | 0 | 0 | 0 | 0 | 0 | 0 | 0 | 0 | 0 | 0 | 0 | 0 | 0 | 0
NEM | Gas - Steam | 0 | 0 | 0 | 0 | 0 | 0 | 0 | 0 | 0 | 0 | 0 | 0 | 0 | 0 | 0 | 0 | 0 | 0 | 0 | 0 | 0 | 0 | 0 | 0 | 0 | 0 | 0
NEM | OCGT / Diesel | 0 | 0 | 0 | 0 | 0 | 0 | 0 | 0 | 0 | 0 | 0 | 0 | 0 | 0 | 0 | 0 | 0 | 0 | 0 | 0 | 0 | 0 | 0 | 0 | 0 | 0 | 0
NEM | Hydro | 0 | 0 | 0 | 0 | 0 | 0 | 0 | 0 | 0 | 0 | 0 | 0 | 0 | 0 | 0 | 0 | 0 | 0 | 0 | 0 | 0 | 0 | 0 | 0 | 0 | 0 | 0
NEM | Hydrogen Turbine | 0 | 0 | 0 | 0 | 0 | 0 | 0 | 0 | 0 | 0 | 0 | 0 | 0 | 0 | 0 | 0 | 0 | 0 | 0 | 0 | 0 | 0 | 0 | 0 | 0 | 0 | 0
NEM | Wind | 0 | 0 | 0 | 0 | 0 | 0 | 0 | 0 | 0 | 0 | 0 | 0 | 0 | 0 | 0 | 0 | 0 | 0 | 0 | 0 | 0 | 0 | 0 | 0 | 0 | 0 | 0
NEM | Solar PV | 0 | 0 | 0 | 0 | 0 | 0 | 0 | 0 | 0 | 0 | 0 | 0 | 0 | 0 | 0 | 0 | 0 | 0 | 0 | 0 | 0 | 0 | 0 | 0 | 0 | 0 | 0
NEM | Grid Battery | 0 | 0 | 0 | 0 | 0 | 0 | 0 | 0 | 0 | 0 | 0 | 0 | 0 | 0 | 0 | 0 | 0 | 0 | 0 | 0 | 0 | 0 | 0 | 0 | 0 | 0 | 0
NEM | Pumped Hydro | 0 | 0 | 0 | 0 | 0 | 0 | 0 | 0 | 0 | 0 | 0 | 0 | 0 | 0 | 0 | 0 | 0 | 0 | 0 | 0 | 0 | 0 | 0 | 0 | 0 | 0 | 0
NEM | VPP | 0 | 0 | 0 | 0 | 0 | 0 | 0 | 0 | 0 | 0 | 0 | 0 | 0 | 0 | 0 | 0 | 0 | 0 | 0 | 0 | 0 | 0 | 0 | 0 | 0 | 0 | 0
Total excluding storage |  | 0 | 0 | 0 | 0 | 0 | 0 | 0 | 0 | 0 | 0 | 0 | 0 | 0 | 0 | 0 | 0 | 0 | 0 | 0 | 0 | 0 | 0 | 0 | 0 | 0 | 0 | 0
Region | Technology | 2023-24 | 2024-25 | 2025-26 | 2026-27 | 2027-28 | 2028-29 | 2029-30 | 2030-31 | 2031-32 | 2032-33 | 2033-34 | 2034-35 | 2035-36 | 2036-37 | 2037-38 | 2038-39 | 2039-40 | 2040-41 | 2041-42 | 2042-43 | 2043-44 | 2044-45 | 2045-46 | 2046-47 | 2047-48 | 2048-49 | 2049-50
NSW1 | Black Coal | 0 | 0 | 0 | 0 | 0 | 0 | 0 | 0 | 0 | 0 | 0 | 0 | 0 | 0 | 0 | 0 | 0 | 0 | 0 | 0 | 0 | 0 | 0 | 0 | 0 | 0 | 0
NSW1 | Brown Coal | 0 | 0 | 0 | 0 | 0 | 0 | 0 | 0 | 0 | 0 | 0 | 0 | 0 | 0 | 0 | 0 | 0 | 0 | 0 | 0 | 0 | 0 | 0 | 0 | 0 | 0 | 0
NSW1 | CCGT | 0 | 0 | 0 | 0 | 0 | 0 | 0 | 0 | 0 | 0 | 0 | 0 | 0 | 0 | 0 | 0 | 0 | 0 | 0 | 0 | 0 | 0 | 0 | 0 | 0 | 0 | 0
NSW1 | Gas - Steam | 0 | 0 | 0 | 0 | 0 | 0 | 0 | 0 | 0 | 0 | 0 | 0 | 0 | 0 | 0 | 0 | 0 | 0 | 0 | 0 | 0 | 0 | 0 | 0 | 0 | 0 | 0
NSW1 | OCGT / Diesel | 0 | 0 | 0 | 0 | 0 | 0 | 0 | 0 | 0 | 0 | 0 | 0 | 0 | 0 | 0 | 0 | 0 | 0 | 0 | 0 | 0 | 0 | 0 | 0 | 0 | 0 | 0
NSW1 | Hydro | 0 | 0 | 0 | 0 | 0 | 0 | 0 | 0 | 0 | 0 | 0 | 0 | 0 | 0 | 0 | 0 | 0 | 0 | 0 | 0 | 0 | 0 | 0 | 0 | 0 | 0 | 0
NSW1 | Hydrogen Turbine | 0 | 0 | 0 | 0 | 0 | 0 | 0 | 0 | 0 | 0 | 0 | 0 | 0 | 0 | 0 | 0 | 0 | 0 | 0 | 0 | 0 | 0 | 0 | 0 | 0 | 0 | 0
NSW1 | Wind | 0 | 0 | 0 | 0 | 0 | 0 | 0 | 0 | 0 | 0 | 0 | 0 | 0 | 0 | 0 | 0 | 0 | 0 | 0 | 0 | 0 | 0 | 0 | 0 | 0 | 0 | 0
NSW1 | Solar PV | 0 | 0 | 0 | 0 | 0 | 0 | 0 | 0 | 0 | 0 | 0 | 0 | 0 | 0 | 0 | 0 | 0 | 0 | 0 | 0 | 0 | 0 | 0 | 0 | 0 | 0 | 0
NSW1 | Grid Battery | 0 | 0 | 0 | 0 | 0 | 0 | 0 | 0 | 0 | 0 | 0 | 0 | 0 | 0 | 0 | 0 | 0 | 0 | 0 | 0 | 0 | 0 | 0 | 0 | 0 | 0 | 0
NSW1 | Pumped Hydro | 0 | 0 | 0 | 0 | 0 | 0 | 0 | 0 | 0 | 0 | 0 | 0 | 0 | 0 | 0 | 0 | 0 | 0 | 0 | 0 | 0 | 0 | 0 | 0 | 0 | 0 | 0
NSW1 | VPP | 0 | 0 | 0 | 0 | 0 | 0 | 0 | 0 | 0 | 0 | 0 | 0 | 0 | 0 | 0 | 0 | 0 | 0 | 0 | 0 | 0 | 0 | 0 | 0 | 0 | 0 | 0
Total excluding storage |  | 0 | 0 | 0 | 0 | 0 | 0 | 0 | 0 | 0 | 0 | 0 | 0 | 0 | 0 | 0 | 0 | 0 | 0 | 0 | 0 | 0 | 0 | 0 | 0 | 0 | 0 | 0
Region | Technology | 2023-24 | 2024-25 | 2025-26 | 2026-27 | 2027-28 | 2028-29 | 2029-30 | 2030-31 | 2031-32 | 2032-33 | 2033-34 | 2034-35 | 2035-36 | 2036-37 | 2037-38 | 2038-39 | 2039-40 | 2040-41 | 2041-42 | 2042-43 | 2043-44 | 2044-45 | 2045-46 | 2046-47 | 2047-48 | 2048-49 | 2049-50
QLD1 | Black Coal | 0 | 0 | 0 | 0 | 0 | 0 | 0 | 0 | 0 | 0 | 0 | 0 | 0 | 0 | 0 | 0 | 0 | 0 | 0 | 0 | 0 | 0 | 0 | 0 | 0 | 0 | 0
QLD1 | Brown Coal | 0 | 0 | 0 | 0 | 0 | 0 | 0 | 0 | 0 | 0 | 0 | 0 | 0 | 0 | 0 | 0 | 0 | 0 | 0 | 0 | 0 | 0 | 0 | 0 | 0 | 0 | 0
QLD1 | CCGT | 0 | 0 | 0 | 0 | 0 | 0 | 0 | 0 | 0 | 0 | 0 | 0 | 0 | 0 | 0 | 0 | 0 | 0 | 0 | 0 | 0 | 0 | 0 | 0 | 0 | 0 | 0
QLD1 | Gas - Steam | 0 | 0 | 0 | 0 | 0 | 0 | 0 | 0 | 0 | 0 | 0 | 0 | 0 | 0 | 0 | 0 | 0 | 0 | 0 | 0 | 0 | 0 | 0 | 0 | 0 | 0 | 0
QLD1 | OCGT / Diesel | 0 | 0 | 0 | 0 | 0 | 0 | 0 | 0 | 0 | 0 | 0 | 0 | 0 | 0 | 0 | 0 | 0 | 0 | 0 | 0 | 0 | 0 | 0 | 0 | 0 | 0 | 0
QLD1 | Hydro | 0 | 0 | 0 | 0 | 0 | 0 | 0 | 0 | 0 | 0 | 0 | 0 | 0 | 0 | 0 | 0 | 0 | 0 | 0 | 0 | 0 | 0 | 0 | 0 | 0 | 0 | 0
QLD1 | Hydrogen Turbine | 0 | 0 | 0 | 0 | 0 | 0 | 0 | 0 | 0 | 0 | 0 | 0 | 0 | 0 | 0 | 0 | 0 | 0 | 0 | 0 | 0 | 0 | 0 | 0 | 0 | 0 | 0
QLD1 | Wind | 0 | 0 | 0 | 0 | 0 | 0 | 0 | 0 | 0 | 0 | 0 | 0 | 0 | 0 | 0 | 0 | 0 | 0 | 0 | 0 | 0 | 0 | 0 | 0 | 0 | 0 | 0
QLD1 | Solar PV | 0 | 0 | 0 | 0 | 0 | 0 | 0 | 0 | 0 | 0 | 0 | 0 | 0 | 0 | 0 | 0 | 0 | 0 | 0 | 0 | 0 | 0 | 0 | 0 | 0 | 0 | 0
QLD1 | Grid Battery | 0 | 0 | 0 | 0 | 0 | 0 | 0 | 0 | 0 | 0 | 0 | 0 | 0 | 0 | 0 | 0 | 0 | 0 | 0 | 0 | 0 | 0 | 0 | 0 | 0 | 0 | 0
QLD1 | Pumped Hydro | 0 | 0 | 0 | 0 | 0 | 0 | 0 | 0 | 0 | 0 | 0 | 0 | 0 | 0 | 0 | 0 | 0 | 0 | 0 | 0 | 0 | 0 | 0 | 0 | 0 | 0 | 0
QLD1 | VPP | 0 | 0 | 0 | 0 | 0 | 0 | 0 | 0 | 0 | 0 | 0 | 0 | 0 | 0 | 0 | 0 | 0 | 0 | 0 | 0 | 0 | 0 | 0 | 0 | 0 | 0 | 0
Total excluding storage |  | 0 | 0 | 0 | 0 | 0 | 0 | 0 | 0 | 0 | 0 | 0 | 0 | 0 | 0 | 0 | 0 | 0 | 0 | 0 | 0 | 0 | 0 | 0 | 0 | 0 | 0 | 0
Region | Technology | 2023-24 | 2024-25 | 2025-26 | 2026-27 | 2027-28 | 2028-29 | 2029-30 | 2030-31 | 2031-32 | 2032-33 | 2033-34 | 2034-35 | 2035-36 | 2036-37 | 2037-38 | 2038-39 | 2039-40 | 2040-41 | 2041-42 | 2042-43 | 2043-44 | 2044-45 | 2045-46 | 2046-47 | 2047-48 | 2048-49 | 2049-50
VIC1 | Black Coal | 0 | 0 | 0 | 0 | 0 | 0 | 0 | 0 | 0 | 0 | 0 | 0 | 0 | 0 | 0 | 0 | 0 | 0 | 0 | 0 | 0 | 0 | 0 | 0 | 0 | 0 | 0
VIC1 | Brown Coal | 0 | 0 | 0 | 0 | 0 | 0 | 0 | 0 | 0 | 0 | 0 | 0 | 0 | 0 | 0 | 0 | 0 | 0 | 0 | 0 | 0 | 0 | 0 | 0 | 0 | 0 | 0
VIC1 | CCGT | 0 | 0 | 0 | 0 | 0 | 0 | 0 | 0 | 0 | 0 | 0 | 0 | 0 | 0 | 0 | 0 | 0 | 0 | 0 | 0 | 0 | 0 | 0 | 0 | 0 | 0 | 0
VIC1 | Gas - Steam | 0 | 0 | 0 | 0 | 0 | 0 | 0 | 0 | 0 | 0 | 0 | 0 | 0 | 0 | 0 | 0 | 0 | 0 | 0 | 0 | 0 | 0 | 0 | 0 | 0 | 0 | 0
VIC1 | OCGT / Diesel | 0 | 0 | 0 | 0 | 0 | 0 | 0 | 0 | 0 | 0 | 0 | 0 | 0 | 0 | 0 | 0 | 0 | 0 | 0 | 0 | 0 | 0 | 0 | 0 | 0 | 0 | 0
VIC1 | Hydro | 0 | 0 | 0 | 0 | 0 | 0 | 0 | 0 | 0 | 0 | 0 | 0 | 0 | 0 | 0 | 0 | 0 | 0 | 0 | 0 | 0 | 0 | 0 | 0 | 0 | 0 | 0
VIC1 | Hydrogen Turbine | 0 | 0 | 0 | 0 | 0 | 0 | 0 | 0 | 0 | 0 | 0 | 0 | 0 | 0 | 0 | 0 | 0 | 0 | 0 | 0 | 0 | 0 | 0 | 0 | 0 | 0 | 0
VIC1 | Wind | 0 | 0 | 0 | 0 | 0 | 0 | 0 | 0 | 0 | 0 | 0 | 0 | 0 | 0 | 0 | 0 | 0 | 0 | 0 | 0 | 0 | 0 | 0 | 0 | 0 | 0 | 0
VIC1 | Solar PV | 0 | 0 | 0 | 0 | 0 | 0 | 0 | 0 | 0 | 0 | 0 | 0 | 0 | 0 | 0 | 0 | 0 | 0 | 0 | 0 | 0 | 0 | 0 | 0 | 0 | 0 | 0
VIC1 | Grid Battery | 0 | 0 | 0 | 0 | 0 | 0 | 0 | 0 | 0 | 0 | 0 | 0 | 0 | 0 | 0 | 0 | 0 | 0 | 0 | 0 | 0 | 0 | 0 | 0 | 0 | 0 | 0
VIC1 | Pumped Hydro | 0 | 0 | 0 | 0 | 0 | 0 | 0 | 0 | 0 | 0 | 0 | 0 | 0 | 0 | 0 | 0 | 0 | 0 | 0 | 0 | 0 | 0 | 0 | 0 | 0 | 0 | 0
VIC1 | VPP | 0 | 0 | 0 | 0 | 0 | 0 | 0 | 0 | 0 | 0 | 0 | 0 | 0 | 0 | 0 | 0 | 0 | 0 | 0 | 0 | 0 | 0 | 0 | 0 | 0 | 0 | 0
Total excluding storage |  | 0 | 0 | 0 | 0 | 0 | 0 | 0 | 0 | 0 | 0 | 0 | 0 | 0 | 0 | 0 | 0 | 0 | 0 | 0 | 0 | 0 | 0 | 0 | 0 | 0 | 0 | 0
Region | Technology | 2023-24 | 2024-25 | 2025-26 | 2026-27 | 2027-28 | 2028-29 | 2029-30 | 2030-31 | 2031-32 | 2032-33 | 2033-34 | 2034-35 | 2035-36 | 2036-37 | 2037-38 | 2038-39 | 2039-40 | 2040-41 | 2041-42 | 2042-43 | 2043-44 | 2044-45 | 2045-46 | 2046-47 | 2047-48 | 2048-49 | 2049-50
SA1 | Black Coal | 0 | 0 | 0 | 0 | 0 | 0 | 0 | 0 | 0 | 0 | 0 | 0 | 0 | 0 | 0 | 0 | 0 | 0 | 0 | 0 | 0 | 0 | 0 | 0 | 0 | 0 | 0
SA1 | Brown Coal | 0 | 0 | 0 | 0 | 0 | 0 | 0 | 0 | 0 | 0 | 0 | 0 | 0 | 0 | 0 | 0 | 0 | 0 | 0 | 0 | 0 | 0 | 0 | 0 | 0 | 0 | 0
SA1 | CCGT | 0 | 0 | 0 | 0 | 0 | 0 | 0 | 0 | 0 | 0 | 0 | 0 | 0 | 0 | 0 | 0 | 0 | 0 | 0 | 0 | 0 | 0 | 0 | 0 | 0 | 0 | 0
SA1 | Gas - Steam | 0 | 0 | 0 | 0 | 0 | 0 | 0 | 0 | 0 | 0 | 0 | 0 | 0 | 0 | 0 | 0 | 0 | 0 | 0 | 0 | 0 | 0 | 0 | 0 | 0 | 0 | 0
SA1 | OCGT / Diesel | 0 | 0 | 0 | 0 | 0 | 0 | 0 | 0 | 0 | 0 | 0 | 0 | 0 | 0 | 0 | 0 | 0 | 0 | 0 | 0 | 0 | 0 | 0 | 0 | 0 | 0 | 0
SA1 | Hydro | 0 | 0 | 0 | 0 | 0 | 0 | 0 | 0 | 0 | 0 | 0 | 0 | 0 | 0 | 0 | 0 | 0 | 0 | 0 | 0 | 0 | 0 | 0 | 0 | 0 | 0 | 0
SA1 | Hydrogen Turbine | 0 | 0 | 0 | 0 | 0 | 0 | 0 | 0 | 0 | 0 | 0 | 0 | 0 | 0 | 0 | 0 | 0 | 0 | 0 | 0 | 0 | 0 | 0 | 0 | 0 | 0 | 0
SA1 | Wind | 0 | 0 | 0 | 0 | 0 | 0 | 0 | 0 | 0 | 0 | 0 | 0 | 0 | 0 | 0 | 0 | 0 | 0 | 0 | 0 | 0 | 0 | 0 | 0 | 0 | 0 | 0
SA1 | Solar PV | 0 | 0 | 0 | 0 | 0 | 0 | 0 | 0 | 0 | 0 | 0 | 0 | 0 | 0 | 0 | 0 | 0 | 0 | 0 | 0 | 0 | 0 | 0 | 0 | 0 | 0 | 0
SA1 | Grid Battery | 0 | 0 | 0 | 0 | 0 | 0 | 0 | 0 | 0 | 0 | 0 | 0 | 0 | 0 | 0 | 0 | 0 | 0 | 0 | 0 | 0 | 0 | 0 | 0 | 0 | 0 | 0
SA1 | Pumped Hydro | 0 | 0 | 0 | 0 | 0 | 0 | 0 | 0 | 0 | 0 | 0 | 0 | 0 | 0 | 0 | 0 | 0 | 0 | 0 | 0 | 0 | 0 | 0 | 0 | 0 | 0 | 0
SA1 | VPP | 0 | 0 | 0 | 0 | 0 | 0 | 0 | 0 | 0 | 0 | 0 | 0 | 0 | 0 | 0 | 0 | 0 | 0 | 0 | 0 | 0 | 0 | 0 | 0 | 0 | 0 | 0
Total excluding storage |  | 0 | 0 | 0 | 0 | 0 | 0 | 0 | 0 | 0 | 0 | 0 | 0 | 0 | 0 | 0 | 0 | 0 | 0 | 0 | 0 | 0 | 0 | 0 | 0 | 0 | 0 | 0
Region | Technology | 2023-24 | 2024-25 | 2025-26 | 2026-27 | 2027-28 | 2028-29 | 2029-30 | 2030-31 | 2031-32 | 2032-33 | 2033-34 | 2034-35 | 2035-36 | 2036-37 | 2037-38 | 2038-39 | 2039-40 | 2040-41 | 2041-42 | 2042-43 | 2043-44 | 2044-45 | 2045-46 | 2046-47 | 2047-48 | 2048-49 | 2049-50
TAS1 | Black Coal | 0 | 0 | 0 | 0 | 0 | 0 | 0 | 0 | 0 | 0 | 0 | 0 | 0 | 0 | 0 | 0 | 0 | 0 | 0 | 0 | 0 | 0 | 0 | 0 | 0 | 0 | 0
TAS1 | Brown Coal | 0 | 0 | 0 | 0 | 0 | 0 | 0 | 0 | 0 | 0 | 0 | 0 | 0 | 0 | 0 | 0 | 0 | 0 | 0 | 0 | 0 | 0 | 0 | 0 | 0 | 0 | 0
TAS1 | CCGT | 0 | 0 | 0 | 0 | 0 | 0 | 0 | 0 | 0 | 0 | 0 | 0 | 0 | 0 | 0 | 0 | 0 | 0 | 0 | 0 | 0 | 0 | 0 | 0 | 0 | 0 | 0
TAS1 | Gas - Steam | 0 | 0 | 0 | 0 | 0 | 0 | 0 | 0 | 0 | 0 | 0 | 0 | 0 | 0 | 0 | 0 | 0 | 0 | 0 | 0 | 0 | 0 | 0 | 0 | 0 | 0 | 0
TAS1 | OCGT / Diesel | 0 | 0 | 0 | 0 | 0 | 0 | 0 | 0 | 0 | 0 | 0 | 0 | 0 | 0 | 0 | 0 | 0 | 0 | 0 | 0 | 0 | 0 | 0 | 0 | 0 | 0 | 0
TAS1 | Hydro | 0 | 0 | 0 | 0 | 0 | 0 | 0 | 0 | 0 | 0 | 0 | 0 | 0 | 0 | 0 | 0 | 0 | 0 | 0 | 0 | 0 | 0 | 0 | 0 | 0 | 0 | 0
TAS1 | Hydrogen Turbine | 0 | 0 | 0 | 0 | 0 | 0 | 0 | 0 | 0 | 0 | 0 | 0 | 0 | 0 | 0 | 0 | 0 | 0 | 0 | 0 | 0 | 0 | 0 | 0 | 0 | 0 | 0
TAS1 | Wind | 0 | 0 | 0 | 0 | 0 | 0 | 0 | 0 | 0 | 0 | 0 | 0 | 0 | 0 | 0 | 0 | 0 | 0 | 0 | 0 | 0 | 0 | 0 | 0 | 0 | 0 | 0
TAS1 | Solar PV | 0 | 0 | 0 | 0 | 0 | 0 | 0 | 0 | 0 | 0 | 0 | 0 | 0 | 0 | 0 | 0 | 0 | 0 | 0 | 0 | 0 | 0 | 0 | 0 | 0 | 0 | 0
TAS1 | Grid Battery | 0 | 0 | 0 | 0 | 0 | 0 | 0 | 0 | 0 | 0 | 0 | 0 | 0 | 0 | 0 | 0 | 0 | 0 | 0 | 0 | 0 | 0 | 0 | 0 | 0 | 0 | 0
TAS1 | Pumped Hydro | 0 | 0 | 0 | 0 | 0 | 0 | 0 | 0 | 0 | 0 | 0 | 0 | 0 | 0 | 0 | 0 | 0 | 0 | 0 | 0 | 0 | 0 | 0 | 0 | 0 | 0 | 0
TAS1 | VPP | 0 | 0 | 0 | 0 | 0 | 0 | 0 | 0 | 0 | 0 | 0 | 0 | 0 | 0 | 0 | 0 | 0 | 0 | 0 | 0 | 0 | 0 | 0 | 0 | 0 | 0 | 0
Total excluding storage |  | 0 | 0 | 0 | 0 | 0 | 0 | 0 | 0 | 0 | 0 | 0 | 0 | 0 | 0 | 0 | 0 | 0 | 0 | 0 | 0 | 0 | 0 | 0 | 0 | 0 | 0 | 0

## Option 5A_REZ Tx Cost
REZ transmission expansion cost by region ($000s) - Option 5A, Progressive Change Scenario
REZ Expansion | Real June 2021 dollars discounted to 1 July 2021. As with the total capital costs, the REZ transmission expansion costs are annualised for modelling purposes.
Explicitly modelled generation
Region | Technology | 2023-24 | 2024-25 | 2025-26 | 2026-27 | 2027-28 | 2028-29 | 2029-30 | 2030-31 | 2031-32 | 2032-33 | 2033-34 | 2034-35 | 2035-36 | 2036-37 | 2037-38 | 2038-39 | 2039-40 | 2040-41 | 2041-42 | 2042-43 | 2043-44 | 2044-45 | 2045-46 | 2046-47 | 2047-48 | 2048-49 | 2049-50
NSW1 | Transmission | 0 | 0.00031476 | 0.00038985 | 0.0004703 | 0.00050584 | 0.00060425 | 0.00062074 | 0.00061459 | 0.00062416 | 0.0006663 | 13353.5791 | 17105.8932 | 21043.4821 | 23082.2826 | 21878.9409 | 20738.3327 | 19709.5971 | 18629.6725 | 17658.4576 | 16932.2382 | 17755.4254 | 16782.5736 | 31589.9053 | 58016.4435 | 58751.6154 | 65933.7956 | 70891.2525
QLD1 | Transmission | 68.974 | 65.4778 | 62.0644 | 58.829 | 56.1742 | 78.4489 | 79.957 | 77.2883 | 73.6144 | 69.5811 | 66.9477 | 72.8177 | 29549.9138 | 31411.0677 | 50343.2925 | 47729.2974 | 45683.0727 | 53903.9306 | 61486.5624 | 74292.8319 | 75468.479 | 71925.6703 | 72672.1472 | 114974.3352 | 116008.8159 | 149205.3186 | 162957.4539
VIC1 | Transmission | 0 | 0.00013338 | 0.00015075 | 0.00014581 | 0.00013858 | 0.00013895 | 0.0001395 | 0.00013925 | 0.00014214 | 0.00014587 | 0.00015399 | 0.00016112 | 0.0003125 | 0.0005856 | 0.00060596 | 0.00071901 | 0.00070678 | 10462.0922 | 9916.6751 | 12151.4168 | 11548.6395 | 10915.8685 | 10346.7948 | 9807.3886 | 13000.2934 | 14350.9221 | 14177.0682
SA1 | Transmission | 57.1282 | 54.0096 | 51.1961 | 48.5278 | 46.121 | 43.5953 | 41.323 | 39.1701 | 37.2275 | 35.1935 | 1756.6272 | 1665.0602 | 1597.9389 | 1546.7523 | 4323.3179 | 4405.8558 | 4187.303 | 11337.4535 | 10856.2693 | 10702.3543 | 11104.3913 | 12174.7965 | 11554.6169 | 25769.0574 | 32844.4046 | 34659.7915 | 34573.7362
TAS1 | Transmission | 0 | 0.00018212 | 0.00022493 | 0.00023696 | 0.00025865 | 0.00034038 | 0.00034103 | 0.00033652 | 0.00033458 | 0.00034955 | 101.5293 | 203.4027 | 212.1126 | 200.4999 | 3432.4695 | 3253.5257 | 3092.1329 | 2922.7093 | 2770.3406 | 2661.4509 | 2657.7198 | 2512.0985 | 5894.5225 | 5587.2255 | 5310.0684 | 5019.12 | 4757.4598
NEM | Total | 126.1021 | 119.4881 | 113.2613 | 107.3576 | 102.2961 | 122.0452 | 121.2811 | 116.4594 | 110.843 | 104.7757 | 15278.6834 | 19047.174 | 52403.4477 | 56240.603 | 79978.0214 | 76127.0123 | 72672.1064 | 97255.8581 | 102688.305 | 116740.2922 | 118534.655 | 114311.0074 | 132057.9868 | 214154.4501 | 225915.1976 | 269168.9479 | 287356.9707

## Option 5A_USE+DSP Cost
USE+DSP cost by region ($000s) - Option 5A, Progressive Change Scenario
USE+DSP | Real June 2021 dollars discounted to 1 July 2021
Explicitly modelled generation
Region | Technology | 2023-24 | 2024-25 | 2025-26 | 2026-27 | 2027-28 | 2028-29 | 2029-30 | 2030-31 | 2031-32 | 2032-33 | 2033-34 | 2034-35 | 2035-36 | 2036-37 | 2037-38 | 2038-39 | 2039-40 | 2040-41 | 2041-42 | 2042-43 | 2043-44 | 2044-45 | 2045-46 | 2046-47 | 2047-48 | 2048-49 | 2049-50
NSW1 | USE+DSP | 18535.823 | 16178.8674 | 27003.482 | 116.9995 | 24853.1466 | 32686.213 | 0.14638 | 33764.9812 | 1535.8625 | 10723.2276 | 46527.9124 | 58846.0546 | 58.9516 | 47.2364 | 9237.0732 | 0.15837 | 0.15925 | 45.2238 | 12043.5443 | 6.3914 | 346.5542 | 521.1346 | 156.7336 | 10665.2495 | 105.0538 | 285.1007 | 885.2037
QLD1 | USE+DSP | 0.017158 | 0.017489 | 0.017578 | 0.01753 | 0.017592 | 1760.4716 | 0.017528 | 7292.9942 | 0.01775 | 391.8161 | 3103.9213 | 5244.3955 | 10184.6787 | 0.019135 | 85956.4286 | 0.019136 | 0.019245 | 15.3863 | 1007.9176 | 395.5376 | 977.5365 | 1127.8547 | 341.9677 | 2585.9663 | 0.020309 | 1847.8266 | 4282.408
VIC1 | USE+DSP | 27.9589 | 2852.1163 | 0.18687 | 0.20389 | 20.2859 | 52.2325 | 0.18767 | 54.8295 | 0.9621 | 59.6866 | 49.8393 | 151.5449 | 12747.3205 | 2832.6337 | 8636.3653 | 0.20508 | 59.79 | 522.2738 | 8893.6227 | 83.9447 | 676.9306 | 1180.4572 | 349.8067 | 4.7854 | 866.6461 | 1676.6891 | 1777.6724
SA1 | USE+DSP | 4.1548 | 0.020698 | 0.020699 | 1.3803 | 15.9046 | 28.117 | 0.020318 | 31.9433 | 1.5303 | 36.4783 | 5.1946 | 116.6524 | 799.5346 | 804.4045 | 1277.8068 | 0.022374 | 7.1744 | 833.7586 | 1448.2997 | 42.2357 | 284.1985 | 513.9659 | 137.1685 | 0.024766 | 392.1388 | 749.7526 | 828.2967
TAS1 | USE+DSP | 0.012081 | 0.012033 | 0.012024 | 0.01202 | 0.012046 | 0.012037 | 0.01218 | 11.6646 | 0.012325 | 27.509 | 0.013216 | 29.5872 | 28.7491 | 0.013511 | 163.785 | 0.013464 | 6.0046 | 35.8488 | 171.9884 | 0.013555 | 152.271 | 268.5924 | 86.4436 | 0.013951 | 182.0211 | 272.806 | 32.4548
NEM | Total | 18567.9659 | 19031.034 | 27003.7192 | 118.6132 | 24889.3667 | 34527.0461 | 0.38408 | 41156.4128 | 1538.3849 | 11238.7176 | 49686.8809 | 64388.2347 | 23819.2345 | 3684.3072 | 105271.459 | 0.41842 | 73.1474 | 1452.4914 | 23565.3726 | 528.123 | 2437.4908 | 3612.0048 | 1072.1201 | 13256.0399 | 1545.88 | 4832.175 | 7806.0356