## Overview of the model
VNI West RIT-T PADR assessment
Legend applied throughout the model template
Table Row Name
Input Cell
Calculation cell
Parameter Cell
Output Cell

## R1 Interface and results
R1 Interface and results
Interface for scenario settings and key results
Scenario settings
| Parameters |  |  |  | S1 | S2 | S3
| General parameters |  |  | Unit | Step | Progressive | Hydrogen
| Commercial discount rate |  |  | Percent | 5.5% | 5.5% | 5.5%
| Cost parameters |  |  | Unit | Step | Progressive | Hydrogen
| Capital cost (network) |  |  | Factor | 1 | 1 | 1
| Capital cost (battery) |  |  | Factor | 1 | 1 | 1
| Operating expenditure |  |  | Factor | 1 | 1 | 1
| Benefit parameters |  |  | Unit | Step | Progressive | Hydrogen
| Avoided involuntary load shedding |  |  | Factor | 1 | 1 | 1
| Avoided unrelated TNSP expenditure |  |  | Factor | 1 | 1 | 1
| Avoided fuel consumption from generation dispatch |  |  | Factor | 1 | 1 | 1
| Avoided voluntary load curtailment |  |  | Factor | 1 | 1 | 1
| Avoided costs for non RIT-T proponent parties |  |  | Factor | 1 | 1 | 1
| Scenario weightings |  |  | Unit | Step | Progressive | Hydrogen
| Weightings |  |  | % | 0.52 | 0.3 | 0.18
Weighted NPV results
| Net present value ($, PV) | S1 | S2 | S3 |  |  |  | Weighted NPV results
| Option | Step | Progressive | Hydrogen | Weighted | Rank
| Option 1 | 883.7443 | -169.3418 | 1543.1465 | 686.5108 | 1
| Option 2 | 788.549 | -360.865 | 1538.7312 | 578.7576 | 2
| Max (all scenarios) |  | 1543.1465
| Min (all scenarios) |  | -360.865
| Option 1 vs Option 2 (weighted) |  | 107.7533
| Weighted NPV breakdown for each option ($, PV) | [6 empty] | Scenario results
| Option | PV Market benefits | PV Costs | NPV | Rank
| Option 1 | 2390.7247 | -1704.2138 | 686510845.4677 | 1
| Option 2 | 2585.1168 | -2006.3592 | 578757570.3306 | 2

## R2 Charts
R2 Charts
Standard output charts
Standard charts
| Step | NPV result | [8 empty] | Progressive | NPV result | [7 empty] | Hydrogen | NPV result | [7 empty] | Weighted | NPV result
| Step | NPV breakdown | [8 empty] | Progressive | NPV breakdown | [7 empty] | Hydrogen | NPV breakdown | [7 empty] | Weighted | NPV breakdown
| Option | Transmission capex | Transmission opex | Avoided unserved energy | Avoided REZ transmission capex | Avoided fuel costs | Avoided voluntary load curtailment | Avoided generation/storage costs (excl. fuel costs) | NPV |  | Option | Transmission capex | Transmission opex | Avoided unserved energy | Avoided REZ transmission capex | Avoided fuel costs | Avoided voluntary load curtailment | Avoided generation/storage costs (excl. fuel costs) | NPV | Option | Transmission capex | Transmission opex | Avoided unserved energy | Avoided REZ transmission capex | Avoided fuel costs | Avoided voluntary load curtailment | Avoided generation/storage costs (excl. fuel costs) | NPV | Option | Transmission capex | Transmission opex | Avoided unserved energy | Avoided REZ transmission capex | Avoided fuel costs | Avoided voluntary load curtailment | Avoided generation/storage costs (excl. fuel costs) | NPV
| Option 1 VNI West (via Kerang) | -1718.3956 | -193.2239 | 2.1134 | 203.9897 | 1299.6021 | -5.6921 | 1295.3508 | 883.7443 |  | Option 1 VNI West (via Kerang) | -1048.6339 | -92.154 | 18.5896 | 138.1602 | 291.9066 | 12.7391 | 510.0507 | -169.3418 | Option 1 VNI West (via Kerang) | -1833.0765 | -211.0086 | -13.3597 | 220.0777 | 1124.3029 | 24.5869 | 2231.6239 | 1543.1465 | Option 1 VNI West (via Kerang) | -1538.1096 | -166.1042 | 4.2711 | 187.1367 | 965.7396 | 5.2875 | 1228.2899 | 686.5108
| Option 2 VTL + VNI West (via Kerang) | -1996.4714 | -217.2935 | 9.0684 | 212.6416 | 1241.3247 | -4.0335 | 1543.3126 | 788.549 |  | Option 2 VTL + VNI West (via Kerang) | -1326.7098 | -116.2235 | 19.5344 | 163.609 | 280.0836 | 16.8644 | 601.9769 | -360.865 | Option 2 VTL + VNI West (via Kerang) | -2111.1524 | -235.0782 | -17.7901 | 232.4254 | 1035.2387 | 26.5267 | 2608.5612 | 1538.7312 | Option 2 VTL + VNI West (via Kerang) | -1816.1855 | -190.1737 | 7.3737 | 201.4929 | 915.8569 | 7.7367 | 1452.6566 | 578.7576
| Step | Option 1 gross benefits breakdown over time | [8 empty] | Progressive | Option 1 gross benefits breakdown over time | [7 empty] | Hydrogen | Option 1 gross benefits breakdown over time
Sensitivities
| NPV | ACTIVE
| Option 1 VNI West (via Kerang) | 686.5108
| Option 2 VTL + VNI West (via Kerang) | 578.7576
| Discount rate sensitivities |  | NPV | [5 empty] | Capex sensitivities |  | Network | [5 empty] | Capex sensitivities |  | VTL
| High discount rate | Option 1 VNI West (via Kerang) | 292.2695 | [5 empty] | High network capex | Option 1 VNI West (via Kerang) | 225.078 | [5 empty] | High VTL battery capex | Option 1 VNI West (via Kerang) | 686.5108
|  | Option 2 VTL + VNI West (via Kerang) | 203.2981 | [6 empty] | Option 2 VTL + VNI West (via Kerang) | 118.263 | [6 empty] | Option 2 VTL + VNI West (via Kerang) | 494.3965
| Low discount rate | Option 1 VNI West (via Kerang) | 1963.2814 | [5 empty] | Low network capex | Option 1 VNI West (via Kerang) | 1147.9437 | [5 empty] | Low VTL battery capex | Option 1 VNI West (via Kerang) | 686.5108
|  | Option 2 VTL + VNI West (via Kerang) | 1813.5621 | [6 empty] | Option 2 VTL + VNI West (via Kerang) | 1039.2522 | [6 empty] | Option 2 VTL + VNI West (via Kerang) | 663.1186
Tiled chart
|  | Option 1 VNI West (via Kerang) |  | Option 2 VTL + VNI West (via Kerang)

## I1 General Inputs
I1 General Inputs
Inputs and parameters for RIT-T assessment
General parameter and option inputs
General parameters
| Parameter | Unit | Value | Note
| First year of analysis | Year | 2022 | Earliest initiation of project options
| Base year for dollar inputs | Year | 2021
| Analysis period | Years | 27
Option descriptions
| Option name | Option applicable 1/0 | Short description
| Base case | 1 | Do nothing
| Option 1 | 1 | VNI West (via Kerang)
| Option 2 | 1 | VNI West (via Kerang) + virtual transmission line
Sensitivity inputs
| Cost and benefit categories |  |  |  | Scenarios
| Cost categories |  |  |  | Scenario | Name
| Capital cost (network) |  |  |  | S1 | Step
| Capital cost (battery) |  |  |  | S2 | Progressive
| Operating expenditure |  |  |  | S3 | Hydrogen
Unplanned corrective maintenance
Decommissioning costs
| Benefit categories |  | Benefit input category
| Avoided involuntary load shedding |  | Involuntary load shedding
| Avoided unrelated TNSP expenditure |  | Timing of unrelated network expenditure
| Avoided fuel consumption from generation dispatch |  | Avoided generation dispatch costs
| Avoided voluntary load curtailment |  | Avoided voluntary load curtailment
| Avoided costs for non RIT-T proponent parties |  | Cost for non-RIT-T proponent parties
| Competition benefits: cost savings |  | Competition benefits: cost savings
| Competition benefits: demand response |  | Competition benefits: demand response
| NNO proponent receipts |  | NNO proponent receipts

## I2 CBA Inputs
I2 CBA Inputs
Inputs and parameters for the VNI West PADR RIT-T assessment
Cost inputs
| Capital cost (network) |  |  |  | Commissioning | Commissioning | Commissioning |  |  | Build profile for step change
| Option | Component | Transgrid = 1 NNO = 0 | Total amount | S1 | S2 | S3 | Asset life |  | 2022 | 2023 | 2024 | 2025 | 2026 | 2027 | 2028 | 2029 | 2030 | 2031 | 2032 | 2033 | 2034 | 2035 | 2036 | 2037 | 2038 | 2039 | 2040 | 2041 | 2042 | 2043 | 2044 | 2045 | 2046 | 2047 | 2048
| Option 1 | NSW 500kV Substation Works (Dinawan & Gugaa) | 1 | 354291294.0282 | 2032 | 2039 | 2031 | 40 |  | Build profile for step change 2022: 0; Build profile for step change 2023: 0; Build profile for step change 2024: 0; Build profile for step change 2025: 0; Build profile for step change 2026: 0; Build profile for step change 2027: 2001563.1451; Build profile for step change 2028: 60117611.0504; Build profile for step change 2029: 202730822.8294; Build profile for step change 2030: 85313529.1078; Build profile for step change 2031: 4127767.8955
| Option 1 | NSW 500kV Line Works (VIC/NSW Border to Gugaa) | 1 | 750574480 | 2032 | 2039 | 2031 | 50 |  | Build profile for step change 2022: 0; Build profile for step change 2023: 0; Build profile for step change 2024: 0; Build profile for step change 2025: 0; Build profile for step change 2026: 0; Build profile for step change 2027: 5085059.2852; Build profile for step change 2028: 152731437.4414; Build profile for step change 2029: 380480245.6974; Build profile for step change 2030: 201790961.52; Build profile for step change 2031: 10486776.056
| Option 1 | NSW 500kV PEC Enhanced Line Works (Dinawan to Wagga) | 1 | 181500000 | 2032 | 2039 | 2031 | 50 |  | Build profile for step change 2022: 0; Build profile for step change 2023: 0; Build profile for step change 2024: 163350000; Build profile for step change 2025: 18150000; Build profile for step change 2026: 0; Build profile for step change 2027: 0; Build profile for step change 2028: 0; Build profile for step change 2029: 0; Build profile for step change 2030: 0; Build profile for step change 2031: 0
| Option 1 | NSW Power Flow Control & Repeater Site | 1 | 183096275.9835 | 2032 | 2039 | 2031 | 40 |  | Build profile for step change 2022: 0; Build profile for step change 2023: 0; Build profile for step change 2024: 0; Build profile for step change 2025: 0; Build profile for step change 2026: 0; Build profile for step change 2027: 1034399.5582; Build profile for step change 2028: 31068532.8426; Build profile for step change 2029: 104770451.0746; Build profile for step change 2030: 44089679.1255; Build profile for step change 2031: 2133213.3827
| Option 1 | NSW Property / Land Access / Easements | 1 | 65651275.2543 | 2032 | 2039 | 2031 | #N/A |  | Build profile for step change 2022: 0; Build profile for step change 2023: 0; Build profile for step change 2024: 0; Build profile for step change 2025: 35908505.9575; Build profile for step change 2026: 29742769.2968; Build profile for step change 2027: 0; Build profile for step change 2028: 0; Build profile for step change 2029: 0; Build profile for step change 2030: 0; Build profile for step change 2031: 0
| Option 1 | NSW Biodiversity Offset Costs | 1 | 66479309.3566 | 2032 | 2039 | 2031 | 50 |  | Build profile for step change 2022: 0; Build profile for step change 2023: 0; Build profile for step change 2024: 0; Build profile for step change 2025: 0; Build profile for step change 2026: 66479309.3566; Build profile for step change 2027: 0; Build profile for step change 2028: 0; Build profile for step change 2029: 0; Build profile for step change 2030: 0; Build profile for step change 2031: 0
| Option 1 | NSW early works | 1 | 49507365.4486 | 2032 | 2039 | 2031 | 50 |  | Build profile for step change 2022: 5498581.9661; Build profile for step change 2023: 17032648.1417; Build profile for step change 2024: 20032628.0748; Build profile for step change 2025: 3797808.5126; Build profile for step change 2026: 3145698.7533; Build profile for step change 2027: 0; Build profile for step change 2028: 0; Build profile for step change 2029: 0; Build profile for step change 2030: 0; Build profile for step change 2031: 0
| Option 1 | VIC 500kV Substation Works | 1 | 640996710 | 2032 | 2039 | 2031 | 40 |  | Build profile for step change 2022: 0; Build profile for step change 2023: 0; Build profile for step change 2024: 0; Build profile for step change 2025: 0; Build profile for step change 2026: 0; Build profile for step change 2027: 3621300.9252; Build profile for step change 2028: 108766970.9809; Build profile for step change 2029: 366787986.7207; Build profile for step change 2030: 154352343.3919; Build profile for step change 2031: 7468107.9814
| Option 1 | VIC 500kV Line Works (VIC side) | 1 | 707564210 | 2032 | 2039 | 2031 | 50 |  | Build profile for step change 2022: 0; Build profile for step change 2023: 0; Build profile for step change 2024: 0; Build profile for step change 2025: 0; Build profile for step change 2026: 0; Build profile for step change 2027: 4793669.4516; Build profile for step change 2028: 143979447.4166; Build profile for step change 2029: 358677535.1961; Build profile for step change 2030: 190227707.0133; Build profile for step change 2031: 9885850.9225
| Option 1 | VIC Power Flow Control | 1 | 88655080 | 2032 | 2039 | 2031 | 40 |  | Build profile for step change 2022: 0; Build profile for step change 2023: 0; Build profile for step change 2024: 0; Build profile for step change 2025: 0; Build profile for step change 2026: 0; Build profile for step change 2027: 500855.493; Build profile for step change 2028: 15043360.3843; Build profile for step change 2029: 50729774.1134; Build profile for step change 2030: 21348189.6835; Build profile for step change 2031: 1032900.3257
| Option 1 | VIC Property / Land Access / Easements | 1 | 55530000 | 2032 | 2039 | 2031 | #N/A |  | Build profile for step change 2022: 0; Build profile for step change 2023: 0; Build profile for step change 2024: 0; Build profile for step change 2025: 30372591.0593; Build profile for step change 2026: 25157408.9407; Build profile for step change 2027: 0; Build profile for step change 2028: 0; Build profile for step change 2029: 0; Build profile for step change 2030: 0; Build profile for step change 2031: 0
| Option 1 | VIC Biodiversity Offset Costs | 1 | 24255000 | 2032 | 2039 | 2031 | 50 |  | Build profile for step change 2022: 0; Build profile for step change 2023: 0; Build profile for step change 2024: 0; Build profile for step change 2025: 0; Build profile for step change 2026: 14740000; Build profile for step change 2027: 9515000; Build profile for step change 2028: 0; Build profile for step change 2029: 0; Build profile for step change 2030: 0; Build profile for step change 2031: 0
| Option 1 | VIC early works I | 1 | 88130000 | 2032 | 2039 | 2031 | 40 |  | Build profile for step change 2022: 9788241.0886; Build profile for step change 2023: 30320483.9751; Build profile for step change 2024: 35660865.7365; Build profile for step change 2025: 6760627.6598; Build profile for step change 2026: 5599781.5399; Build profile for step change 2027: 0; Build profile for step change 2028: 0; Build profile for step change 2029: 0; Build profile for step change 2030: 0; Build profile for step change 2031: 0
| Option 2 | NSW 500kV Substation Works (Dinawan & Gugaa) | 1 | 354291294.0282 | 2032 | 2039 | 2031 | 40 |  | Build profile for step change 2022: 0; Build profile for step change 2023: 0; Build profile for step change 2024: 0; Build profile for step change 2025: 0; Build profile for step change 2026: 0; Build profile for step change 2027: 2001563.1451; Build profile for step change 2028: 60117611.0504; Build profile for step change 2029: 202730822.8294; Build profile for step change 2030: 85313529.1078; Build profile for step change 2031: 4127767.8955
| Option 2 | NSW 500kV Line Works (VIC/NSW Border to Gugaa) | 1 | 750574480 | 2032 | 2039 | 2031 | 50 |  | Build profile for step change 2022: 0; Build profile for step change 2023: 0; Build profile for step change 2024: 0; Build profile for step change 2025: 0; Build profile for step change 2026: 0; Build profile for step change 2027: 5085059.2852; Build profile for step change 2028: 152731437.4414; Build profile for step change 2029: 380480245.6974; Build profile for step change 2030: 201790961.52; Build profile for step change 2031: 10486776.056
| Option 2 | NSW 500kV PEC Enhanced Line Works (Dinawan to Wagga) | 1 | 181500000 | 2032 | 2039 | 2031 | 50 |  | Build profile for step change 2022: 0; Build profile for step change 2023: 0; Build profile for step change 2024: 163350000; Build profile for step change 2025: 18150000; Build profile for step change 2026: 0; Build profile for step change 2027: 0; Build profile for step change 2028: 0; Build profile for step change 2029: 0; Build profile for step change 2030: 0; Build profile for step change 2031: 0
| Option 2 | NSW Power Flow Control & Repeater Site | 1 | 183096275.9835 | 2032 | 2039 | 2031 | 40 |  | Build profile for step change 2022: 0; Build profile for step change 2023: 0; Build profile for step change 2024: 0; Build profile for step change 2025: 0; Build profile for step change 2026: 0; Build profile for step change 2027: 1034399.5582; Build profile for step change 2028: 31068532.8426; Build profile for step change 2029: 104770451.0746; Build profile for step change 2030: 44089679.1255; Build profile for step change 2031: 2133213.3827
| Option 2 | NSW Property / Land Access / Easements | 1 | 65651275.2543 | 2032 | 2039 | 2031 | #N/A |  | Build profile for step change 2022: 0; Build profile for step change 2023: 0; Build profile for step change 2024: 0; Build profile for step change 2025: 35908505.9575; Build profile for step change 2026: 29742769.2968; Build profile for step change 2027: 0; Build profile for step change 2028: 0; Build profile for step change 2029: 0; Build profile for step change 2030: 0; Build profile for step change 2031: 0
| Option 2 | NSW Biodiversity Offset Costs | 1 | 66479309.3566 | 2032 | 2039 | 2031 | 50 |  | Build profile for step change 2022: 0; Build profile for step change 2023: 0; Build profile for step change 2024: 0; Build profile for step change 2025: 0; Build profile for step change 2026: 66479309.3566; Build profile for step change 2027: 0; Build profile for step change 2028: 0; Build profile for step change 2029: 0; Build profile for step change 2030: 0; Build profile for step change 2031: 0
| Option 2 | NSW early works | 1 | 49507365.4486 | 2032 | 2039 | 2031 | 50 |  | Build profile for step change 2022: 5498581.9661; Build profile for step change 2023: 17032648.1417; Build profile for step change 2024: 20032628.0748; Build profile for step change 2025: 3797808.5126; Build profile for step change 2026: 3145698.7533; Build profile for step change 2027: 0; Build profile for step change 2028: 0; Build profile for step change 2029: 0; Build profile for step change 2030: 0; Build profile for step change 2031: 0
| Option 2 | VIC 500kV Substation Works | 1 | 640996710 | 2032 | 2039 | 2031 | 40 |  | Build profile for step change 2022: 0; Build profile for step change 2023: 0; Build profile for step change 2024: 0; Build profile for step change 2025: 0; Build profile for step change 2026: 0; Build profile for step change 2027: 3621300.9252; Build profile for step change 2028: 108766970.9809; Build profile for step change 2029: 366787986.7207; Build profile for step change 2030: 154352343.3919; Build profile for step change 2031: 7468107.9814
| Option 2 | VIC 500kV Line Works (VIC side) | 1 | 707564210 | 2032 | 2039 | 2031 | 50 |  | Build profile for step change 2022: 0; Build profile for step change 2023: 0; Build profile for step change 2024: 0; Build profile for step change 2025: 0; Build profile for step change 2026: 0; Build profile for step change 2027: 4793669.4516; Build profile for step change 2028: 143979447.4166; Build profile for step change 2029: 358677535.1961; Build profile for step change 2030: 190227707.0133; Build profile for step change 2031: 9885850.9225
| Option 2 | VIC Power Flow Control | 1 | 88655080 | 2032 | 2039 | 2031 | 40 |  | Build profile for step change 2022: 0; Build profile for step change 2023: 0; Build profile for step change 2024: 0; Build profile for step change 2025: 0; Build profile for step change 2026: 0; Build profile for step change 2027: 500855.493; Build profile for step change 2028: 15043360.3843; Build profile for step change 2029: 50729774.1134; Build profile for step change 2030: 21348189.6835; Build profile for step change 2031: 1032900.3257
| Option 2 | VIC Property / Land Access / Easements | 1 | 55530000 | 2032 | 2039 | 2031 | #N/A |  | Build profile for step change 2022: 0; Build profile for step change 2023: 0; Build profile for step change 2024: 0; Build profile for step change 2025: 30372591.0593; Build profile for step change 2026: 25157408.9407; Build profile for step change 2027: 0; Build profile for step change 2028: 0; Build profile for step change 2029: 0; Build profile for step change 2030: 0; Build profile for step change 2031: 0
| Option 2 | VIC Biodiversity Offset Costs | 1 | 24255000 | 2032 | 2039 | 2031 | 50 |  | Build profile for step change 2022: 0; Build profile for step change 2023: 0; Build profile for step change 2024: 0; Build profile for step change 2025: 0; Build profile for step change 2026: 14740000; Build profile for step change 2027: 9515000; Build profile for step change 2028: 0; Build profile for step change 2029: 0; Build profile for step change 2030: 0; Build profile for step change 2031: 0
| Option 2 | VIC early works I | 1 | 88130000 | 2032 | 2039 | 2031 | 40 |  | Build profile for step change 2022: 9788241.0886; Build profile for step change 2023: 30320483.9751; Build profile for step change 2024: 35660865.7365; Build profile for step change 2025: 6760627.6598; Build profile for step change 2026: 5599781.5399; Build profile for step change 2027: 0; Build profile for step change 2028: 0; Build profile for step change 2029: 0; Build profile for step change 2030: 0; Build profile for step change 2031: 0
| Option 2 | NSW battery land and development | 1 | 17500000 | 2027 | 2027 | 2027 | #N/A |  | Build profile for step change 2022: 0; Build profile for step change 2023: 0; Build profile for step change 2024: 0; Build profile for step change 2025: 4375000; Build profile for step change 2026: 13125000; Build profile for step change 2027: 0; Build profile for step change 2028: 0; Build profile for step change 2029: 0; Build profile for step change 2030: 0; Build profile for step change 2031: 0
| Option 2 | NSW battery storage and capacity | 1 | 135000000 | 2027 | 2027 | 2027 | 20 |  | Build profile for step change 2022: 0; Build profile for step change 2023: 0; Build profile for step change 2024: 0; Build profile for step change 2025: 33750000; Build profile for step change 2026: 101250000; Build profile for step change 2027: 0; Build profile for step change 2028: 0; Build profile for step change 2029: 0; Build profile for step change 2030: 0; Build profile for step change 2031: 0
| Option 2 | NSW battery storage and capacity (replacement) | 1 | 135000000 | 2047 | 2047 | 2047 | 20 |  | 0 | 0 | 0 | 0 | 0 | 0 | 0 | 0 | 0 | 0 | 0 | 0 | 0 | 0 | 0 | 0 | 0 | 0 | 0 | 0 | 0 | 0 | 0 | 33750000 | 101250000
| Option 2 | NSW battery connection | 1 | 18100000 | 2027 | 2027 | 2027 | 40 |  | Build profile for step change 2022: 0; Build profile for step change 2023: 0; Build profile for step change 2024: 0; Build profile for step change 2025: 4525000; Build profile for step change 2026: 13575000; Build profile for step change 2027: 0; Build profile for step change 2028: 0; Build profile for step change 2029: 0; Build profile for step change 2030: 0; Build profile for step change 2031: 0
| Option 2 | VIC battery land and development | 1 | 17500000 | 2027 | 2027 | 2027 | #N/A |  | Build profile for step change 2022: 0; Build profile for step change 2023: 0; Build profile for step change 2024: 0; Build profile for step change 2025: 4375000; Build profile for step change 2026: 13125000; Build profile for step change 2027: 0; Build profile for step change 2028: 0; Build profile for step change 2029: 0; Build profile for step change 2030: 0; Build profile for step change 2031: 0
| Option 2 | VIC battery storage and capacity | 1 | 135000000 | 2027 | 2027 | 2027 | 20 |  | Build profile for step change 2022: 0; Build profile for step change 2023: 0; Build profile for step change 2024: 0; Build profile for step change 2025: 33750000; Build profile for step change 2026: 101250000; Build profile for step change 2027: 0; Build profile for step change 2028: 0; Build profile for step change 2029: 0; Build profile for step change 2030: 0; Build profile for step change 2031: 0
| Option 2 | VIC battery storage and capacity (replacement) | 1 | 135000000 | 2047 | 2047 | 2047 | 20 |  | 0 | 0 | 0 | 0 | 0 | 0 | 0 | 0 | 0 | 0 | 0 | 0 | 0 | 0 | 0 | 0 | 0 | 0 | 0 | 0 | 0 | 0 | 0 | 33750000 | 101250000
| Option 2 | VIC battery connection | 1 | 25000000 | 2027 | 2027 | 2027 | 40 |  | Build profile for step change 2022: 0; Build profile for step change 2023: 0; Build profile for step change 2024: 0; Build profile for step change 2025: 6250000; Build profile for step change 2026: 18750000; Build profile for step change 2027: 0; Build profile for step change 2028: 0; Build profile for step change 2029: 0; Build profile for step change 2030: 0; Build profile for step change 2031: 0
Operating expenditure | bar: Build profile for step change 2022 to Build profile for step change 2042
| Option name |  | Unit | 2022 | 2023 | 2024 | 2025 | 2026 | 2027 | 2028 | 2029 | 2030 | 2031 | 2032 | 2033 | 2034 | 2035 | 2036 | 2037 | 2038 | 2039 | 2040 | 2041 | 2042 | 2043 | 2044 | 2045 | 2046 | 2047 | 2048
| Base case |  | $, real | 0 | 0 | 0 | 0 | 0 | 0 | 0 | 0 | 0 | 0 | 0 | 0 | 0 | 0 | 0 | 0 | 0 | 0 | 0 | 0 | 0 | 0 | 0 | 0 | 0 | 0 | 0
| Option 1 |  | $, real | 0 | 0 | 0 | 0 | 0 | 0 | 0 | 0 | 0 | 30378854.1546 | 30378854.1546 | 30378854.1546 | 30378854.1546 | 30378854.1546 | 30378854.1546 | 30378854.1546 | 30378854.1546 | 30378854.1546 | 30378854.1546 | 30378854.1546 | 30378854.1546 | 30378854.1546 | 30378854.1546 | 30378854.1546 | 30378854.1546 | 30378854.1546 | 30378854.1546
| Option 2 |  | $, real | 0 | 0 | 0 | 0 | 0 | 2500000 | 2500000 | 2500000 | 2500000 | 32878854.1546 | 32878854.1546 | 32878854.1546 | 32878854.1546 | 32878854.1546 | 32878854.1546 | 32878854.1546 | 32878854.1546 | 32878854.1546 | 32878854.1546 | 32878854.1546 | 32878854.1546 | 32878854.1546 | 32878854.1546 | 32878854.1546 | 32878854.1546 | 32878854.1546 | 32878854.1546
'Market benefit' inputs
Involuntary load shedding
| Step | S1 | Unit | 2022 | 2023 | 2024 | 2025 | 2026 | 2027 | 2028 | 2029 | 2030 | 2031 | 2032 | 2033 | 2034 | 2035 | 2036 | 2037 | 2038 | 2039 | 2040 | 2041 | 2042 | 2043 | 2044 | 2045 | 2046 | 2047 | 2048
| Base case |  | $, real | 0 | 0 | 26182100.237 | 105052466.7886 | 176727485.0611 | 51008500.627 | 1758.3961 | 84757194.0276 | 14509148.6804 | 18882443.1218 | 2163.2387 | 2237.8901 | 2395.6127 | 2575.7627 | 2675.3172 | 2846.9387 | 3046.4637 | 3205.3296 | 3399.9864 | 3593.7516 | 3771.7651 | 4045.6752 | 4341.9546 | 4532.3494 | 4798.8299 | 5104.4149 | 5407.8926
| Option 1 |  | $, real | 0 | 0 | 22076623.1408 | 105054743.1109 | 174265055.8008 | 51560688.2637 | 1675.0205 | 86436463.8576 | 15406747.3636 | 20961539.0333 | 2060.3107 | 2131.4045 | 2281.5555 | 2453.3168 | 2547.6364 | 2711.314 | 2901.5086 | 3052.5641 | 3237.9974 | 3422.6023 | 3592.0817 | 3852.8076 | 4134.7133 | 4316.0319 | 4569.223 | 4860.239 | 5149.2894
| Option 2 |  | $, real | 0 | 0 | 22076857.2525 | 105055939.082 | 172246648.5394 | 45614768.2706 | 1455.3087 | 86635080.7727 | 15662760.8067 | 18596826.7023 | 1790.044 | 1851.8248 | 1982.2698 | 2131.4827 | 2213.448 | 2355.643 | 2520.9137 | 2652.1341 | 2813.2406 | 2973.6173 | 3120.8815 | 3347.3959 | 3592.3756 | 3749.9124 | 3969.9015 | 4222.8329 | 4473.8933
| Progressive | S2 | Unit | 2022 | 2023 | 2024 | 2025 | 2026 | 2027 | 2028 | 2029 | 2030 | 2031 | 2032 | 2033 | 2034 | 2035 | 2036 | 2037 | 2038 | 2039 | 2040 | 2041 | 2042 | 2043 | 2044 | 2045 | 2046 | 2047 | 2048
| Base case |  | $, real | 0 | 0 | 13332845.5069 | 10122213.7642 | 55121799.7412 | 682.6732 | 716.3122 | 100064423.6276 | 7678887.7538 | 58136754.5002 | 888.0836 | 10850335.8988 | 47965747.2804 | 54148323.7893 | 21197196.1786 | 1208.1481 | 146297849.772 | 1357.4007 | 1436.8624 | 1521.2815 | 1591.064 | 1695.8291 | 1825.8527 | 1897.799 | 2011.1173 | 2155.2184 | 2296.2126
| Option 1 |  | $, real | 0 | 0 | 13333249.3695 | 10133116.911 | 57106302.2762 | 1457.1568 | 1528.9168 | 98403621.9275 | 7428005.867 | 58056243.9039 | 1895.2879 | 11179937.9836 | 26320077.543 | 31555410.7505 | 21611476.2099 | 2578.1036 | 151934323.8485 | 2895.9484 | 3065.004 | 3245.1965 | 3394.0392 | 3616.0249 | 3894.3555 | 4047.7631 | 4288.8331 | 4596.39 | 4896.7194
| Option 2 |  | $, real | 0 | 0 | 13333365.5834 | 10150871.5315 | 56859496.3934 | 1696.3826 | 1779.9004 | 98824151.1524 | 7474077.6364 | 58258746.3796 | 2206.4252 | 11194228.5238 | 24859416.054 | 29755303.3673 | 21506820.4823 | 3001.2504 | 152988575.1096 | 3371.1133 | 3567.8435 | 3777.4874 | 3950.8042 | 4209.0997 | 4533.3124 | 4711.6737 | 4992.4626 | 5351.1252 | 5700.8976
| Hydrogen | S3 | Unit | 2022 | 2023 | 2024 | 2025 | 2026 | 2027 | 2028 | 2029 | 2030 | 2031 | 2032 | 2033 | 2034 | 2035 | 2036 | 2037 | 2038 | 2039 | 2040 | 2041 | 2042 | 2043 | 2044 | 2045 | 2046 | 2047 | 2048
| Base case |  | $, real | 0 | 0 | 13995032.9334 | 51303005.607 | 78591399.4502 | 51889004.1277 | 3364331.9453 | 55459872.4904 | 7697421.3604 | 3626.3218 | 3853.5223 | 3981.9813 | 4249.354 | 4558.9024 | 4721.8716 | 5010.941 | 5356.7349 | 5617.6118 | 5940.6677 | 6267.9276 | 6563.1189 | 7001.5647 | 7559.1158 | 7851.2973 | 8299.4943 | 8807.973 | 9273.4991
| Option 1 |  | $, real | 0 | 0 | 13826545.5897 | 50176455.2552 | 81287397.2634 | 51966532.9932 | 3824769.7653 | 55899550.5694 | 26603684.8997 | 4889.601 | 5196.1849 | 5369.3072 | 5730.0668 | 6147.267 | 6364.941 | 6757.3505 | 7222.8329 | 7575.1185 | 8009.5132 | 8452.1542 | 8848.2798 | 9440.5738 | 10190.2744 | 10583.6626 | 11190.1033 | 11874.6686 | 12501.6175
| Option 2 |  | $, real | 0 | 0 | 13850889.6808 | 50326168.7055 | 89829764.7382 | 49685674.984 | 4302298.0179 | 57151158.0006 | 23797722.3567 | 4529.543 | 4813.6049 | 4973.9784 | 5308.2022 | 5694.7063 | 5896.3735 | 6259.9111 | 6691.1192 | 7017.5161 | 7419.9756 | 7830.0568 | 8197.0575 | 8745.756 | 9440.3282 | 9804.7714 | 10366.6627 | 11000.8705 | 11581.7951
Timing of unrelated network expenditure
| Step | S1 | Unit | 2022 | 2023 | 2024 | 2025 | 2026 | 2027 | 2028 | 2029 | 2030 | 2031 | 2032 | 2033 | 2034 | 2035 | 2036 | 2037 | 2038 | 2039 | 2040 | 2041 | 2042 | 2043 | 2044 | 2045 | 2046 | 2047 | 2048
| Base case |  | $, real | 0 | 0 | 2130764.6703 | 15158277.6827 | 16360470.7941 | 35130666.6452 | 275185411.665 | 577957898.7617 | 40589202.1429 | 147924247.404 | 226306814.3041 | 275815584.5751 | 728395255.1624 | 93583446.187 | 3455845.3686 | 468149087.5212 | 1964899573.7782 | 219740068.9422 | 377213384.2804 | 460794757.6005 | 416647294.2249 | 899664201.5193 | 389803270.478 | 27281190.4158 | 133089410.8538 | 633816675.3284 | 41778694.0951
| Option 1 |  | $, real | 0 | 0 | 2129061.927 | 12650393.55 | 12749189.7796 | 38657976.4127 | 137067128.4924 | 631605331.1882 | 37204495.0046 | 174207289.2301 | 156390841.815 | 315703275.2677 | 834442240.6192 | 37117121.0441 | 12049.9833 | 327891485.9382 | 1884909633.0897 | 180347892.7895 | 397006706.2881 | 425241055.1557 | 338130495.3055 | 877093678.6378 | 254010310.1617 | 16803567.6722 | 127452495.5221 | 738462006.28 | 43321842.5386
| Option 2 |  | $, real | 0 | 0 | 2127717.7072 | 12233393.3614 | 14369044.6096 | 38104434.0952 | 136763628.2827 | 623265867.1304 | 36493532.1902 | 183507063.4191 | 152757117.4272 | 292429423.6249 | 852554345.4272 | 37479207.6684 | 10288.9981 | 348269070.0906 | 1857882304.1531 | 178200730.6128 | 396196071.7421 | 429940047.1803 | 339070986.1625 | 873812237.212 | 248698154.0315 | 17106831.6565 | 128256357.5721 | 739193730.3489 | 43528072.9382
| Progressive | S2 | Unit | 2022 | 2023 | 2024 | 2025 | 2026 | 2027 | 2028 | 2029 | 2030 | 2031 | 2032 | 2033 | 2034 | 2035 | 2036 | 2037 | 2038 | 2039 | 2040 | 2041 | 2042 | 2043 | 2044 | 2045 | 2046 | 2047 | 2048
| Base case |  | $, real | 0 | 0 | 2111909.976 | 6064.4982 | 8239.1654 | 211.8282 | 408.5643 | 478611.9838 | 27835.3143 | 8017011.1375 | 371664.4409 | 153676.2262 | 433975540.9463 | 284506331.6678 | 300389786.7721 | 292852976.9823 | 926827911.623 | 134.3499 | 39964964.8405 | 46334862.8222 | 182506050.6187 | 450070941.1983 | 415882382.4163 | 74754296.9233 | 588701391.1771 | 646290722.3462 | 161562795.544
| Option 1 |  | $, real | 0 | 0 | 2115117.9841 | 6385.0676 | 7980.7108 | 546.207 | 734.9837 | 469594.1921 | 27843.9741 | 6531654.7306 | 13216.0919 | 89120.0323 | 366021898.9082 | 269858172.6326 | 300254883.4435 | 296681116.825 | 693265617.0885 | 1951270.3633 | 16455251.3278 | 103810607.085 | 160160018.8009 | 410794197.3483 | 348200655.0435 | 99929847.8485 | 628903095.986 | 680526411.3523 | 150215396.4828
| Option 2 |  | $, real | 0 | 0 | 2116051.4838 | 6423.6083 | 8073.3244 | 620.615 | 855.1602 | 469686.1297 | 28003.1305 | 6121646.9899 | 13244.8286 | 104391.213 | 350137250.146 | 280537510.2699 | 297528291.1002 | 294802506.9915 | 617292249.4307 | 26257.6717 | 13200121.3948 | 108496331.2474 | 162896179.3174 | 407143270.6381 | 371190578.5745 | 109531087.4845 | 633286569.9146 | 682161827.1185 | 149651806.7382
| Hydrogen | S3 | Unit | 2022 | 2023 | 2024 | 2025 | 2026 | 2027 | 2028 | 2029 | 2030 | 2031 | 2032 | 2033 | 2034 | 2035 | 2036 | 2037 | 2038 | 2039 | 2040 | 2041 | 2042 | 2043 | 2044 | 2045 | 2046 | 2047 | 2048
| Base case |  | $, real | 0 | 0 | 555793397.4398 | 9859769.9124 | 1343943264.9225 | 1384033791.6729 | 2060818814.2665 | 1651568751.928 | 2799916370.6427 | 427695394.9057 | 1228128129.6447 | 602562119.8614 | 1922515117.6601 | 6617664556.5918 | 2017466623.3779 | 2881661892.4994 | 3464468166.4471 | 1262436169.5068 | 234015959.5699 | 1029711658.7408 | 2281880000.6918 | 1737145877.8067 | 1621587327.3819 | 906453261.808 | 892368473.345 | 2648223250.8939 | 202956858.7935
| Option 1 |  | $, real | 0 | 0 | 540443412.1175 | 9337772.9281 | 1314516697.306 | 1364841084.141 | 1997225329.7559 | 1683261910.4806 | 2738982547.0518 | 563867694.9495 | 993288894.9927 | 519821293.1739 | 1968781328.2166 | 6666344119.8626 | 2143899927.7881 | 2619175014.3485 | 3477544890.4352 | 1395528780.7366 | 256677152.2862 | 1015255711.3539 | 2329567904.9186 | 1635494122.2631 | 1446825569.801 | 857242307.3074 | 921962064.3882 | 2650415124.7945 | 229537890.1371
| Option 2 |  | $, real | 0 | 0 | 536633004.3611 | 8282979.9859 | 1238194646.8521 | 1414617515.8097 | 1998012379.0493 | 1660670243.697 | 2791023978.0539 | 533557300.3416 | 1026014299.8699 | 522443792.3074 | 1960608226.2213 | 6634392026.347 | 2156178590.3886 | 2642509773.6311 | 3477116247.904 | 1387455864.8224 | 254660467.3242 | 1021351120.0807 | 2325933865.0036 | 1637906780.6355 | 1448897423.0468 | 856881780.4045 | 916050267.2635 | 2657001859.4838 | 228658821.0775
| 0 | 0 | Unit | 2022 | 2023 | 2024 | 2025 | 2026 | 2027 | 2028 | 2029 | 2030 | 2031 | 2032 | 2033 | 2034 | 2035 | 2036 | 2037 | 2038 | 2039 | 2040 | 2041 | 2042 | 2043 | 2044 | 2045 | 2046 | 2047 | 2048
| Base case |  | MWh | 0 | 0 | 0 | 0 | 0 | 0 | 0 | 0 | 0 | 0 | 0 | 0 | 0 | 0 | 0 | 0 | 0 | 0 | 0 | 0 | 0 | 0 | 0 | 0 | 0 | 0 | 0
| Option 1 |  | MWh | 0 | 0 | 0 | 0 | 0 | 0 | 0 | 0 | 0 | 0 | 0 | 0 | 0 | 0 | 0 | 0 | 0 | 0 | 0 | 0 | 0 | 0 | 0 | 0 | 0 | 0 | 0
| Option 2 |  | MWh | 0 | 0 | 0 | 0 | 0 | 0 | 0 | 0 | 0 | 0 | 0 | 0 | 0 | 0 | 0 | 0 | 0 | 0 | 0 | 0 | 0 | 0 | 0 | 0 | 0 | 0 | 0
| #REF! |  | MWh | 0 | 0 | 0 | 0 | 0 | 0 | 0 | 0 | 0 | 0 | 0 | 0 | 0 | 0 | 0 | 0 | 0 | 0 | 0 | 0 | 0 | 0 | 0 | 0 | 0 | 0 | 0
| #REF! |  | MWh | 0 | 0 | 0 | 0 | 0 | 0 | 0 | 0 | 0 | 0 | 0 | 0 | 0 | 0 | 0 | 0 | 0 | 0 | 0 | 0 | 0 | 0 | 0 | 0 | 0 | 0 | 0
| #REF! |  | MWh | 0 | 0 | 0 | 0 | 0 | 0 | 0 | 0 | 0 | 0 | 0 | 0 | 0 | 0 | 0 | 0 | 0 | 0 | 0 | 0 | 0 | 0 | 0 | 0 | 0 | 0 | 0
Avoided generation dispatch costs
| Step | S1 | Unit | 2022 | 2023 | 2024 | 2025 | 2026 | 2027 | 2028 | 2029 | 2030 | 2031 | 2032 | 2033 | 2034 | 2035 | 2036 | 2037 | 2038 | 2039 | 2040 | 2041 | 2042 | 2043 | 2044 | 2045 | 2046 | 2047 | 2048
| Base case |  | $, real | 0 | 0 | 2241989637.2695 | 2186922297.2887 | 1906347720.7194 | 1710322663.2061 | 1602240744.475 | 1589374436.0472 | 1341678946.3741 | 1429888236.0785 | 1393684438.2762 | 1327077387.2191 | 1279303651.6563 | 1607725984.669 | 1229383137.4278 | 1321182270.113 | 1236440309.0049 | 1384717665.2845 | 1456678245.3112 | 1892577436.6716 | 1369399489.1451 | 1658798413.6796 | 2274353867.8515 | 1670325613.1323 | 1914173717.0087 | 2439501090.6061 | 2151942974.4292
| Option 1 |  | $, real | 0 | 0 | 2242612762.8455 | 2195219104.749 | 1914298880.3547 | 1718476215.7452 | 1616357208.5831 | 1588908765.9271 | 1352895952.4604 | 1412650907.6928 | 1299552785.6906 | 1171416187.9773 | 1152088930.3761 | 1466021356.5306 | 1046958293.2544 | 1087393494.1909 | 1007189959.4433 | 1174360152.1861 | 1260519722.866 | 1770391596.8866 | 1141672381.6649 | 1419790056.7705 | 2014569608.2173 | 1414467350.0982 | 1571154218.0227 | 1947656875.458 | 1778904517.3354
| Option 2 |  | $, real | 0 | 0 | 2242263961.1606 | 2195183909.3971 | 1924941214.763 | 1723315614.0111 | 1626593013.1021 | 1594808861.8364 | 1371939717.5379 | 1406177521.6597 | 1299484767.9116 | 1182413934.4379 | 1161243027.543 | 1474651074.2229 | 1049556487.468 | 1090636552.1772 | 1009612211.8965 | 1175672901.9296 | 1263347817.968 | 1773490202.49 | 1143070418.2531 | 1424836763.266 | 2018875067.3222 | 1417421680.3951 | 1574035133.8739 | 1952587573.0568 | 1785457602.0135
| Progressive | S2 | Unit | 2022 | 2023 | 2024 | 2025 | 2026 | 2027 | 2028 | 2029 | 2030 | 2031 | 2032 | 2033 | 2034 | 2035 | 2036 | 2037 | 2038 | 2039 | 2040 | 2041 | 2042 | 2043 | 2044 | 2045 | 2046 | 2047 | 2048
| Base case |  | $, real | 0 | 0 | 2084524402.3986 | 2011836266.5025 | 1842995691.7427 | 1647689859.8952 | 1645614286.4818 | 1734630458.1646 | 1519506810.3645 | 1563838908.6044 | 1472472631.0492 | 1707957433.0858 | 1661497905.5273 | 1947197345.2396 | 1554488852.4331 | 1581432184.5886 | 1614189054.7762 | 1319229231.9461 | 1471177568.9877 | 1732939700.7085 | 1335358760.5904 | 1526743409.0219 | 1850569098.2889 | 1600984692.3446 | 1756936848.2775 | 2346262939.7354 | 3157747466.8354
| Option 1 |  | $, real | 0 | 0 | 2084400209.0546 | 2010927402.6976 | 1840372271.3947 | 1646962241.8285 | 1643593085.642 | 1731801733.8505 | 1509239882.5874 | 1551790872.004 | 1467060223.0644 | 1722761002.392 | 1701297785.6565 | 1984280092.8431 | 1577026396.2804 | 1595899639.9084 | 1653654565.9526 | 1263047271.1074 | 1449873738.5303 | 1690349194.1265 | 1233023064.9979 | 1384925525.4428 | 1736079038.2807 | 1466952561.1593 | 1606317781.0149 | 2267136661.4031 | 2750848622.7136
| Option 2 |  | $, real | 0 | 0 | 2084806441.1805 | 2011256995.4311 | 1846693640.5415 | 1651629707.1208 | 1650520494.0906 | 1739602972.4692 | 1513488018.968 | 1551720788.0816 | 1466927138.1133 | 1722436832.4385 | 1702220704.9288 | 1968382472.5768 | 1576100431.2964 | 1584379050.378 | 1653604635.8793 | 1266462249.5885 | 1451195795.3998 | 1697155064.4415 | 1235710652.5282 | 1385193049.0321 | 1733622700.6843 | 1462537118.942 | 1607185788.1807 | 2267339659.9841 | 2749897892.0927
| Hydrogen | S3 | Unit | 2022 | 2023 | 2024 | 2025 | 2026 | 2027 | 2028 | 2029 | 2030 | 2031 | 2032 | 2033 | 2034 | 2035 | 2036 | 2037 | 2038 | 2039 | 2040 | 2041 | 2042 | 2043 | 2044 | 2045 | 2046 | 2047 | 2048
| Base case |  | $, real | 0 | 0 | 1991475972.9427 | 1955796922.4656 | 1875449913.8451 | 1509444637.9165 | 1114777966.321 | 1370806522.875 | 1051940202.5096 | 1188433725.936 | 899208119.0731 | 644883983.0224 | 659005494.8237 | 717208838.6031 | 340547600.3623 | 311136165.6542 | 511138047.3076 | 490668187.1102 | 469678525.0122 | 1046008109.9046 | 986324400.1369 | 1048260851.6515 | 1257566829.4365 | 967839035.7692 | 933072789.8825 | 1266036793.701 | 1086056209.064
| Option 1 |  | $, real | 0 | 0 | 1996113654.8961 | 1956048490.1376 | 1889689128.7356 | 1506468601.1155 | 1125266516.1783 | 1343623844.1451 | 1071210123.4717 | 941123427.2064 | 783978345.9351 | 510105259.9187 | 533030390.8815 | 621476288.1474 | 336850085.6278 | 223223486.0098 | 477309049.8893 | 260693206.784 | 315685030.0675 | 770552300.2764 | 566060466.8399 | 600749482.7512 | 1151310646.8671 | 822538895.2327 | 691217197.0303 | 1165828818.3524 | 972955172.8267
| Option 2 |  | $, real | 0 | 0 | 2001369818.7754 | 1954379089.6612 | 1902756276.3868 | 1520893537.3385 | 1126773812.9395 | 1365771824.9529 | 1066456718.0049 | 946906225.383 | 788538036.8766 | 514296845.5458 | 540577639.2024 | 637623121.0741 | 342509294.8866 | 227807006.187 | 480139697.7575 | 268093394.0631 | 332789753.271 | 785292877.4173 | 577054965.1191 | 613588958.567 | 1152304972.8038 | 832689869.0696 | 701742227.8093 | 1166022652.0501 | 974306736.0322
| 0 | 0 | Unit | 2022 | 2023 | 2024 | 2025 | 2026 | 2027 | 2028 | 2029 | 2030 | 2031 | 2032 | 2033 | 2034 | 2035 | 2036 | 2037 | 2038 | 2039 | 2040 | 2041 | 2042 | 2043 | 2044 | 2045 | 2046 | 2047 | 2048
| Base case |  | $, real | 0 | 0 | 0 | 0 | 0 | 0 | 0 | 0 | 0 | 0 | 0 | 0 | 0 | 0 | 0 | 0 | 0 | 0 | 0 | 0 | 0 | 0 | 0 | 0 | 0 | 0 | 0
| Option 1 |  | $, real | 0 | 0 | 0 | 0 | 0 | 0 | 0 | 0 | 0 | 0 | 0 | 0 | 0 | 0 | 0 | 0 | 0 | 0 | 0 | 0 | 0 | 0 | 0 | 0 | 0 | 0 | 0
| Option 2 |  | $, real | 0 | 0 | 0 | 0 | 0 | 0 | 0 | 0 | 0 | 0 | 0 | 0 | 0 | 0 | 0 | 0 | 0 | 0 | 0 | 0 | 0 | 0 | 0 | 0 | 0 | 0 | 0
| #REF! |  | $, real | 0 | 0 | 0 | 0 | 0 | 0 | 0 | 0 | 0 | 0 | 0 | 0 | 0 | 0 | 0 | 0 | 0 | 0 | 0 | 0 | 0 | 0 | 0 | 0 | 0 | 0 | 0
| #REF! |  | $, real | 0 | 0 | 0 | 0 | 0 | 0 | 0 | 0 | 0 | 0 | 0 | 0 | 0 | 0 | 0 | 0 | 0 | 0 | 0 | 0 | 0 | 0 | 0 | 0 | 0 | 0 | 0
| #REF! |  | $, real | 0 | 0 | 0 | 0 | 0 | 0 | 0 | 0 | 0 | 0 | 0 | 0 | 0 | 0 | 0 | 0 | 0 | 0 | 0 | 0 | 0 | 0 | 0 | 0 | 0 | 0 | 0
Avoided voluntary load curtailment
| Step | S1 | Unit | 2022 | 2023 | 2024 | 2025 | 2026 | 2027 | 2028 | 2029 | 2030 | 2031 | 2032 | 2033 | 2034 | 2035 | 2036 | 2037 | 2038 | 2039 | 2040 | 2041 | 2042 | 2043 | 2044 | 2045 | 2046 | 2047 | 2048
| Base case |  | $, real | 0 | 0 | 14671573.181 | 21672303.4349 | 47338668.9284 | 19714895.3698 | 11546982.244 | 22278753.4181 | 12727438.0111 | 16983340.1751 | 9918446.8454 | 4213269.1948 | 24643386.1191 | 3661600.7321 | 23652701.5684 | 1976718.9054 | 34400590.0923 | 55185.0088 | 17946144.8453 | 9164215.9637 | 17885505.1987 | 17124980.1072 | 25708726.3863 | 33717270.6827 | 3872532.3879 | 31452442.8711 | 3875201.6659
| Option 1 |  | $, real | 0 | 0 | 11659167.1848 | 21672049.9612 | 46849541.8864 | 21241384.8717 | 11445266.5563 | 22060263.4568 | 12867670.8658 | 16693602.5442 | 9101025.5408 | 16635706.9385 | 13177534.93 | 1642653.2719 | 26421604.4605 | 4741547.6772 | 53230129.5254 | 15905.8462 | 12984357.5689 | 13527877.4318 | 20261271.2254 | 10400641.6158 | 30817057.527 | 27702315.6819 | 4523682.6927 | 32848800.431 | 2541911.2811
| Option 2 |  | $, real | 0 | 0 | 11659605.6881 | 21671204.494 | 46103441.72 | 18234115.715 | 13287345.4198 | 21993157.2175 | 12993388.1877 | 16646855.9392 | 9085455.4987 | 16522545.1806 | 12465382.3687 | 1706811.8174 | 26504869.5867 | 4979036.6613 | 53155066.8586 | 18562.6065 | 12994101.101 | 13600991.2004 | 20253412.454 | 10573964.7055 | 30863740.5235 | 27876211.3808 | 4519204.6401 | 32745993.3896 | 2500347.7595
| Progressive | S2 | Unit | 2022 | 2023 | 2024 | 2025 | 2026 | 2027 | 2028 | 2029 | 2030 | 2031 | 2032 | 2033 | 2034 | 2035 | 2036 | 2037 | 2038 | 2039 | 2040 | 2041 | 2042 | 2043 | 2044 | 2045 | 2046 | 2047 | 2048
| Base case |  | $, real | 0 | 0 | 3806641.6935 | 12938847.5568 | 22676890.1878 | 6614025.9022 | 4198241.5411 | 17651248.0311 | 15014738.5118 | 24073603.7467 | 235084.4848 | 16426359.638 | 59054108.4577 | 87389533.992 | 27823668.1265 | 1264159.2122 | 94489626.8925 | 547219.2546 | 4742759.6054 | 2314852.989 | 63069052.4168 | 22583572.2372 | 28320925.3623 | 11858134.4845 | 11634982.2334 | 31760521.5485 | 7441450.1241
| Option 1 |  | $, real | 0 | 0 | 3796845.8546 | 12942314.6138 | 22834955.4088 | 7365931.9227 | 4183009.6891 | 17227900.6745 | 15034516.2381 | 23067462.4141 | 213932.5752 | 17397702.1329 | 52453070.1498 | 81275556.4039 | 29124252.8481 | 3031892.0881 | 95038836.0489 | 13224.9957 | 3487816.1397 | 4654842.3415 | 69467814.4721 | 2817301.5632 | 29618165.6382 | 8866459.8242 | 9569858.0674 | 17391374.5895 | 7508705.4296
| Option 2 |  | $, real | 0 | 0 | 3797668.9693 | 12943178.3193 | 22875178.1144 | 3389516.7539 | 3827611.5461 | 17549163.6872 | 14960159.6564 | 23462870.7926 | 215290.4243 | 17451740.2277 | 52123895.1258 | 80377063.0315 | 27438157.4526 | 1856436.6517 | 95194377.3595 | 15240.997 | 3660382.6017 | 5075231.0716 | 69727540.8106 | 2795832.5635 | 29687154.0785 | 8923042.346 | 9410644.8328 | 17570325.2426 | 7523607.4982
| Hydrogen | S3 | Unit | 2022 | 2023 | 2024 | 2025 | 2026 | 2027 | 2028 | 2029 | 2030 | 2031 | 2032 | 2033 | 2034 | 2035 | 2036 | 2037 | 2038 | 2039 | 2040 | 2041 | 2042 | 2043 | 2044 | 2045 | 2046 | 2047 | 2048
| Base case |  | $, real | 0 | 0 | 8728395.914 | 20531316.0539 | 38993909.7429 | 26651851.0172 | 19422537.6353 | 45054429.0078 | 22502257.2957 | 28713226.3308 | 1188916.769 | 2934343.7411 | 174452.298 | 1717463.2903 | 5382282.9865 | 25017.874 | 14452821.0426 | 28263.7321 | 10293311.8789 | 31033.3307 | 13174452.64 | 34957.5904 | 9938537.5025 | 10678582.6433 | 39722.5731 | 43509.8636 | 85839.7461
| Option 1 |  | $, real | 0 | 0 | 5969491.4254 | 20544511.3217 | 37386890.7345 | 26118344.3114 | 20117592.6495 | 47353730.1297 | 26376755.6666 | 7142336.6846 | 969297.1102 | 3211523.2361 | 28445.2031 | 30413.6467 | 1003815.0517 | 97690.8171 | 14526152.8574 | 37457.102 | 1970734.8821 | 574775.7004 | 2359755.2161 | 45843.5836 | 50152.9702 | 9070886.8414 | 182884.8789 | 57358.3499 | 60237.7795
| Option 2 |  | $, real | 0 | 0 | 5969563.8986 | 20573674.5645 | 40015392.6681 | 26343050.6515 | 20372599.2715 | 40011389.3037 | 26274602.932 | 7152746.1436 | 967125.1491 | 3221982.8422 | 26049.5732 | 27838.829 | 1540835.2035 | 94843.1638 | 14706621.1764 | 34291.224 | 2252409.2871 | 869455.4413 | 2421070.4508 | 41974.9942 | 45907.9949 | 9065054.9776 | 180904.3223 | 52503.5159 | 55195.1253
| 0 | 0 | Unit | 2022 | 2023 | 2024 | 2025 | 2026 | 2027 | 2028 | 2029 | 2030 | 2031 | 2032 | 2033 | 2034 | 2035 | 2036 | 2037 | 2038 | 2039 | 2040 | 2041 | 2042 | 2043 | 2044 | 2045 | 2046 | 2047 | 2048
| Base case |  | $, real | 0 | 0 | 0 | 0 | 0 | 0 | 0 | 0 | 0 | 0 | 0 | 0 | 0 | 0 | 0 | 0 | 0 | 0 | 0 | 0 | 0 | 0 | 0 | 0 | 0 | 0 | 0
| Option 1 |  | $, real | 0 | 0 | 0 | 0 | 0 | 0 | 0 | 0 | 0 | 0 | 0 | 0 | 0 | 0 | 0 | 0 | 0 | 0 | 0 | 0 | 0 | 0 | 0 | 0 | 0 | 0 | 0
| Option 2 |  | $, real | 0 | 0 | 0 | 0 | 0 | 0 | 0 | 0 | 0 | 0 | 0 | 0 | 0 | 0 | 0 | 0 | 0 | 0 | 0 | 0 | 0 | 0 | 0 | 0 | 0 | 0 | 0
| #REF! |  | $, real | 0 | 0 | 0 | 0 | 0 | 0 | 0 | 0 | 0 | 0 | 0 | 0 | 0 | 0 | 0 | 0 | 0 | 0 | 0 | 0 | 0 | 0 | 0 | 0 | 0 | 0 | 0
| #REF! |  | $, real | 0 | 0 | 0 | 0 | 0 | 0 | 0 | 0 | 0 | 0 | 0 | 0 | 0 | 0 | 0 | 0 | 0 | 0 | 0 | 0 | 0 | 0 | 0 | 0 | 0 | 0 | 0
| #REF! |  | $, real | 0 | 0 | 0 | 0 | 0 | 0 | 0 | 0 | 0 | 0 | 0 | 0 | 0 | 0 | 0 | 0 | 0 | 0 | 0 | 0 | 0 | 0 | 0 | 0 | 0 | 0 | 0
Cost for non-RIT-T proponent parties
| Step | S1 | Unit | 2022 | 2023 | 2024 | 2025 | 2026 | 2027 | 2028 | 2029 | 2030 | 2031 | 2032 | 2033 | 2034 | 2035 | 2036 | 2037 | 2038 | 2039 | 2040 | 2041 | 2042 | 2043 | 2044 | 2045 | 2046 | 2047 | 2048
| Base case |  | $, real | 0 | 0 | 6528317673.8733 | 2834734493.5633 | 19378069544.245 | 4652516566.6023 | 10087031327.17 | 12355970626.0793 | 6226662569.4957 | 5302556811.3344 | 5261169461.6483 | 11190461292.7949 | 8944690780.0515 | 3447339434.1355 | 6059791986.5798 | 2487056527.7595 | 15383989338.3208 | 3333599477.4051 | 7253828855.3403 | 3336427892.7866 | 7043543386.4206 | 8500475658.1738 | 4325100435.9866 | 2085675366.1548 | 1253905586.3399 | 4470954015.7448 | 834286199.8469
| Option 1 |  | $, real | 0 | 0 | 6419327479.4768 | 2560888213.6793 | 18838643434.8025 | 4880881208.3473 | 9763453279.3552 | 12028266444.5613 | 6022496271.534 | 5427925710.178 | 3982819831.0684 | 11422625563.5936 | 9510588547.8217 | 3403563829.6675 | 6057454602.6731 | 2883002461.9116 | 16227302220.4894 | 2836556110.7748 | 6317436057.9115 | 2774334875.3003 | 7816262820.65 | 8255547812.0101 | 4896946325.9294 | 1943884325.5441 | 1251042431.9537 | 4607325761.167 | 656286872.8052
| Option 2 |  | $, real | 0 | 0 | 6317210028.0623 | 2553491977.638 | 18749339234.1785 | 4749317339.1876 | 10080919999.8732 | 11780247793.5009 | 6122786109.1707 | 5413866263.995 | 3874377161.1386 | 10923238272.6608 | 9751974992.1181 | 3463782978.393 | 6141784726.5653 | 2945228818.8756 | 16260572502.8335 | 2815179444.4994 | 6274575315.0101 | 2823754662.6158 | 7833510733.405 | 8225424147.5905 | 4913904056.5021 | 1947530780.5427 | 1251990404.9408 | 4606279047.9801 | 653212788.3959
| Progressive | S2 | Unit | 2022 | 2023 | 2024 | 2025 | 2026 | 2027 | 2028 | 2029 | 2030 | 2031 | 2032 | 2033 | 2034 | 2035 | 2036 | 2037 | 2038 | 2039 | 2040 | 2041 | 2042 | 2043 | 2044 | 2045 | 2046 | 2047 | 2048
| Base case |  | $, real | 0 | 0 | 980421320.9417 | 3322889013.6391 | 6933796950.4332 | 5779585611.5813 | 7137865617.5106 | 7492465197.0486 | 5819266043.5866 | 1309600857.0143 | 807985911.3361 | 3654630237.3653 | 16006695428.4894 | 4907355878.7702 | 6658195062.5942 | 7913160815.5924 | 14395957131.9681 | 5190727666.1252 | 2126819159.6389 | 3006480081.0381 | 6928740698.9292 | 4986928083.3863 | 4158544762.3157 | 2445749292.5955 | 4920553172.9276 | 5662147064.461 | 1463986936.6309
| Option 1 |  | $, real | 0 | 0 | 980497970.7372 | 3324559756.8503 | 6916182439.7918 | 5774302270.9495 | 7101118874.4716 | 7477653988.2956 | 5972792464.9021 | 1340263638.0718 | 807467694.4285 | 2897447940.385 | 15781770369.069 | 4937634630.1476 | 6657388491.9177 | 7920147142.7692 | 14348427481.4949 | 5759059256.7629 | 1043764310.6827 | 3444301100.6696 | 7444247310.3861 | 4869853654.4873 | 4029181360.4952 | 2636248667.2803 | 4264561706.4132 | 5364176043.1547 | 1741439205.6933
| Option 2 |  | $, real | 0 | 0 | 980410179.6871 | 3327330139.5058 | 6797850344.5075 | 5764278403.5085 | 7070897423.7148 | 7495009306.1123 | 6001318546.3855 | 1344143469.6436 | 806940700.7952 | 2970900953.1412 | 15628652942.7136 | 5281349947.2002 | 6354279169.38 | 8128005092.2043 | 14257495404.4412 | 5645451297.6591 | 1120808244.1191 | 3300462212.4299 | 7487563371.3937 | 4820838896.0241 | 4010071830.9987 | 2648596369.8898 | 4318770096.3299 | 5389507497.8251 | 1743261706.2404
| Hydrogen | S3 | Unit | 2022 | 2023 | 2024 | 2025 | 2026 | 2027 | 2028 | 2029 | 2030 | 2031 | 2032 | 2033 | 2034 | 2035 | 2036 | 2037 | 2038 | 2039 | 2040 | 2041 | 2042 | 2043 | 2044 | 2045 | 2046 | 2047 | 2048
| Base case |  | $, real | 0 | 0 | 25952046017.2632 | 3765550935.7081 | 22768473611.7392 | 17662218589.8293 | 25050583911.6265 | 23781474620.0631 | 21914479831.5698 | 12749971669.931 | 15418291764.8641 | 18725868420.8101 | 32565754156.6368 | 46309412281.7492 | 15296878392.9259 | 20662938219.698 | 38462432965.6043 | 9117512531.1568 | 3954082555.7069 | 12763139721.3726 | 30595341332.9827 | 32020080053.0513 | 21314523669.5399 | 8171341895.7399 | 8821674741.7338 | 18872972502.0084 | 3628040068.2621
| Option 1 |  | $, real | 0 | 0 | 25744531028.5931 | 3870869810.3664 | 22728553329.2203 | 16911242562.3077 | 25021741483.7072 | 24011712148.9872 | 20965377133.4888 | 14929565725.6461 | 12434008643.9787 | 18688069468.2783 | 32450553761.7464 | 45632221415.4797 | 12820201325.1126 | 22441306784.4705 | 37200306384.8709 | 10896657925.1649 | 3522143622.6576 | 13072187085.5175 | 31967430782.5442 | 31410139192.2228 | 20319961736.0576 | 7999441190.4422 | 8939595095.4353 | 18692917591.5472 | 3611933821.7665
| Option 2 |  | $, real | 0 | 0 | 25326738577.6302 | 4011752740.949 | 22204994492.5883 | 17419917591.0722 | 24925635190.2129 | 23702079888.1214 | 21165817194.2937 | 14784817841.2262 | 12667857237.0414 | 18686934666.2108 | 32402290943.1199 | 45512800924.8803 | 13010084488.1113 | 22371893937.3634 | 37290229770.0419 | 10811384413.5694 | 3508643567.278 | 13083940507.8774 | 31998634691.7629 | 31391255308.2436 | 20372190175.644 | 7975129307.5064 | 8937238378.7218 | 18725432477.4504 | 3604354599.2951

## I3 Opex
I3 Opex
Opex inputs for the VNI West PADR RIT-T assessment
Opex inputs for network components
| NSW | All | 1%
| VIC | Substation works | 1%
| VIC | Line works | 1%
| VIC | Powerflow | 1%
| VIC | Other land related taxes | 817000
VIC opex
| Option name |  | Unit | 2022 | 2023 | 2024 | 2025 | 2026 | 2027 | 2028 | 2029 | 2030 | 2031 | 2032 | 2033 | 2034 | 2035 | 2036 | 2037 | 2038 | 2039 | 2040 | 2041 | 2042 | 2043 | 2044 | 2045 | 2046 | 2047 | 2048
| Base case |  | $, real | 0 | 0 | 0 | 0 | 0 | 0 | 0 | 0 | 0 | 0 | 0 | 0 | 0 | 0 | 0 | 0 | 0 | 0 | 0 | 0 | 0 | 0 | 0 | 0 | 0 | 0 | 0
| Option 1 |  | $, real | 0 | 0 | 0 | 0 | 0 | 0 | 0 | 0 | 0 | 15189160 | 15189160 | 15189160 | 15189160 | 15189160 | 15189160 | 15189160 | 15189160 | 15189160 | 15189160 | 15189160 | 15189160 | 15189160 | 15189160 | 15189160 | 15189160 | 15189160 | 15189160
| Option 2 |  | $, real | 0 | 0 | 0 | 0 | 0 | 0 | 0 | 0 | 0 | 15189160 | 15189160 | 15189160 | 15189160 | 15189160 | 15189160 | 15189160 | 15189160 | 15189160 | 15189160 | 15189160 | 15189160 | 15189160 | 15189160 | 15189160 | 15189160 | 15189160 | 15189160
NSW opex
| Option name |  | Unit | 2022 | 2023 | 2024 | 2025 | 2026 | 2027 | 2028 | 2029 | 2030 | 2031 | 2032 | 2033 | 2034 | 2035 | 2036 | 2037 | 2038 | 2039 | 2040 | 2041 | 2042 | 2043 | 2044 | 2045 | 2046 | 2047 | 2048
| Base case |  | $, real | 0 | 0 | 0 | 0 | 0 | 0 | 0 | 0 | 0 | 0 | 0 | 0 | 0 | 0 | 0 | 0 | 0 | 0 | 0 | 0 | 0 | 0 | 0 | 0 | 0 | 0 | 0
| Option 1 |  | $, real | 0 | 0 | 0 | 0 | 0 | 0 | 0 | 0 | 0 | 15189694.1546 | 15189694.1546 | 15189694.1546 | 15189694.1546 | 15189694.1546 | 15189694.1546 | 15189694.1546 | 15189694.1546 | 15189694.1546 | 15189694.1546 | 15189694.1546 | 15189694.1546 | 15189694.1546 | 15189694.1546 | 15189694.1546 | 15189694.1546 | 15189694.1546 | 15189694.1546
| Option 2 |  | $, real | 0 | 0 | 0 | 0 | 0 | 0 | 0 | 0 | 0 | 15189694.1546 | 15189694.1546 | 15189694.1546 | 15189694.1546 | 15189694.1546 | 15189694.1546 | 15189694.1546 | 15189694.1546 | 15189694.1546 | 15189694.1546 | 15189694.1546 | 15189694.1546 | 15189694.1546 | 15189694.1546 | 15189694.1546 | 15189694.1546 | 15189694.1546 | 15189694.1546
Opex inputs for battery components
VIC opex
| Option name |  | Unit | 2022 | 2023 | 2024 | 2025 | 2026 | 2027 | 2028 | 2029 | 2030 | 2031 | 2032 | 2033 | 2034 | 2035 | 2036 | 2037 | 2038 | 2039 | 2040 | 2041 | 2042 | 2043 | 2044 | 2045 | 2046 | 2047 | 2048
| Base case |  | $, real | 0 | 0 | 0 | 0 | 0 | 0 | 0 | 0 | 0 | 0 | 0 | 0 | 0 | 0 | 0 | 0 | 0 | 0 | 0 | 0 | 0 | 0 | 0 | 0 | 0 | 0 | 0
| Option 1 |  | $, real | 0 | 0 | 0 | 0 | 0 | 0 | 0 | 0 | 0 | 0 | 0 | 0 | 0 | 0 | 0 | 0 | 0 | 0 | 0 | 0 | 0 | 0 | 0 | 0 | 0 | 0 | 0
| Option 2 |  | $, real | 0 | 0 | 0 | 0 | 0 | 1300000 | 1300000 | 1300000 | 1300000 | 1300000 | 1300000 | 1300000 | 1300000 | 1300000 | 1300000 | 1300000 | 1300000 | 1300000 | 1300000 | 1300000 | 1300000 | 1300000 | 1300000 | 1300000 | 1300000 | 1300000 | 1300000
NSW opex
| Option name |  | Unit | 2022 | 2023 | 2024 | 2025 | 2026 | 2027 | 2028 | 2029 | 2030 | 2031 | 2032 | 2033 | 2034 | 2035 | 2036 | 2037 | 2038 | 2039 | 2040 | 2041 | 2042 | 2043 | 2044 | 2045 | 2046 | 2047 | 2048
| Base case |  | $, real | 0 | 0 | 0 | 0 | 0 | 0 | 0 | 0 | 0 | 0 | 0 | 0 | 0 | 0 | 0 | 0 | 0 | 0 | 0 | 0 | 0 | 0 | 0 | 0 | 0 | 0 | 0
| Option 1 |  | $, real | 0 | 0 | 0 | 0 | 0 | 0 | 0 | 0 | 0 | 0 | 0 | 0 | 0 | 0 | 0 | 0 | 0 | 0 | 0 | 0 | 0 | 0 | 0 | 0 | 0 | 0 | 0
| Option 2 |  | $, real | 0 | 0 | 0 | 0 | 0 | 1200000 | 1200000 | 1200000 | 1200000 | 1200000 | 1200000 | 1200000 | 1200000 | 1200000 | 1200000 | 1200000 | 1200000 | 1200000 | 1200000 | 1200000 | 1200000 | 1200000 | 1200000 | 1200000 | 1200000 | 1200000 | 1200000

## S1
S1 | Step
Calculating costs, benefits and NPV for each option
Parameters for S1
Parameters
| General parameters |  |  | Unit | Active | Scenario
| Commercial discount rate |  |  | Percent | 5.5% | 5.5%
| Cost parameters |  |  | Unit | Active | Scenario
| Capital cost (network) |  |  | Factor | 1 | 1
| Capital cost (battery) |  |  | Factor | 1 | 1
| Operating expenditure |  |  | Factor | 1 | 1
| Benefit parameters |  |  | Unit | Active | Scenario
| Avoided involuntary load shedding |  |  | Factor | 1 | 1
| Avoided unrelated TNSP expenditure |  |  | Factor | 1 | 1
| Avoided fuel consumption from generation dispatch |  |  | Factor | 1 | 1
| Avoided voluntary load curtailment |  |  | Factor | 1 | 1
| Avoided costs for non RIT-T proponent parties |  |  | Factor | 1 | 1
Incremental net present value calculation
| Net present value for each option |  |  |  | 1 | 1 | 1 | 1 | 1 | 1 | 1 | 1 | 1 | 1 | 1 | 1 | 1 | 1 | 1 | 1 | 1 | 1 | 1 | 1 | 1 | 1 | 1 | 1 | 1 | 1 | 1
| Option name |  | Units | NPV | 2022 | 2023 | 2024 | 2025 | 2026 | 2027 | 2028 | 2029 | 2030 | 2031 | 2032 | 2033 | 2034 | 2035 | 2036 | 2037 | 2038 | 2039 | 2040 | 2041 | 2042 | 2043 | 2044 | 2045 | 2046 | 2047 | 2048
| Option 1 |  | $ | 883744269.9826 | -15286823.0548 | -47353132.1168 | -103556839.1551 | 173065800.5186 | 393172819.2365 | -268676029.0484 | -64025694.1732 | -1191115176.2885 | -501826242.366 | -171338587.1285 | 1412835925.7326 | -159191947.6623 | -563642920.8549 | 213586773.5007 | 155058394.0996 | -55043103.9487 | -583280840.551 | 716453633.6549 | 1087341092.977 | 685090215.2428 | -499229968.3276 | 482852403.1587 | -211755648.0464 | 383763243.5522 | 320489793.8513 | 219052171.2357 | 2595574007.9571
| Option 2 |  | $ | 788548953.7663 | -15286823.0548 | -47353132.1168 | -1089914.451 | 93888881.5963 | 211904338.0502 | -134944826.6874 | -395766578.1524 | -943288667.7555 | -623330613.0309 | -160194070.1653 | 1522496178.138 | 350084889.7902 | -834083115.2793 | 141811983.7473 | 65548906.0411 | -143627236.3645 | -594370603.1499 | 736162456.0332 | 1125675056.547 | 625300165.5157 | -521308078.5563 | 508537984.8307 | -230252822.2526 | 306685864.6929 | 110862120.3371 | 212039907.2025 | 2859826008.5063
Present value of market benefits for each option
| Option name |  | Units | PV | 2022 | 2023 | 2024 | 2025 | 2026 | 2027 | 2028 | 2029 | 2030 | 2031 | 2032 | 2033 | 2034 | 2035 | 2036 | 2037 | 2038 | 2039 | 2040 | 2041 | 2042 | 2043 | 2044 | 2045 | 2046 | 2047 | 2048
| Option 1 |  | $ | 2795363744.9181 | 0 | 0 | 115486654.6562 | 268055333.7078 | 538037787.124 | -242124181.1902 | 447681665.9428 | 273061639.3431 | 195296167.476 | -136203970.5647 | 1443214779.8872 | -128813093.5077 | -533264066.7003 | 243965627.6553 | 185437248.2542 | -24664249.7941 | -552901986.3964 | 746832487.8095 | 1117719947.1316 | 715469069.3974 | -468851114.173 | 513231257.3134 | -181376793.8918 | 414142097.7068 | 350868648.0059 | 249431025.3903 | 550828184.68
| Option 2 |  | $ | 3002313820.2426 | 0 | 0 | 217953579.3603 | 275903414.7856 | 617844305.9376 | -105892978.8292 | 118440781.9636 | 523388147.8761 | 76291796.8111 | -122559453.6015 | 1555375032.2926 | 382963743.9448 | -801204261.1247 | 174690837.9019 | 98427760.1957 | -110748382.2099 | -561491748.9953 | 769041310.1878 | 1158553910.7016 | 658179019.6703 | -488429224.4017 | 541416838.9853 | -197373968.098 | 407064718.8475 | 346240974.4917 | 244918761.3571 | 547185192.9292
Present value of costs for each option
| Option name |  | Units | PV | 2022 | 2023 | 2024 | 2025 | 2026 | 2027 | 2028 | 2029 | 2030 | 2031 | 2032 | 2033 | 2034 | 2035 | 2036 | 2037 | 2038 | 2039 | 2040 | 2041 | 2042 | 2043 | 2044 | 2045 | 2046 | 2047 | 2048
| Option 1 |  | $ | -1911619474.9355 | -15286823.0548 | -47353132.1168 | -219043493.8113 | -94989533.1893 | -144864967.8874 | -26551847.8582 | -511707360.1161 | -1464176815.6316 | -697122409.842 | -35134616.5638 | -30378854.1546 | -30378854.1546 | -30378854.1546 | -30378854.1546 | -30378854.1546 | -30378854.1546 | -30378854.1546 | -30378854.1546 | -30378854.1546 | -30378854.1546 | -30378854.1546 | -30378854.1546 | -30378854.1546 | -30378854.1546 | -30378854.1546 | -30378854.1546 | 2044745823.2771
| Option 2 |  | $ | -2213764866.4763 | -15286823.0548 | -47353132.1168 | -219043493.8113 | -182014533.1893 | -405939967.8874 | -29051847.8582 | -514207360.1161 | -1466676815.6316 | -699622409.842 | -37634616.5638 | -32878854.1546 | -32878854.1546 | -32878854.1546 | -32878854.1546 | -32878854.1546 | -32878854.1546 | -32878854.1546 | -32878854.1546 | -32878854.1546 | -32878854.1546 | -32878854.1546 | -32878854.1546 | -32878854.1546 | -100378854.1546 | -235378854.1546 | -32878854.1546 | 2312640815.5771
Incremental cost calculation | bar: 2022 to 2048
| Capital outflow | Commission in 2031/32
| Option name | Capex component | Units | PV | 2022 | 2023 | 2024 | 2025 | 2026 | 2027 | 2028 | 2029 | 2030 | 2031 | 2032 | 2033 | 2034 | 2035 | 2036 | 2037 | 2038 | 2039 | 2040 | 2041 | 2042 | 2043 | 2044 | 2045 | 2046 | 2047 | 2048 | Annual depreciation | Years in analysis | Terminal value
| Option 1 | NSW 500kV Substation Works (Dinawan & Gugaa) | $ | -181989753.4278 | 0 | 0 | 0 | 0 | 0 | -2001563.1451 | -60117611.0504 | -202730822.8294 | -85313529.1078 | -4127767.8955 | 0 | 0 | 0 | 0 | 0 | 0 | 0 | 0 | 0 | 0 | 0 | 0 | 0 | 0 | 0 | 0 | 203717494.0662 | 8857282.3507 | 17 | 203717494.0662
| Option 1 | NSW 500kV Line Works (VIC/NSW Border to Gugaa) | $ | -370659349.3669 | 0 | 0 | 0 | 0 | 0 | -5085059.2852 | -152731437.4414 | -380480245.6974 | -201790961.52 | -10486776.056 | 0 | 0 | 0 | 0 | 0 | 0 | 0 | 0 | 0 | 0 | 0 | 0 | 0 | 0 | 0 | 0 | 495379156.8 | 15011489.6 | 17 | 495379156.8
| Option 1 | NSW 500kV PEC Enhanced Line Works (Dinawan to Wagga) | $ | -125539012.3114 | 0 | 0 | -163350000 | -18150000 | 0 | 0 | 0 | 0 | 0 | 0 | 0 | 0 | 0 | 0 | 0 | 0 | 0 | 0 | 0 | 0 | 0 | 0 | 0 | 0 | 0 | 0 | 119790000 | 3630000 | 17 | 119790000
| Option 1 | NSW Power Flow Control & Repeater Site | $ | -94051552.1591 | 0 | 0 | 0 | 0 | 0 | -1034399.5582 | -31068532.8426 | -104770451.0746 | -44089679.1255 | -2133213.3827 | 0 | 0 | 0 | 0 | 0 | 0 | 0 | 0 | 0 | 0 | 0 | 0 | 0 | 0 | 0 | 0 | 105280358.6905 | 4577406.8996 | 17 | 105280358.6905
| Option 1 | NSW Property / Land Access / Easements | $ | -36275428.2403 | 0 | 0 | 0 | -35908505.9575 | -29742769.2968 | 0 | 0 | 0 | 0 | 0 | 0 | 0 | 0 | 0 | 0 | 0 | 0 | 0 | 0 | 0 | 0 | 0 | 0 | 0 | 0 | 0 | 65651264.0936 | 0.65651 | 17 | 65651264.0936
| Option 1 | NSW Biodiversity Offset Costs | $ | -40528139.0687 | 0 | 0 | 0 | 0 | -66479309.3566 | 0 | 0 | 0 | 0 | 0 | 0 | 0 | 0 | 0 | 0 | 0 | 0 | 0 | 0 | 0 | 0 | 0 | 0 | 0 | 0 | 0 | 43876344.1754 | 1329586.1871 | 17 | 43876344.1754
| Option 1 | NSW early works | $ | -35349202.0136 | -5498581.9661 | -17032648.1417 | -20032628.0748 | -3797808.5126 | -3145698.7533 | 0 | 0 | 0 | 0 | 0 | 0 | 0 | 0 | 0 | 0 | 0 | 0 | 0 | 0 | 0 | 0 | 0 | 0 | 0 | 0 | 0 | 32674861.1961 | 990147.309 | 17 | 32674861.1961
| Option 1 | VIC 500kV Substation Works | $ | -329262488.7127 | 0 | 0 | 0 | 0 | 0 | -3621300.9252 | -108766970.9809 | -366787986.7207 | -154352343.3919 | -7468107.9814 | 0 | 0 | 0 | 0 | 0 | 0 | 0 | 0 | 0 | 0 | 0 | 0 | 0 | 0 | 0 | 0 | 368573108.25 | 16024917.75 | 17 | 368573108.25
| Option 1 | VIC 500kV Line Works (VIC side) | $ | -349419407.0039 | 0 | 0 | 0 | 0 | 0 | -4793669.4516 | -143979447.4166 | -358677535.1961 | -190227707.0133 | -9885850.9225 | 0 | 0 | 0 | 0 | 0 | 0 | 0 | 0 | 0 | 0 | 0 | 0 | 0 | 0 | 0 | 0 | 466992378.6 | 14151284.2 | 17 | 466992378.6
| Option 1 | VIC Power Flow Control | $ | -45539691.269 | 0 | 0 | 0 | 0 | 0 | -500855.493 | -15043360.3843 | -50729774.1134 | -21348189.6835 | -1032900.3257 | 0 | 0 | 0 | 0 | 0 | 0 | 0 | 0 | 0 | 0 | 0 | 0 | 0 | 0 | 0 | 0 | 50976671 | 2216377 | 17 | 50976671
| Option 1 | VIC Property / Land Access / Easements | $ | -30682945.9501 | 0 | 0 | 0 | -30372591.0593 | -25157408.9407 | 0 | 0 | 0 | 0 | 0 | 0 | 0 | 0 | 0 | 0 | 0 | 0 | 0 | 0 | 0 | 0 | 0 | 0 | 0 | 0 | 0 | 55529990.5599 | 0.5553 | 17 | 55529990.5599
| Option 1 | VIC Biodiversity Offset Costs | $ | -14407166.8835 | 0 | 0 | 0 | 0 | -14740000 | -9515000 | 0 | 0 | 0 | 0 | 0 | 0 | 0 | 0 | 0 | 0 | 0 | 0 | 0 | 0 | 0 | 0 | 0 | 0 | 0 | 0 | 16008300 | 485100 | 17 | 16008300
| Option 1 | VIC early works I | $ | -64691423.9448 | -9788241.0886 | -30320483.9751 | -35660865.7365 | -6760627.6598 | -5599781.5399 | 0 | 0 | 0 | 0 | 0 | 0 | 0 | 0 | 0 | 0 | 0 | 0 | 0 | 0 | 0 | 0 | 0 | 0 | 0 | 0 | 0 | 50674750 | 2203250 | 17 | 50674750
| Option 2 | NSW 500kV Substation Works (Dinawan & Gugaa) | $ | -181989753.4278 | 0 | 0 | 0 | 0 | 0 | -2001563.1451 | -60117611.0504 | -202730822.8294 | -85313529.1078 | -4127767.8955 | 0 | 0 | 0 | 0 | 0 | 0 | 0 | 0 | 0 | 0 | 0 | 0 | 0 | 0 | 0 | 0 | 203717494.0662 | 8857282.3507 | 17 | 203717494.0662
| Option 2 | NSW 500kV Line Works (VIC/NSW Border to Gugaa) | $ | -370659349.3669 | 0 | 0 | 0 | 0 | 0 | -5085059.2852 | -152731437.4414 | -380480245.6974 | -201790961.52 | -10486776.056 | 0 | 0 | 0 | 0 | 0 | 0 | 0 | 0 | 0 | 0 | 0 | 0 | 0 | 0 | 0 | 0 | 495379156.8 | 15011489.6 | 17 | 495379156.8
| Option 2 | NSW 500kV PEC Enhanced Line Works (Dinawan to Wagga) | $ | -125539012.3114 | 0 | 0 | -163350000 | -18150000 | 0 | 0 | 0 | 0 | 0 | 0 | 0 | 0 | 0 | 0 | 0 | 0 | 0 | 0 | 0 | 0 | 0 | 0 | 0 | 0 | 0 | 0 | 119790000 | 3630000 | 17 | 119790000
| Option 2 | NSW Power Flow Control & Repeater Site | $ | -94051552.1591 | 0 | 0 | 0 | 0 | 0 | -1034399.5582 | -31068532.8426 | -104770451.0746 | -44089679.1255 | -2133213.3827 | 0 | 0 | 0 | 0 | 0 | 0 | 0 | 0 | 0 | 0 | 0 | 0 | 0 | 0 | 0 | 0 | 105280358.6905 | 4577406.8996 | 17 | 105280358.6905
| Option 2 | NSW Property / Land Access / Easements | $ | -36275428.2403 | 0 | 0 | 0 | -35908505.9575 | -29742769.2968 | 0 | 0 | 0 | 0 | 0 | 0 | 0 | 0 | 0 | 0 | 0 | 0 | 0 | 0 | 0 | 0 | 0 | 0 | 0 | 0 | 0 | 65651264.0936 | 0.65651 | 17 | 65651264.0936
| Option 2 | NSW Biodiversity Offset Costs | $ | -40528139.0687 | 0 | 0 | 0 | 0 | -66479309.3566 | 0 | 0 | 0 | 0 | 0 | 0 | 0 | 0 | 0 | 0 | 0 | 0 | 0 | 0 | 0 | 0 | 0 | 0 | 0 | 0 | 0 | 43876344.1754 | 1329586.1871 | 17 | 43876344.1754
| Option 2 | NSW early works | $ | -35349202.0136 | -5498581.9661 | -17032648.1417 | -20032628.0748 | -3797808.5126 | -3145698.7533 | 0 | 0 | 0 | 0 | 0 | 0 | 0 | 0 | 0 | 0 | 0 | 0 | 0 | 0 | 0 | 0 | 0 | 0 | 0 | 0 | 0 | 32674861.1961 | 990147.309 | 17 | 32674861.1961
| Option 2 | VIC 500kV Substation Works | $ | -329262488.7127 | 0 | 0 | 0 | 0 | 0 | -3621300.9252 | -108766970.9809 | -366787986.7207 | -154352343.3919 | -7468107.9814 | 0 | 0 | 0 | 0 | 0 | 0 | 0 | 0 | 0 | 0 | 0 | 0 | 0 | 0 | 0 | 0 | 368573108.25 | 16024917.75 | 17 | 368573108.25
| Option 2 | VIC 500kV Line Works (VIC side) | $ | -349419407.0039 | 0 | 0 | 0 | 0 | 0 | -4793669.4516 | -143979447.4166 | -358677535.1961 | -190227707.0133 | -9885850.9225 | 0 | 0 | 0 | 0 | 0 | 0 | 0 | 0 | 0 | 0 | 0 | 0 | 0 | 0 | 0 | 0 | 466992378.6 | 14151284.2 | 17 | 466992378.6
| Option 2 | VIC Power Flow Control | $ | -45539691.269 | 0 | 0 | 0 | 0 | 0 | -500855.493 | -15043360.3843 | -50729774.1134 | -21348189.6835 | -1032900.3257 | 0 | 0 | 0 | 0 | 0 | 0 | 0 | 0 | 0 | 0 | 0 | 0 | 0 | 0 | 0 | 0 | 50976671 | 2216377 | 17 | 50976671
| Option 2 | VIC Property / Land Access / Easements | $ | -30682945.9501 | 0 | 0 | 0 | -30372591.0593 | -25157408.9407 | 0 | 0 | 0 | 0 | 0 | 0 | 0 | 0 | 0 | 0 | 0 | 0 | 0 | 0 | 0 | 0 | 0 | 0 | 0 | 0 | 0 | 55529990.5599 | 0.5553 | 17 | 55529990.5599
| Option 2 | VIC Biodiversity Offset Costs | $ | -14407166.8835 | 0 | 0 | 0 | 0 | -14740000 | -9515000 | 0 | 0 | 0 | 0 | 0 | 0 | 0 | 0 | 0 | 0 | 0 | 0 | 0 | 0 | 0 | 0 | 0 | 0 | 0 | 0 | 16008300 | 485100 | 17 | 16008300
| Option 2 | VIC early works I | $ | -64691423.9448 | -9788241.0886 | -30320483.9751 | -35660865.7365 | -6760627.6598 | -5599781.5399 | 0 | 0 | 0 | 0 | 0 | 0 | 0 | 0 | 0 | 0 | 0 | 0 | 0 | 0 | 0 | 0 | 0 | 0 | 0 | 0 | 0 | 50674750 | 2203250 | 17 | 50674750
| Option 2 | NSW battery land and development | $ | -9450883.7201 | 0 | 0 | 0 | -4375000 | -13125000 | 0 | 0 | 0 | 0 | 0 | 0 | 0 | 0 | 0 | 0 | 0 | 0 | 0 | 0 | 0 | 0 | 0 | 0 | 0 | 0 | 0 | 17499996.15 | 0.175 | 22 | 17499996.15
| Option 2 | NSW battery storage and capacity | $ | -107894079.227 | 0 | 0 | 0 | -33750000 | -101250000 | 0 | 0 | 0 | 0 | 0 | 0 | 0 | 0 | 0 | 0 | 0 | 0 | 0 | 0 | 0 | 0 | 0 | 0 | 0 | 0 | 0 | -13500000 | 6750000 | 22 | -13500000
| Option 2 | NSW battery storage and capacity (replacement) | $ | -7262374.0122 | 0 | 0 | 0 | 0 | 0 | 0 | 0 | 0 | 0 | 0 | 0 | 0 | 0 | 0 | 0 | 0 | 0 | 0 | 0 | 0 | 0 | 0 | 0 | -33750000 | -101250000 | 0 | 121500000 | 6750000 | 2 | 121500000
| Option 2 | NSW battery connection | $ | -12120355.9256 | 0 | 0 | 0 | -4525000 | -13575000 | 0 | 0 | 0 | 0 | 0 | 0 | 0 | 0 | 0 | 0 | 0 | 0 | 0 | 0 | 0 | 0 | 0 | 0 | 0 | 0 | 0 | 8145000 | 452500 | 22 | 8145000
| Option 2 | VIC battery land and development | $ | -9450883.7201 | 0 | 0 | 0 | -4375000 | -13125000 | 0 | 0 | 0 | 0 | 0 | 0 | 0 | 0 | 0 | 0 | 0 | 0 | 0 | 0 | 0 | 0 | 0 | 0 | 0 | 0 | 0 | 17499996.15 | 0.175 | 22 | 17499996.15
| Option 2 | VIC battery storage and capacity | $ | -107894079.227 | 0 | 0 | 0 | -33750000 | -101250000 | 0 | 0 | 0 | 0 | 0 | 0 | 0 | 0 | 0 | 0 | 0 | 0 | 0 | 0 | 0 | 0 | 0 | 0 | 0 | 0 | 0 | -13500000 | 6750000 | 22 | -13500000
| Option 2 | VIC battery storage and capacity (replacement) | $ | -7262374.0122 | 0 | 0 | 0 | 0 | 0 | 0 | 0 | 0 | 0 | 0 | 0 | 0 | 0 | 0 | 0 | 0 | 0 | 0 | 0 | 0 | 0 | 0 | 0 | -33750000 | -101250000 | 0 | 121500000 | 6750000 | 2 | 121500000
| Option 2 | VIC battery connection | $ | -16740823.1017 | 0 | 0 | 0 | -6250000 | -18750000 | 0 | 0 | 0 | 0 | 0 | 0 | 0 | 0 | 0 | 0 | 0 | 0 | 0 | 0 | 0 | 0 | 0 | 0 | 0 | 0 | 0 | 11250000 | 625000 | 22 | 11250000
Capital cost (network)
| Option name |  | Units | PV | 2022 | 2023 | 2024 | 2025 | 2026 | 2027 | 2028 | 2029 | 2030 | 2031 | 2032 | 2033 | 2034 | 2035 | 2036 | 2037 | 2038 | 2039 | 2040 | 2041 | 2042 | 2043 | 2044 | 2045 | 2046 | 2047 | 2048
| Option 1 |  | $ | -1718395560.3517 | -15286823.0548 | -47353132.1168 | -219043493.8113 | -94989533.1893 | -144864967.8874 | -26551847.8582 | -511707360.1161 | -1464176815.6316 | -697122409.842 | -35134616.5638 | 0 | 0 | 0 | 0 | 0 | 0 | 0 | 0 | 0 | 0 | 0 | 0 | 0 | 0 | 0 | 0 | 2075124677.4317
| Option 2 |  | $ | -1996471413.2974 | -15286823.0548 | -47353132.1168 | -219043493.8113 | -182014533.1893 | -405939967.8874 | -26551847.8582 | -511707360.1161 | -1464176815.6316 | -697122409.842 | -35134616.5638 | 0 | 0 | 0 | 0 | 0 | 0 | 0 | 0 | 0 | 0 | 0 | 0 | 0 | -67500000 | -202500000 | 0 | 2345519669.7317
Operating expenditure
| Option name |  | Units | PV | 2022 | 2023 | 2024 | 2025 | 2026 | 2027 | 2028 | 2029 | 2030 | 2031 | 2032 | 2033 | 2034 | 2035 | 2036 | 2037 | 2038 | 2039 | 2040 | 2041 | 2042 | 2043 | 2044 | 2045 | 2046 | 2047 | 2048
| Option 1 |  | $ | -193223914.5838 | 0 | 0 | 0 | 0 | 0 | 0 | 0 | 0 | 0 | 0 | -30378854.1546 | -30378854.1546 | -30378854.1546 | -30378854.1546 | -30378854.1546 | -30378854.1546 | -30378854.1546 | -30378854.1546 | -30378854.1546 | -30378854.1546 | -30378854.1546 | -30378854.1546 | -30378854.1546 | -30378854.1546 | -30378854.1546 | -30378854.1546 | -30378854.1546
| Option 2 |  | $ | -217293453.1789 | 0 | 0 | 0 | 0 | 0 | -2500000 | -2500000 | -2500000 | -2500000 | -2500000 | -32878854.1546 | -32878854.1546 | -32878854.1546 | -32878854.1546 | -32878854.1546 | -32878854.1546 | -32878854.1546 | -32878854.1546 | -32878854.1546 | -32878854.1546 | -32878854.1546 | -32878854.1546 | -32878854.1546 | -32878854.1546 | -32878854.1546 | -32878854.1546 | -32878854.1546
Incremental 'market benefits' calculation
Avoided involuntary load shedding
| Option name |  | Units | PV | 2022 | 2023 | 2024 | 2025 | 2026 | 2027 | 2028 | 2029 | 2030 | 2031 | 2032 | 2033 | 2034 | 2035 | 2036 | 2037 | 2038 | 2039 | 2040 | 2041 | 2042 | 2043 | 2044 | 2045 | 2046 | 2047 | 2048
| Option 1 |  | $ | 2113354.199 | 0 | 0 | 4105477.0962 | -2276.3222 | 2462429.2603 | -552187.6367 | 83.3757 | -1679269.83 | -897598.6832 | -2079095.9116 | 102.928 | 106.4856 | 114.0572 | 122.4459 | 127.6808 | 135.6247 | 144.9551 | 152.7655 | 161.989 | 171.1494 | 179.6835 | 192.8677 | 207.2413 | 216.3175 | 229.6069 | 244.1759 | 258.6032
| Option 2 |  | $ | 9068392.6083 | 0 | 0 | 4105242.9845 | -3472.2934 | 4480836.5217 | 5393732.3564 | 303.0875 | -1877886.7451 | -1153612.1263 | 285616.4195 | 373.1947 | 386.0652 | 413.3429 | 444.28 | 461.8692 | 491.2958 | 525.55 | 553.1956 | 586.7458 | 620.1344 | 650.8836 | 698.2794 | 749.579 | 782.437 | 828.9283 | 881.582 | 933.9993
Avoided unrelated TNSP expenditure
| Option name |  | Units | PV | 2022 | 2023 | 2024 | 2025 | 2026 | 2027 | 2028 | 2029 | 2030 | 2031 | 2032 | 2033 | 2034 | 2035 | 2036 | 2037 | 2038 | 2039 | 2040 | 2041 | 2042 | 2043 | 2044 | 2045 | 2046 | 2047 | 2048
| Option 1 |  | $ | 203989675.1061 | 0 | 0 | 1702.7433 | 2507884.1327 | 3611281.0145 | -3527309.7675 | 138118283.1726 | -53647432.4265 | 3384707.1384 | -26283041.8261 | 69915972.4891 | -39887690.6926 | -106046985.4568 | 56466325.1428 | 3443795.3854 | 140257601.5831 | 79989940.6884 | 39392176.1527 | -19793322.0077 | 35553702.4449 | 78516798.9194 | 22570522.8815 | 135792960.3163 | 10477622.7436 | 5636915.3317 | -104645330.9516 | -1543148.4435
| Option 2 |  | $ | 212641571.8598 | 0 | 0 | 3046.9631 | 2924884.3212 | 1991426.1845 | -2973767.45 | 138421783.3823 | -45307968.3687 | 4095669.9528 | -35582816.0151 | 73549696.8769 | -16613839.0498 | -124159090.2648 | 56104238.5186 | 3445556.3705 | 119880017.4306 | 107017269.6251 | 41539338.3295 | -18982687.4618 | 30854710.4203 | 77576308.0624 | 25851964.3073 | 141105116.4464 | 10174358.7593 | 4833053.2817 | -105377055.0205 | -1749378.8431
Avoided fuel consumption from generation dispatch
| Option name |  | Units | PV | 2022 | 2023 | 2024 | 2025 | 2026 | 2027 | 2028 | 2029 | 2030 | 2031 | 2032 | 2033 | 2034 | 2035 | 2036 | 2037 | 2038 | 2039 | 2040 | 2041 | 2042 | 2043 | 2044 | 2045 | 2046 | 2047 | 2048
| Option 1 |  | $ | 1299602050.1532 | 0 | 0 | -623125.576 | -8296807.4604 | -7951159.6353 | -8153552.5391 | -14116464.1081 | 465670.1201 | -11217006.0862 | 17237328.3857 | 94131652.5856 | 155661199.2418 | 127214721.2803 | 141704628.1385 | 182424844.1734 | 233788775.922 | 229250349.5616 | 210357513.0984 | 196158522.4452 | 122185839.785 | 227727107.4802 | 239008356.9091 | 259784259.6342 | 255858263.0341 | 343019498.9859 | 491844215.1481 | 373038457.0938
| Option 2 |  | $ | 1241324748.7153 | 0 | 0 | -274323.8911 | -8261612.1084 | -18593494.0436 | -12992950.805 | -24352268.6271 | -5434425.7892 | -30260771.1638 | 23710714.4188 | 94199670.3646 | 144663452.7812 | 118060624.1134 | 133074910.4461 | 179826649.9598 | 230545717.9357 | 226828097.1085 | 209044763.3549 | 193330427.3432 | 119087234.1815 | 226329070.892 | 233961650.4136 | 255478800.5293 | 252903932.7372 | 340138583.1348 | 486913517.5493 | 366485372.4156
Avoided voluntary load curtailment
| Option name |  | Units | PV | 2022 | 2023 | 2024 | 2025 | 2026 | 2027 | 2028 | 2029 | 2030 | 2031 | 2032 | 2033 | 2034 | 2035 | 2036 | 2037 | 2038 | 2039 | 2040 | 2041 | 2042 | 2043 | 2044 | 2045 | 2046 | 2047 | 2048
| Option 1 |  | $ | -5692145.0245 | 0 | 0 | 3012405.9962 | 253.4737 | 489127.042 | -1526489.5019 | 101715.6877 | 218489.9614 | -140232.8547 | 289737.6309 | 817421.3046 | -12422437.7437 | 11465851.1891 | 2018947.4602 | -2768902.8921 | -2764828.7718 | -18829539.4331 | 39279.1626 | 4961787.2764 | -4363661.4681 | -2375766.0267 | 6724338.4914 | -5108331.1407 | 6014955.0008 | -651150.3048 | -1396357.5599 | 1333290.3848
| Option 2 |  | $ | -4033481.276 | 0 | 0 | 3011967.4928 | 1098.9409 | 1235227.2085 | 1480779.6548 | -1740363.1758 | 285596.2007 | -265950.1766 | 336484.2359 | 832991.3467 | -12309275.9859 | 12178003.7504 | 1954788.9147 | -2852168.0183 | -3002317.7558 | -18754476.7663 | 36622.4023 | 4952043.7443 | -4436775.2367 | -2367907.2553 | 6551015.4017 | -5155014.1372 | 5841059.3019 | -646672.2522 | -1293550.5185 | 1374853.9064
Avoided costs for non RIT-T proponent parties
| Option name |  | Units | PV | 2022 | 2023 | 2024 | 2025 | 2026 | 2027 | 2028 | 2029 | 2030 | 2031 | 2032 | 2033 | 2034 | 2035 | 2036 | 2037 | 2038 | 2039 | 2040 | 2041 | 2042 | 2043 | 2044 | 2045 | 2046 | 2047 | 2048
| Option 1 |  | $ | 1295350810.4843 | 0 | 0 | 108990194.3965 | 273846279.8841 | 539426109.4425 | -228364641.745 | 323578047.8149 | 327704181.5181 | 204166297.9618 | -125368898.8436 | 1278349630.5799 | -232164270.7987 | -565897767.7701 | 43775604.468 | 2337383.9067 | -395945934.1521 | -843312882.1685 | 497043366.6303 | 936392797.4288 | 562093017.4863 | -772719434.2294 | 244927846.1637 | -571845889.9429 | 141791040.6107 | 2863154.3862 | -136371745.4222 | 177999327.0417
| Option 2 |  | $ | 1543312588.335 | 0 | 0 | 211107645.811 | 281242515.9253 | 628730310.0666 | -96800772.5854 | 6111327.2969 | 575722832.5784 | 103876460.325 | -111309452.6606 | 1386792300.5097 | 267223020.1341 | -807284212.0666 | -16443544.2575 | -81992739.9855 | -458172291.1161 | -876583164.5126 | 518420032.9057 | 979253540.3301 | 512673230.1708 | -789967346.9844 | 275051510.5833 | -588803620.5155 | 138144585.6121 | 1915181.3991 | -135325032.2353 | 181073411.451
PV market benefits over time for preferred option
|  |  |  | Discount factor | 2021/22 | 2022/23 | 2023/24 | 2024/25 | 2025/26 | 2026/27 | 2027/28 | 2028/29 | 2029/30 | 2030/31 | 2031/32 | 2032/33 | 2033/34 | 2034/35 | 2035/36 | 2036/37 | 2037/38 | 2038/39 | 2039/40 | 2040/41 | 2041/42 | 2042/43 | 2043/44 | 2044/45 | 2045/46 | 2046/47 | 2047/48
|  |  |  | Factor | 1.055 | 1.113 | 1.1742 | 1.2388 | 1.307 | 1.3788 | 1.4547 | 1.5347 | 1.6191 | 1.7081 | 1.8021 | 1.9012 | 2.0058 | 2.1161 | 2.2325 | 2.3553 | 2.4848 | 2.6215 | 2.7656 | 2.9178 | 3.0782 | 3.2475 | 3.4262 | 3.6146 | 3.8134 | 4.0231 | 4.2444
|  |  |  | Annual PV | 2021/22 | 2022/23 | 2023/24 | 2024/25 | 2025/26 | 2026/27 | 2027/28 | 2028/29 | 2029/30 | 2030/31 | 2031/32 | 2032/33 | 2033/34 | 2034/35 | 2035/36 | 2036/37 | 2037/38 | 2038/39 | 2039/40 | 2040/41 | 2041/42 | 2042/43 | 2043/44 | 2044/45 | 2045/46 | 2046/47 | 2047/48
|  |  |  | Avoided unserved energy | 0 | 0 | 3.4963 | -0.0018375 | 1.8841 | -0.40047 | 5.7316e-05 | -1.0942 | -0.55438 | -1.2172 | 5.7116e-05 | 5.6009e-05 | 5.6864e-05 | 5.7864e-05 | 5.7192e-05 | 5.7584e-05 | 5.8337e-05 | 5.8275e-05 | 5.8572e-05 | 5.8658e-05 | 5.8372e-05 | 5.9389e-05 | 6.0488e-05 | 5.9846e-05 | 6.0211e-05 | 6.0693e-05 | 6.0928e-05
|  |  |  | Avoided REZ transmission capex | 0 | 0 | 0.0014501 | 2.0244 | 2.7631 | -2.5582 | 94.9476 | -34.9566 | 2.0905 | -15.3869 | 38.7971 | -20.9802 | -52.8709 | 26.6843 | 1.5426 | 59.5507 | 32.1917 | 15.0268 | -7.1569 | 12.1853 | 25.5071 | 6.95 | 39.6343 | 2.8987 | 1.4782 | -26.0109 | -0.36357
|  |  |  | Avoided fuel costs | 0 | 0 | -0.53066 | -6.6973 | -6.0837 | -5.9133 | -9.7042 | 0.30343 | -6.928 | 10.0913 | 52.2346 | 81.8749 | 63.4243 | 66.9653 | 81.7141 | 99.2623 | 92.261 | 80.2442 | 70.9268 | 41.8766 | 73.9798 | 73.5968 | 75.8239 | 70.7849 | 89.9513 | 122.2542 | 87.8895
|  |  |  | Avoided voluntary load curtailment | 0 | 0 | 2.5654 | 0.00020461 | 0.37425 | -1.1071 | 0.069923 | 0.14237 | -0.086612 | 0.16962 | 0.4536 | -6.534 | 5.7164 | 0.95409 | -1.2403 | -1.1739 | -7.5779 | 0.014984 | 1.7941 | -1.4956 | -0.7718 | 2.0706 | -1.491 | 1.6641 | -0.17075 | -0.34708 | 0.31413
|  |  |  | Avoided generation/storage costs (excl. fuel costs) | 0 | 0 | 92.8175 | 221.0533 | 412.7334 | -165.6205 | 222.4395 | 213.5317 | 126.0991 | -73.3948 | 709.3696 | -122.1141 | -282.1344 | 20.687 | 1.047 | -168.1112 | -339.3883 | 189.6051 | 338.58 | 192.6456 | -251.0269 | 75.4196 | -166.9062 | 39.2274 | 0.75082 | -33.8969 | 41.9374
|  |  |  | Cumulative PV | 2021/22 | 2022/23 | 2023/24 | 2024/25 | 2025/26 | 2026/27 | 2027/28 | 2028/29 | 2029/30 | 2030/31 | 2031/32 | 2032/33 | 2033/34 | 2034/35 | 2035/36 | 2036/37 | 2037/38 | 2038/39 | 2039/40 | 2040/41 | 2041/42 | 2042/43 | 2043/44 | 2044/45 | 2045/46 | 2046/47 | 2047/48
|  |  |  | Avoided unserved energy | 0 | 0 | 3.4963 | 3.4944 | 5.3785 | 4.9781 | 4.9781 | 3.8839 | 3.3295 | 2.1124 | 2.1124 | 2.1125 | 2.1125 | 2.1126 | 2.1126 | 2.1127 | 2.1128 | 2.1128 | 2.1129 | 2.1129 | 2.113 | 2.1131 | 2.1131 | 2.1132 | 2.1132 | 2.1133 | 2.1134
|  |  |  | Avoided REZ transmission capex | 0 | 0 | 0.0014501 | 2.0259 | 4.789 | 2.2308 | 97.1784 | 62.2218 | 64.3123 | 48.9254 | 87.7225 | 66.7423 | 13.8714 | 40.5557 | 42.0983 | 101.649 | 133.8407 | 148.8675 | 141.7106 | 153.8959 | 179.403 | 186.353 | 225.9873 | 228.886 | 230.3642 | 204.3532 | 203.9897
|  |  |  | Avoided fuel costs | 0 | 0 | -0.53066 | -7.228 | -13.3117 | -19.225 | -28.9292 | -28.6258 | -35.5537 | -25.4625 | 26.7722 | 108.6471 | 172.0714 | 239.0366 | 320.7507 | 420.013 | 512.274 | 592.5183 | 663.4451 | 705.3217 | 779.3015 | 852.8983 | 928.7222 | 999.5071 | 1089.4584 | 1211.7125 | 1299.6021
|  |  |  | Avoided voluntary load curtailment | 0 | 0 | 2.5654 | 2.5656 | 2.9399 | 1.8328 | 1.9027 | 2.0451 | 1.9585 | 2.1281 | 2.5817 | -3.9523 | 1.7641 | 2.7182 | 1.4779 | 0.30404 | -7.2738 | -7.2589 | -5.4648 | -6.9603 | -7.7321 | -5.6615 | -7.1525 | -5.4884 | -5.6592 | -6.0063 | -5.6921
|  |  |  | Avoided generation/storage costs (excl. fuel costs) | 0 | 0 | 92.8175 | 313.8708 | 726.6043 | 560.9838 | 783.4232 | 996.9549 | 1123.054 | 1049.6592 | 1759.0288 | 1636.9147 | 1354.7804 | 1375.4674 | 1376.5144 | 1208.4032 | 869.0149 | 1058.62 | 1397.2 | 1589.8455 | 1338.8187 | 1414.2383 | 1247.3321 | 1286.5595 | 1287.3103 | 1253.4134 | 1295.3508

## S2
S2 | Progressive
Calculating costs, benefits and NPV for each option
Parameters for S2
Parameters
| General parameters |  |  | Unit | Active | Scenario
| Commercial discount rate |  |  | Percent | 5.5% | 5.5%
| Cost parameters |  |  | Unit | Active | Scenario
| Capital cost (network) |  |  | Factor | 1 | 1
| Capital cost (battery) |  |  | Factor | 1 | 1
| Operating expenditure |  |  | Factor | 1 | 1
| Benefit parameters |  |  | Unit | Active | Scenario
| Avoided involuntary load shedding |  |  | Factor | 1 | 1
| Avoided unrelated TNSP expenditure |  |  | Factor | 1 | 1
| Avoided fuel consumption from generation dispatch |  |  | Factor | 1 | 1
| Avoided voluntary load curtailment |  |  | Factor | 1 | 1
| Avoided costs for non RIT-T proponent parties |  |  | Factor | 1 | 1
Incremental net present value calculation
| Net present value for each option |  |  |  | 1 | 1 | 1 | 1 | 1 | 1 | 1 | 1 | 1 | 1 | 1 | 1 | 1 | 1 | 1 | 1 | 1 | 1 | 1 | 1 | 1 | 1 | 1 | 1 | 1 | 1 | 1
| Option name |  | Units | NPV | 2022 | 2023 | 2024 | 2025 | 2026 | 2027 | 2028 | 2029 | 2030 | 2031 | 2032 | 2033 | 2034 | 2035 | 2036 | 2037 | 2038 | 2039 | 2040 | 2041 | 2042 | 2043 | 2044 | 2045 | 2046 | 2047 | 2048
| Option 1 |  | $ | -169341833.7369 | -15286823.0548 | -47353132.1168 | -218989766.2945 | -95766103.3687 | -126769346.1994 | 5257943.8156 | 38782036.7069 | 19733099.9156 | -143028398.0377 | -16042736.1213 | 6309217.9469 | 741142339.2882 | 254773681.5163 | -535713809.4349 | -1487487750.2266 | -724173435.0127 | 200306134.0346 | -543947164.2556 | 1098742854.0955 | -485426824.7345 | -427604303.2317 | 287554552.6518 | 279857026.2682 | -109032123.883 | 738092821.2637 | 326849462.2651 | 2671807839.1429
| Option 2 |  | $ | -360865031.0419 | -15286823.0548 | -47353132.1168 | -219310080.1987 | -185909735.6245 | -275627129.4983 | 12090447.4995 | 59931105.998 | -8665340.6949 | -178274490.2459 | -22540386.8841 | 4467598.8081 | 665429896.6697 | 422142673.8747 | -874012243.1028 | -1181435119.2387 | -919957152.7944 | 363551716.2477 | -434331662.1078 | 1020958924.4213 | -356000451.9932 | -479104395.3897 | 337473590.1608 | 275863342.433 | -196622870.3436 | 473791459.8577 | 296999887.8592 | 2939378945.0147
Present value of market benefits for each option
| Option name |  | Units | PV | 2022 | 2023 | 2024 | 2025 | 2026 | 2027 | 2028 | 2029 | 2030 | 2031 | 2032 | 2033 | 2034 | 2035 | 2036 | 2037 | 2038 | 2039 | 2040 | 2041 | 2042 | 2043 | 2044 | 2045 | 2046 | 2047 | 2048
| Option 1 |  | $ | 971446099.3269 | 0 | 0 | 53727.5168 | -776570.1794 | 18095621.688 | 5257943.8156 | 38782036.7069 | 19733099.9156 | -143028398.0377 | -16042736.1213 | 6309217.9469 | 741142339.2882 | 281325529.3745 | -24006449.3188 | -23310934.595 | -27051025.1708 | 235440750.5984 | -513568310.101 | 1129121708.2501 | -455047970.5798 | -397225449.0771 | 317933406.8064 | 310235880.4228 | -78653269.7284 | 768471675.4183 | 357228316.4197 | 140724118.3083
| Option 2 |  | $ | 1082068293.5627 | 0 | 0 | -266586.3874 | -3895202.4352 | 130312838.3891 | 14590447.4995 | 62431105.998 | -6165340.6949 | -175774490.2459 | -20040386.8841 | 6967598.8081 | 667929896.6697 | 451194521.7329 | -359804882.9867 | 285241696.3929 | -220334742.9524 | 401186332.8115 | -401452807.9532 | 1053837778.5759 | -323121597.8386 | -446225541.2351 | 370352444.3154 | 308742196.5876 | -96244016.189 | 709170314.0123 | 329878742.0139 | 140400231.8801
Present value of costs for each option
| Option name |  | Units | PV | 2022 | 2023 | 2024 | 2025 | 2026 | 2027 | 2028 | 2029 | 2030 | 2031 | 2032 | 2033 | 2034 | 2035 | 2036 | 2037 | 2038 | 2039 | 2040 | 2041 | 2042 | 2043 | 2044 | 2045 | 2046 | 2047 | 2048
| Option 1 |  | $ | -1140787933.0638 | -15286823.0548 | -47353132.1168 | -219043493.8113 | -94989533.1893 | -144864967.8874 | 0 | 0 | 0 | 0 | 0 | 0 | 0 | -26551847.8582 | -511707360.1161 | -1464176815.6316 | -697122409.842 | -35134616.5638 | -30378854.1546 | -30378854.1546 | -30378854.1546 | -30378854.1546 | -30378854.1546 | -30378854.1546 | -30378854.1546 | -30378854.1546 | -30378854.1546 | 2531083720.8346
| Option 2 |  | $ | -1442933324.6046 | -15286823.0548 | -47353132.1168 | -219043493.8113 | -182014533.1893 | -405939967.8874 | -2500000 | -2500000 | -2500000 | -2500000 | -2500000 | -2500000 | -2500000 | -29051847.8582 | -514207360.1161 | -1466676815.6316 | -699622409.842 | -37634616.5638 | -32878854.1546 | -32878854.1546 | -32878854.1546 | -32878854.1546 | -32878854.1546 | -32878854.1546 | -100378854.1546 | -235378854.1546 | -32878854.1546 | 2798978713.1346
Incremental cost calculation | bar: 2022 to 2048
| Capital outflow | Commission in 2038/39
| Option name | Capex component | Units | PV | 2022 | 2023 | 2024 | 2025 | 2026 | 2027 | 2028 | 2029 | 2030 | 2031 | 2032 | 2033 | 2034 | 2035 | 2036 | 2037 | 2038 | 2039 | 2040 | 2041 | 2042 | 2043 | 2044 | 2045 | 2046 | 2047 | 2048 | Annual depreciation | Years in analysis | Terminal value
| Option 1 | NSW 500kV Substation Works (Dinawan & Gugaa) | $ | -95496725.669 | 0 | 0 | 0 | 0 | 0 | 0 | 0 | 0 | 0 | 0 | 0 | 0 | -2001563.1451 | -60117611.0504 | -202730822.8294 | -85313529.1078 | -4127767.8955 | 0 | 0 | 0 | 0 | 0 | 0 | 0 | 0 | 0 | 265718470.5211 | 8857282.3507 | 10 | 265718470.5211
| Option 1 | NSW 500kV Line Works (VIC/NSW Border to Gugaa) | $ | -193567095.0998 | 0 | 0 | 0 | 0 | 0 | 0 | 0 | 0 | 0 | 0 | 0 | 0 | -5085059.2852 | -152731437.4414 | -380480245.6974 | -201790961.52 | -10486776.056 | 0 | 0 | 0 | 0 | 0 | 0 | 0 | 0 | 0 | 600459584 | 15011489.6 | 10 | 600459584
| Option 1 | NSW 500kV PEC Enhanced Line Works (Dinawan to Wagga) | $ | -119552301.8457 | 0 | 0 | -163350000 | -18150000 | 0 | 0 | 0 | 0 | 0 | 0 | 0 | 0 | 0 | 0 | 0 | 0 | 0 | 0 | 0 | 0 | 0 | 0 | 0 | 0 | 0 | 0 | 145200000 | 3630000 | 10 | 145200000
| Option 1 | NSW Power Flow Control & Repeater Site | $ | -49352313.0072 | 0 | 0 | 0 | 0 | 0 | 0 | 0 | 0 | 0 | 0 | 0 | 0 | -1034399.5582 | -31068532.8426 | -104770451.0746 | -44089679.1255 | -2133213.3827 | 0 | 0 | 0 | 0 | 0 | 0 | 0 | 0 | 0 | 137322206.9877 | 4577406.8996 | 10 | 137322206.9877
| Option 1 | NSW Property / Land Access / Easements | $ | -36275427.1575 | 0 | 0 | 0 | -35908505.9575 | -29742769.2968 | 0 | 0 | 0 | 0 | 0 | 0 | 0 | 0 | 0 | 0 | 0 | 0 | 0 | 0 | 0 | 0 | 0 | 0 | 0 | 0 | 0 | 65651268.6892 | 0.65651 | 10 | 65651268.6892
| Option 1 | NSW Biodiversity Offset Costs | $ | -38335343.6027 | 0 | 0 | 0 | 0 | -66479309.3566 | 0 | 0 | 0 | 0 | 0 | 0 | 0 | 0 | 0 | 0 | 0 | 0 | 0 | 0 | 0 | 0 | 0 | 0 | 0 | 0 | 0 | 53183447.4853 | 1329586.1871 | 10 | 53183447.4853
| Option 1 | NSW early works | $ | -33716219.8491 | -5498581.9661 | -17032648.1417 | -20032628.0748 | -3797808.5126 | -3145698.7533 | 0 | 0 | 0 | 0 | 0 | 0 | 0 | 0 | 0 | 0 | 0 | 0 | 0 | 0 | 0 | 0 | 0 | 0 | 0 | 0 | 0 | 39605892.3589 | 990147.309 | 10 | 39605892.3589
| Option 1 | VIC 500kV Substation Works | $ | -172776153.4121 | 0 | 0 | 0 | 0 | 0 | 0 | 0 | 0 | 0 | 0 | 0 | 0 | -3621300.9252 | -108766970.9809 | -366787986.7207 | -154352343.3919 | -7468107.9814 | 0 | 0 | 0 | 0 | 0 | 0 | 0 | 0 | 0 | 480747532.5 | 16024917.75 | 10 | 480747532.5
| Option 1 | VIC 500kV Line Works (VIC side) | $ | -182475093.9125 | 0 | 0 | 0 | 0 | 0 | 0 | 0 | 0 | 0 | 0 | 0 | 0 | -4793669.4516 | -143979447.4166 | -358677535.1961 | -190227707.0133 | -9885850.9225 | 0 | 0 | 0 | 0 | 0 | 0 | 0 | 0 | 0 | 566051368 | 14151284.2 | 10 | 566051368
| Option 1 | VIC Power Flow Control | $ | -23896353.0762 | 0 | 0 | 0 | 0 | 0 | 0 | 0 | 0 | 0 | 0 | 0 | 0 | -500855.493 | -15043360.3843 | -50729774.1134 | -21348189.6835 | -1032900.3257 | 0 | 0 | 0 | 0 | 0 | 0 | 0 | 0 | 0 | 66491310 | 2216377 | 10 | 66491310
| Option 1 | VIC Property / Land Access / Easements | $ | -30682945.0342 | 0 | 0 | 0 | -30372591.0593 | -25157408.9407 | 0 | 0 | 0 | 0 | 0 | 0 | 0 | 0 | 0 | 0 | 0 | 0 | 0 | 0 | 0 | 0 | 0 | 0 | 0 | 0 | 0 | 55529994.447 | 0.5553 | 10 | 55529994.447
| Option 1 | VIC Biodiversity Offset Costs | $ | -11450215.4439 | 0 | 0 | 0 | 0 | -14740000 | 0 | 0 | 0 | 0 | 0 | 0 | 0 | -9515000 | 0 | 0 | 0 | 0 | 0 | 0 | 0 | 0 | 0 | 0 | 0 | 0 | 0 | 19404000 | 485100 | 10 | 19404000
| Option 1 | VIC early works I | $ | -61057754.5691 | -9788241.0886 | -30320483.9751 | -35660865.7365 | -6760627.6598 | -5599781.5399 | 0 | 0 | 0 | 0 | 0 | 0 | 0 | 0 | 0 | 0 | 0 | 0 | 0 | 0 | 0 | 0 | 0 | 0 | 0 | 0 | 0 | 66097500 | 2203250 | 10 | 66097500
[32 empty] | 0 | 2049 | 0
| Option 2 | NSW 500kV Substation Works (Dinawan & Gugaa) | $ | -95496725.669 | 0 | 0 | 0 | 0 | 0 | 0 | 0 | 0 | 0 | 0 | 0 | 0 | -2001563.1451 | -60117611.0504 | -202730822.8294 | -85313529.1078 | -4127767.8955 | 0 | 0 | 0 | 0 | 0 | 0 | 0 | 0 | 0 | 265718470.5211 | 8857282.3507 | 10 | 265718470.5211
| Option 2 | NSW 500kV Line Works (VIC/NSW Border to Gugaa) | $ | -193567095.0998 | 0 | 0 | 0 | 0 | 0 | 0 | 0 | 0 | 0 | 0 | 0 | 0 | -5085059.2852 | -152731437.4414 | -380480245.6974 | -201790961.52 | -10486776.056 | 0 | 0 | 0 | 0 | 0 | 0 | 0 | 0 | 0 | 600459584 | 15011489.6 | 10 | 600459584
| Option 2 | NSW 500kV PEC Enhanced Line Works (Dinawan to Wagga) | $ | -119552301.8457 | 0 | 0 | -163350000 | -18150000 | 0 | 0 | 0 | 0 | 0 | 0 | 0 | 0 | 0 | 0 | 0 | 0 | 0 | 0 | 0 | 0 | 0 | 0 | 0 | 0 | 0 | 0 | 145200000 | 3630000 | 10 | 145200000
| Option 2 | NSW Power Flow Control & Repeater Site | $ | -49352313.0072 | 0 | 0 | 0 | 0 | 0 | 0 | 0 | 0 | 0 | 0 | 0 | 0 | -1034399.5582 | -31068532.8426 | -104770451.0746 | -44089679.1255 | -2133213.3827 | 0 | 0 | 0 | 0 | 0 | 0 | 0 | 0 | 0 | 137322206.9877 | 4577406.8996 | 10 | 137322206.9877
| Option 2 | NSW Property / Land Access / Easements | $ | -36275427.1575 | 0 | 0 | 0 | -35908505.9575 | -29742769.2968 | 0 | 0 | 0 | 0 | 0 | 0 | 0 | 0 | 0 | 0 | 0 | 0 | 0 | 0 | 0 | 0 | 0 | 0 | 0 | 0 | 0 | 65651268.6892 | 0.65651 | 10 | 65651268.6892
| Option 2 | NSW Biodiversity Offset Costs | $ | -38335343.6027 | 0 | 0 | 0 | 0 | -66479309.3566 | 0 | 0 | 0 | 0 | 0 | 0 | 0 | 0 | 0 | 0 | 0 | 0 | 0 | 0 | 0 | 0 | 0 | 0 | 0 | 0 | 0 | 53183447.4853 | 1329586.1871 | 10 | 53183447.4853
| Option 2 | NSW early works | $ | -33716219.8491 | -5498581.9661 | -17032648.1417 | -20032628.0748 | -3797808.5126 | -3145698.7533 | 0 | 0 | 0 | 0 | 0 | 0 | 0 | 0 | 0 | 0 | 0 | 0 | 0 | 0 | 0 | 0 | 0 | 0 | 0 | 0 | 0 | 39605892.3589 | 990147.309 | 10 | 39605892.3589
| Option 2 | VIC 500kV Substation Works | $ | -172776153.4121 | 0 | 0 | 0 | 0 | 0 | 0 | 0 | 0 | 0 | 0 | 0 | 0 | -3621300.9252 | -108766970.9809 | -366787986.7207 | -154352343.3919 | -7468107.9814 | 0 | 0 | 0 | 0 | 0 | 0 | 0 | 0 | 0 | 480747532.5 | 16024917.75 | 10 | 480747532.5
| Option 2 | VIC 500kV Line Works (VIC side) | $ | -182475093.9125 | 0 | 0 | 0 | 0 | 0 | 0 | 0 | 0 | 0 | 0 | 0 | 0 | -4793669.4516 | -143979447.4166 | -358677535.1961 | -190227707.0133 | -9885850.9225 | 0 | 0 | 0 | 0 | 0 | 0 | 0 | 0 | 0 | 566051368 | 14151284.2 | 10 | 566051368
| Option 2 | VIC Power Flow Control | $ | -23896353.0762 | 0 | 0 | 0 | 0 | 0 | 0 | 0 | 0 | 0 | 0 | 0 | 0 | -500855.493 | -15043360.3843 | -50729774.1134 | -21348189.6835 | -1032900.3257 | 0 | 0 | 0 | 0 | 0 | 0 | 0 | 0 | 0 | 66491310 | 2216377 | 10 | 66491310
| Option 2 | VIC Property / Land Access / Easements | $ | -30682945.0342 | 0 | 0 | 0 | -30372591.0593 | -25157408.9407 | 0 | 0 | 0 | 0 | 0 | 0 | 0 | 0 | 0 | 0 | 0 | 0 | 0 | 0 | 0 | 0 | 0 | 0 | 0 | 0 | 0 | 55529994.447 | 0.5553 | 10 | 55529994.447
| Option 2 | VIC Biodiversity Offset Costs | $ | -11450215.4439 | 0 | 0 | 0 | 0 | -14740000 | 0 | 0 | 0 | 0 | 0 | 0 | 0 | -9515000 | 0 | 0 | 0 | 0 | 0 | 0 | 0 | 0 | 0 | 0 | 0 | 0 | 0 | 19404000 | 485100 | 10 | 19404000
| Option 2 | VIC early works I | $ | -61057754.5691 | -9788241.0886 | -30320483.9751 | -35660865.7365 | -6760627.6598 | -5599781.5399 | 0 | 0 | 0 | 0 | 0 | 0 | 0 | 0 | 0 | 0 | 0 | 0 | 0 | 0 | 0 | 0 | 0 | 0 | 0 | 0 | 0 | 66097500 | 2203250 | 10 | 66097500
| Option 2 | NSW battery land and development | $ | -9450883.7201 | 0 | 0 | 0 | -4375000 | -13125000 | 0 | 0 | 0 | 0 | 0 | 0 | 0 | 0 | 0 | 0 | 0 | 0 | 0 | 0 | 0 | 0 | 0 | 0 | 0 | 0 | 0 | 17499996.15 | 0.175 | 22 | 17499996.15
| Option 2 | NSW battery storage and capacity | $ | -107894079.227 | 0 | 0 | 0 | -33750000 | -101250000 | 0 | 0 | 0 | 0 | 0 | 0 | 0 | 0 | 0 | 0 | 0 | 0 | 0 | 0 | 0 | 0 | 0 | 0 | 0 | 0 | 0 | -13500000 | 6750000 | 22 | -13500000
| Option 2 | NSW battery storage and capacity (replacement) | $ | -7262374.0122 | 0 | 0 | 0 | 0 | 0 | 0 | 0 | 0 | 0 | 0 | 0 | 0 | 0 | 0 | 0 | 0 | 0 | 0 | 0 | 0 | 0 | 0 | 0 | -33750000 | -101250000 | 0 | 121500000 | 6750000 | 2 | 121500000
| Option 2 | NSW battery connection | $ | -12120355.9256 | 0 | 0 | 0 | -4525000 | -13575000 | 0 | 0 | 0 | 0 | 0 | 0 | 0 | 0 | 0 | 0 | 0 | 0 | 0 | 0 | 0 | 0 | 0 | 0 | 0 | 0 | 0 | 8145000 | 452500 | 22 | 8145000
| Option 2 | VIC battery land and development | $ | -9450883.7201 | 0 | 0 | 0 | -4375000 | -13125000 | 0 | 0 | 0 | 0 | 0 | 0 | 0 | 0 | 0 | 0 | 0 | 0 | 0 | 0 | 0 | 0 | 0 | 0 | 0 | 0 | 0 | 17499996.15 | 0.175 | 22 | 17499996.15
| Option 2 | VIC battery storage and capacity | $ | -107894079.227 | 0 | 0 | 0 | -33750000 | -101250000 | 0 | 0 | 0 | 0 | 0 | 0 | 0 | 0 | 0 | 0 | 0 | 0 | 0 | 0 | 0 | 0 | 0 | 0 | 0 | 0 | 0 | -13500000 | 6750000 | 22 | -13500000
| Option 2 | VIC battery storage and capacity (replacement) | $ | -7262374.0122 | 0 | 0 | 0 | 0 | 0 | 0 | 0 | 0 | 0 | 0 | 0 | 0 | 0 | 0 | 0 | 0 | 0 | 0 | 0 | 0 | 0 | 0 | 0 | -33750000 | -101250000 | 0 | 121500000 | 6750000 | 2 | 121500000
| Option 2 | VIC battery connection | $ | -16740823.1017 | 0 | 0 | 0 | -6250000 | -18750000 | 0 | 0 | 0 | 0 | 0 | 0 | 0 | 0 | 0 | 0 | 0 | 0 | 0 | 0 | 0 | 0 | 0 | 0 | 0 | 0 | 0 | 11250000 | 625000 | 22 | 11250000
Capital cost (network)
| Option name |  | Units | PV | 2022 | 2023 | 2024 | 2025 | 2026 | 2027 | 2028 | 2029 | 2030 | 2031 | 2032 | 2033 | 2034 | 2035 | 2036 | 2037 | 2038 | 2039 | 2040 | 2041 | 2042 | 2043 | 2044 | 2045 | 2046 | 2047 | 2048
| Option 1 |  | $ | -1048633941.6791 | -15286823.0548 | -47353132.1168 | -219043493.8113 | -94989533.1893 | -144864967.8874 | 0 | 0 | 0 | 0 | 0 | 0 | 0 | -26551847.8582 | -511707360.1161 | -1464176815.6316 | -697122409.842 | -35134616.5638 | 0 | 0 | 0 | 0 | 0 | 0 | 0 | 0 | 0 | 2561462574.9892
| Option 2 |  | $ | -1326709794.6248 | -15286823.0548 | -47353132.1168 | -219043493.8113 | -182014533.1893 | -405939967.8874 | 0 | 0 | 0 | 0 | 0 | 0 | 0 | -26551847.8582 | -511707360.1161 | -1464176815.6316 | -697122409.842 | -35134616.5638 | 0 | 0 | 0 | 0 | 0 | 0 | -67500000 | -202500000 | 0 | 2831857567.2892
Operating expenditure
| Option name |  | Units | PV | 2022 | 2023 | 2024 | 2025 | 2026 | 2027 | 2028 | 2029 | 2030 | 2031 | 2032 | 2033 | 2034 | 2035 | 2036 | 2037 | 2038 | 2039 | 2040 | 2041 | 2042 | 2043 | 2044 | 2045 | 2046 | 2047 | 2048
| Option 1 |  | $ | -92153991.3847 | 0 | 0 | 0 | 0 | 0 | 0 | 0 | 0 | 0 | 0 | 0 | 0 | 0 | 0 | 0 | 0 | 0 | -30378854.1546 | -30378854.1546 | -30378854.1546 | -30378854.1546 | -30378854.1546 | -30378854.1546 | -30378854.1546 | -30378854.1546 | -30378854.1546 | -30378854.1546
| Option 2 |  | $ | -116223529.9798 | 0 | 0 | 0 | 0 | 0 | -2500000 | -2500000 | -2500000 | -2500000 | -2500000 | -2500000 | -2500000 | -2500000 | -2500000 | -2500000 | -2500000 | -2500000 | -32878854.1546 | -32878854.1546 | -32878854.1546 | -32878854.1546 | -32878854.1546 | -32878854.1546 | -32878854.1546 | -32878854.1546 | -32878854.1546 | -32878854.1546
Incremental 'market benefits' calculation
Avoided involuntary load shedding
| Option name |  | Units | PV | 2022 | 2023 | 2024 | 2025 | 2026 | 2027 | 2028 | 2029 | 2030 | 2031 | 2032 | 2033 | 2034 | 2035 | 2036 | 2037 | 2038 | 2039 | 2040 | 2041 | 2042 | 2043 | 2044 | 2045 | 2046 | 2047 | 2048
| Option 1 |  | $ | 18589570.7288 | 0 | 0 | -403.8626 | -10903.1468 | -1984502.535 | -774.4836 | -812.6046 | 1660801.7001 | 250881.8867 | 80510.5963 | -1007.2042 | -329602.0849 | 21645669.7374 | 22592913.0388 | -414280.0313 | -1369.9556 | -5636474.0765 | -1538.5476 | -1628.1417 | -1723.915 | -1802.9752 | -1920.1957 | -2068.5028 | -2149.9641 | -2277.7158 | -2441.1716 | -2600.5068
| Option 2 |  | $ | 19534404.1391 | 0 | 0 | -520.0765 | -28657.7673 | -1737696.6521 | -1013.7093 | -1063.5882 | 1240272.4753 | 204810.1173 | -121991.8794 | -1318.3416 | -343892.625 | 23106331.2264 | 24393020.422 | -309624.3037 | -1793.1023 | -6690725.3376 | -2013.7125 | -2130.9811 | -2256.2059 | -2359.7402 | -2513.2706 | -2707.4597 | -2813.8746 | -2981.3453 | -3195.9069 | -3404.685
Avoided unrelated TNSP expenditure
| Option name |  | Units | PV | 2022 | 2023 | 2024 | 2025 | 2026 | 2027 | 2028 | 2029 | 2030 | 2031 | 2032 | 2033 | 2034 | 2035 | 2036 | 2037 | 2038 | 2039 | 2040 | 2041 | 2042 | 2043 | 2044 | 2045 | 2046 | 2047 | 2048
| Option 1 |  | $ | 138160152.7438 | 0 | 0 | -3208.0082 | -320.5693 | 258.4546 | -334.3788 | -326.4194 | 9017.7917 | -8.6598 | 1485356.4069 | 358448.3491 | 64556.1939 | 67953642.0381 | 14648159.0352 | 134903.3287 | -3828139.8426 | 233562294.5346 | -1951136.0133 | 23509713.5126 | -57475744.2628 | 22346031.8178 | 39276743.85 | 67681727.3727 | -25175550.9252 | -40201704.8089 | -34235689.0061 | 11347399.0613
| Option 2 |  | $ | 163608979.1585 | 0 | 0 | -4141.5078 | -359.11 | 165.841 | -408.7867 | -446.5958 | 8925.8542 | -167.8162 | 1895364.1476 | 358419.6123 | 49285.0132 | 83838290.8003 | 3968821.398 | 2861495.6719 | -1949530.0092 | 309535662.1923 | -26123.3218 | 26764843.4457 | -62161468.4252 | 19609871.3013 | 42927670.5602 | 44691803.8417 | -34776790.5612 | -44585178.7375 | -35871104.7723 | 11910988.8058
Avoided fuel consumption from generation dispatch
| Option name |  | Units | PV | 2022 | 2023 | 2024 | 2025 | 2026 | 2027 | 2028 | 2029 | 2030 | 2031 | 2032 | 2033 | 2034 | 2035 | 2036 | 2037 | 2038 | 2039 | 2040 | 2041 | 2042 | 2043 | 2044 | 2045 | 2046 | 2047 | 2048
| Option 1 |  | $ | 291906619.5324 | 0 | 0 | 124193.344 | 908863.8049 | 2623420.348 | 727618.0666 | 2021200.8398 | 2828724.3142 | 10266927.7771 | 12048036.6004 | 5412407.9849 | -14803569.3062 | -39799880.1292 | -37082747.6035 | -22537543.8473 | -14467455.3198 | -39465511.1764 | 56181960.8388 | 21303830.4574 | 42590506.582 | 102335695.5925 | 141817883.5791 | 114490060.0082 | 134032131.1853 | 150619067.2626 | 79126278.3322 | 406898844.1218
| Option 2 |  | $ | 280083573.7758 | 0 | 0 | -282038.7819 | 579271.0714 | -3697948.7988 | -3939847.2256 | -4906207.6088 | -4972514.3046 | 6018791.3965 | 12118120.5228 | 5545492.936 | -14479399.3527 | -40722799.4015 | -21185127.3372 | -21611578.8633 | -2946865.7894 | -39415581.1031 | 52766982.3576 | 19981773.5879 | 35784636.267 | 99648108.0622 | 141550359.9899 | 116946397.6047 | 138447573.4026 | 149751060.0968 | 78923279.7513 | 407849574.7428
Avoided voluntary load curtailment
| Option name |  | Units | PV | 2022 | 2023 | 2024 | 2025 | 2026 | 2027 | 2028 | 2029 | 2030 | 2031 | 2032 | 2033 | 2034 | 2035 | 2036 | 2037 | 2038 | 2039 | 2040 | 2041 | 2042 | 2043 | 2044 | 2045 | 2046 | 2047 | 2048
| Option 1 |  | $ | 12739079.219 | 0 | 0 | 9795.8389 | -3467.057 | -158065.221 | -751906.0204 | 15231.852 | 423347.3567 | -19777.7263 | 1006141.3326 | 21151.9096 | -971342.4949 | 6601038.308 | 6113977.5881 | -1300584.7216 | -1767732.8759 | -549209.1564 | 533994.2589 | 1254943.4656 | -2339989.3526 | -6398762.0553 | 19766270.6741 | -1297240.2759 | 2991674.6603 | 2065124.166 | 14369146.959 | -67255.3055
| Option 2 |  | $ | 16864438.927 | 0 | 0 | 8972.7242 | -4330.7625 | -198287.9266 | 3224509.1484 | 370629.9951 | 102084.3439 | 54578.8554 | 610732.9541 | 19794.0605 | -1025380.5897 | 6930213.3319 | 7012470.9605 | 385510.6739 | -592277.4395 | -704750.467 | 531978.2575 | 1082377.0037 | -2760378.0827 | -6658488.3938 | 19787739.6737 | -1366228.7162 | 2935092.1385 | 2224337.4006 | 14190196.3059 | -82157.3741
Avoided costs for non RIT-T proponent parties
| Option name |  | Units | PV | 2022 | 2023 | 2024 | 2025 | 2026 | 2027 | 2028 | 2029 | 2030 | 2031 | 2032 | 2033 | 2034 | 2035 | 2036 | 2037 | 2038 | 2039 | 2040 | 2041 | 2042 | 2043 | 2044 | 2045 | 2046 | 2047 | 2048
| Option 1 |  | $ | 510050677.1029 | 0 | 0 | -76649.7954 | -1670743.2112 | 17614510.6414 | 5283340.6318 | 36746743.0391 | 14811208.7529 | -153526421.3155 | -30662781.0575 | 518216.9076 | 757182296.9803 | 224925059.4203 | -30278751.3774 | 806570.6765 | -6986327.1768 | 47529650.4732 | -568331590.6377 | 1083054848.9562 | -437821019.6315 | -515506611.4569 | 117074428.899 | 129363401.8206 | -190499374.6848 | 655991466.5144 | 297971021.3063 | -277452269.0624
| Option 2 |  | $ | 601976897.5623 | 0 | 0 | 11141.2546 | -4441125.8667 | 135946605.9257 | 15307208.0728 | 66968193.7958 | -2544109.0637 | -182052502.7989 | -34542612.6292 | 1045210.5409 | 683729284.224 | 378042485.7757 | -373994068.43 | 303915893.2142 | -214844276.6119 | 138461727.5269 | -454723631.5339 | 1006010915.5198 | -293982131.3918 | -558822672.4646 | 166089187.3621 | 148472931.3171 | -202847077.2944 | 601783076.5978 | 272639566.6359 | -279274769.6095
PV market benefits over time for preferred option
|  |  |  | Discount factor | 2021/22 | 2022/23 | 2023/24 | 2024/25 | 2025/26 | 2026/27 | 2027/28 | 2028/29 | 2029/30 | 2030/31 | 2031/32 | 2032/33 | 2033/34 | 2034/35 | 2035/36 | 2036/37 | 2037/38 | 2038/39 | 2039/40 | 2040/41 | 2041/42 | 2042/43 | 2043/44 | 2044/45 | 2045/46 | 2046/47 | 2047/48
|  |  |  | Factor | 1.055 | 1.113 | 1.1742 | 1.2388 | 1.307 | 1.3788 | 1.4547 | 1.5347 | 1.6191 | 1.7081 | 1.8021 | 1.9012 | 2.0058 | 2.1161 | 2.2325 | 2.3553 | 2.4848 | 2.6215 | 2.7656 | 2.9178 | 3.0782 | 3.2475 | 3.4262 | 3.6146 | 3.8134 | 4.0231 | 4.2444
|  |  |  | Annual PV | 2021/22 | 2022/23 | 2023/24 | 2024/25 | 2025/26 | 2026/27 | 2027/28 | 2028/29 | 2029/30 | 2030/31 | 2031/32 | 2032/33 | 2033/34 | 2034/35 | 2035/36 | 2036/37 | 2037/38 | 2038/39 | 2039/40 | 2040/41 | 2041/42 | 2042/43 | 2043/44 | 2044/45 | 2045/46 | 2046/47 | 2047/48
|  |  |  | Avoided unserved energy | 0 | 0 | -0.00034393 | -0.0088012 | -1.5184 | -0.00056169 | -0.00055861 | 1.0822 | 0.15495 | 0.047133 | -0.00055891 | -0.17336 | 10.7917 | 10.6767 | -0.18557 | -0.00058166 | -2.2684 | -0.0005869 | -0.0005887 | -0.00059084 | -0.00058572 | -0.00059128 | -0.00060374 | -0.0005948 | -0.00059729 | -0.00060678 | -0.00061269
|  |  |  | Avoided REZ transmission capex | 0 | 0 | -0.002732 | -0.00025877 | 0.00019775 | -0.00024251 | -0.00022439 | 0.005876 | -5.3485e-06 | 0.86957 | 0.19891 | 0.033955 | 33.879 | 6.9223 | 0.060428 | -1.6254 | 93.9963 | -0.74429 | 8.5006 | -19.6986 | 7.2594 | 12.0943 | 19.7544 | -6.965 | -10.5422 | -8.5097 | 2.6735
|  |  |  | Avoided fuel costs | 0 | 0 | 0.10576 | 0.73365 | 2.0073 | 0.5277 | 1.3894 | 1.8432 | 6.3412 | 7.0533 | 3.0034 | -7.7864 | -19.8427 | -17.5242 | -10.0953 | -6.1426 | -15.8828 | 21.4315 | 7.703 | 14.597 | 33.2449 | 43.6694 | 33.4165 | 37.0809 | 39.4974 | 19.6678 | 95.8672
|  |  |  | Avoided voluntary load curtailment | 0 | 0 | 0.0083423 | -0.0027987 | -0.12094 | -0.54532 | 0.010471 | 0.27585 | -0.012215 | 0.58903 | 0.011737 | -0.51091 | 3.291 | 2.8893 | -0.58257 | -0.75055 | -0.22103 | 0.2037 | 0.45376 | -0.80198 | -2.0787 | 6.0865 | -0.37863 | 0.82767 | 0.54155 | 3.5716 | -0.015846
|  |  |  | Avoided generation/storage costs (excl. fuel costs) | 0 | 0 | -0.065276 | -1.3487 | 13.4775 | 3.8317 | 25.2611 | 9.651 | -94.8224 | -17.9509 | 0.28756 | 398.2639 | 112.1388 | -14.3088 | 0.36129 | -2.9663 | 19.1281 | -216.7991 | 391.61 | -150.0539 | -167.4683 | 36.0502 | 37.7576 | -52.7029 | 172.0231 | 74.0645 | -65.369
|  |  |  | Cumulative PV | 2021/22 | 2022/23 | 2023/24 | 2024/25 | 2025/26 | 2026/27 | 2027/28 | 2028/29 | 2029/30 | 2030/31 | 2031/32 | 2032/33 | 2033/34 | 2034/35 | 2035/36 | 2036/37 | 2037/38 | 2038/39 | 2039/40 | 2040/41 | 2041/42 | 2042/43 | 2043/44 | 2044/45 | 2045/46 | 2046/47 | 2047/48
|  |  |  | Avoided unserved energy | 0 | 0 | -0.00034393 | -0.0091451 | -1.5276 | -1.5281 | -1.5287 | -0.4465 | -0.29155 | -0.24441 | -0.24497 | -0.41834 | 10.3733 | 21.0501 | 20.8645 | 20.8639 | 18.5955 | 18.5949 | 18.5944 | 18.5938 | 18.5932 | 18.5926 | 18.592 | 18.5914 | 18.5908 | 18.5902 | 18.5896
|  |  |  | Avoided REZ transmission capex | 0 | 0 | -0.002732 | -0.0029908 | -0.002793 | -0.0030355 | -0.0032599 | 0.0026161 | 0.0026107 | 0.87218 | 1.0711 | 1.105 | 34.9841 | 41.9063 | 41.9668 | 40.3414 | 134.3377 | 133.5934 | 142.0941 | 122.3955 | 129.6548 | 141.7491 | 161.5036 | 154.5386 | 143.9964 | 135.4867 | 138.1602
|  |  |  | Avoided fuel costs | 0 | 0 | 0.10576 | 0.83941 | 2.8467 | 3.3744 | 4.7638 | 6.607 | 12.9482 | 20.0015 | 23.0049 | 15.2185 | -4.6242 | -22.1484 | -32.2437 | -38.3863 | -54.269 | -32.8375 | -25.1345 | -10.5375 | 22.7074 | 66.3768 | 99.7933 | 136.8742 | 176.3716 | 196.0394 | 291.9066
|  |  |  | Avoided voluntary load curtailment | 0 | 0 | 0.0083423 | 0.0055436 | -0.1154 | -0.66071 | -0.65024 | -0.37439 | -0.38661 | 0.20242 | 0.21416 | -0.29675 | 2.9943 | 5.8835 | 5.301 | 4.5504 | 4.3294 | 4.5331 | 4.9869 | 4.1849 | 2.1062 | 8.1927 | 7.8141 | 8.6417 | 9.1833 | 12.7549 | 12.7391
|  |  |  | Avoided generation/storage costs (excl. fuel costs) | 0 | 0 | -0.065276 | -1.4139 | 12.0635 | 15.8953 | 41.1563 | 50.8073 | -44.0151 | -61.966 | -61.6785 | 336.5854 | 448.7242 | 434.4154 | 434.7767 | 431.8104 | 450.9386 | 234.1394 | 625.7494 | 475.6954 | 308.2272 | 344.2774 | 382.035 | 329.3321 | 501.3552 | 575.4197 | 510.0507

## S3
S3 | Hydrogen
Calculating costs, benefits and NPV for each option
Parameters for S3
Parameters
| General parameters |  |  | Unit | Active | Scenario
| Commercial discount rate |  |  | Percent | 5.5% | 5.5%
| Cost parameters |  |  | Unit | Active | Scenario
| Capital cost (network) |  |  | Factor | 1 | 1
| Capital cost (battery) |  |  | Factor | 1 | 1
| Operating expenditure |  |  | Factor | 1 | 1
| Benefit parameters |  |  | Unit | Active | Scenario
| Avoided involuntary load shedding |  |  | Factor | 1 | 1
| Avoided unrelated TNSP expenditure |  |  | Factor | 1 | 1
| Avoided fuel consumption from generation dispatch |  |  | Factor | 1 | 1
| Avoided voluntary load curtailment |  |  | Factor | 1 | 1
| Avoided costs for non RIT-T proponent parties |  |  | Factor | 1 | 1
Incremental net present value calculation
| Net present value for each option |  |  |  | 1 | 1 | 1 | 1 | 1 | 1 | 1 | 1 | 1 | 1 | 1 | 1 | 1 | 1 | 1 | 1 | 1 | 1 | 1 | 1 | 1 | 1 | 1 | 1 | 1 | 1 | 1
| Option name |  | Units | NPV | 2022 | 2023 | 2024 | 2025 | 2026 | 2027 | 2028 | 2029 | 2030 | 2031 | 2032 | 2033 | 2034 | 2035 | 2036 | 2037 | 2038 | 2039 | 2040 | 2041 | 2042 | 2043 | 2044 | 2045 | 2046 | 2047 | 2048
| Option 1 |  | $ | 1543146528.877 | -15286823.0548 | -47353132.1168 | 2111190.0599 | -213664623.4512 | -102658159.3055 | 261893389.5788 | -1383384945.8933 | -934609397.7897 | 932851222.2358 | -2077265284.8169 | 3304191551.5169 | 224661081.3476 | 164674960.5037 | 695550460.5788 | 2327939248.8482 | -1458422280.4844 | 1252424802.0963 | -1712653029.943 | 541212889.2745 | -50060387.8807 | -1019079862.3831 | 1128711806.1157 | 1255086772.8517 | 337637909.6168 | 63816741.038 | 247675242.5727 | 2077917606.0065
| Option 2 |  | $ | 1538731242.6929 | -15286823.0548 | -47353132.1168 | 418433468.3356 | -439027237.3082 | 211909710.7209 | -311426855.4083 | -1292805533.3281 | -620942717.5533 | 685531251.1731 | -1910499853.3667 | 3030560417.1767 | 216471734.3771 | 211066450.2991 | 828279239.1454 | 2117081662.4061 | -1419424367.7443 | 1157419474.9828 | -1629203066.2319 | 536843821.5453 | -85443853.7518 | -1060204893.9782 | 1129848119.3138 | 1197297149.0043 | 282165956.3736 | -143436971.9056 | 205885516.9145 | 2352925289.1085
Present value of market benefits for each option
| Option name |  | Units | PV | 2022 | 2023 | 2024 | 2025 | 2026 | 2027 | 2028 | 2029 | 2030 | 2031 | 2032 | 2033 | 2034 | 2035 | 2036 | 2037 | 2038 | 2039 | 2040 | 2041 | 2042 | 2043 | 2044 | 2045 | 2046 | 2047 | 2048
| Option 1 |  | $ | 3587231677.5917 | 0 | 0 | 221154683.8712 | -103935090.2619 | 54018656.4402 | 773600749.6948 | 80791869.7384 | -237486987.9478 | 967985838.7996 | -2046886430.6623 | 3334570405.6715 | 255039935.5022 | 195053814.6583 | 725929314.7334 | 2358318103.0028 | -1428043426.3298 | 1282803656.2509 | -1682274175.7884 | 571591743.4291 | -19681533.7261 | -988701008.2285 | 1159090660.2703 | 1285465627.0063 | 368016763.7714 | 94195595.1926 | 278054096.7273 | 102648625.2376
| Option 2 |  | $ | 3884961782.9484 | 0 | 0 | 637476962.1469 | -242272704.1189 | 629661526.4665 | 202780504.7078 | 173871282.3035 | 78679692.2886 | 723165867.7369 | -1877620999.2121 | 3063439271.3313 | 249350588.5317 | 243945304.4537 | 861158093.3 | 2149960516.5607 | -1386545513.5897 | 1190298329.1374 | -1596324212.0773 | 569722675.6999 | -52564999.5972 | -1027326039.8236 | 1162726973.4684 | 1230176003.1589 | 382544810.5282 | 91941882.249 | 238764371.0691 | 109761316.0396
Present value of costs for each option
| Option name |  | Units | PV | 2022 | 2023 | 2024 | 2025 | 2026 | 2027 | 2028 | 2029 | 2030 | 2031 | 2032 | 2033 | 2034 | 2035 | 2036 | 2037 | 2038 | 2039 | 2040 | 2041 | 2042 | 2043 | 2044 | 2045 | 2046 | 2047 | 2048
| Option 1 |  | $ | -2044085148.7147 | -15286823.0548 | -47353132.1168 | -219043493.8113 | -109729533.1893 | -156676815.7456 | -511707360.1161 | -1464176815.6316 | -697122409.842 | -35134616.5638 | -30378854.1546 | -30378854.1546 | -30378854.1546 | -30378854.1546 | -30378854.1546 | -30378854.1546 | -30378854.1546 | -30378854.1546 | -30378854.1546 | -30378854.1546 | -30378854.1546 | -30378854.1546 | -30378854.1546 | -30378854.1546 | -30378854.1546 | -30378854.1546 | -30378854.1546 | 1975268980.7689
| Option 2 |  | $ | -2346230540.2555 | -15286823.0548 | -47353132.1168 | -219043493.8113 | -196754533.1893 | -417751815.7456 | -514207360.1161 | -1466676815.6316 | -699622409.842 | -37634616.5638 | -32878854.1546 | -32878854.1546 | -32878854.1546 | -32878854.1546 | -32878854.1546 | -32878854.1546 | -32878854.1546 | -32878854.1546 | -32878854.1546 | -32878854.1546 | -32878854.1546 | -32878854.1546 | -32878854.1546 | -32878854.1546 | -100378854.1546 | -235378854.1546 | -32878854.1546 | 2243163973.0689
Incremental cost calculation | bar: 2022 to 2048
[13 empty] | 194860211.7155 | 1 | 2 | 3 | 4 | 5 | 6 | 7 | 8 | 9 | 10 | 11 | 12 | 13 | 14 | 15 | 16
| Capital outflow | Commission in 2030/31
| Option name | Capex component | Units | PV | 2022 | 2023 | 2024 | 2025 | 2026 | 2027 | 2028 | 2029 | 2030 | 2031 | 2032 | 2033 | 2034 | 2035 | 2036 | 2037 | 2038 | 2039 | 2040 | 2041 | 2042 | 2043 | 2044 | 2045 | 2046 | 2047 | 2048 | Annual depreciation | Years in analysis | Terminal value
| Option 1 | NSW 500kV Substation Works (Dinawan & Gugaa) | $ | -196725827.2495 | 0 | 0 | 0 | 0 | -2001563.1451 | -60117611.0504 | -202730822.8294 | -85313529.1078 | -4127767.8955 | 0 | 0 | 0 | 0 | 0 | 0 | 0 | 0 | 0 | 0 | 0 | 0 | 0 | 0 | 0 | 0 | 0 | 194860211.7155 | 8857282.3507 | 18 | 194860211.7155
| Option 1 | NSW 500kV Line Works (VIC/NSW Border to Gugaa) | $ | -401001634.0044 | 0 | 0 | 0 | 0 | -5085059.2852 | -152731437.4414 | -380480245.6974 | -201790961.52 | -10486776.056 | 0 | 0 | 0 | 0 | 0 | 0 | 0 | 0 | 0 | 0 | 0 | 0 | 0 | 0 | 0 | 0 | 0 | 480367667.2 | 15011489.6 | 18 | 480367667.2
| Option 1 | NSW 500kV PEC Enhanced Line Works (Dinawan to Wagga) | $ | -126394256.6636 | 0 | 0 | -163350000 | -18150000 | 0 | 0 | 0 | 0 | 0 | 0 | 0 | 0 | 0 | 0 | 0 | 0 | 0 | 0 | 0 | 0 | 0 | 0 | 0 | 0 | 0 | 0 | 116160000 | 3630000 | 18 | 116160000
| Option 1 | NSW Power Flow Control & Repeater Site | $ | -101667094.1858 | 0 | 0 | 0 | 0 | -1034399.5582 | -31068532.8426 | -104770451.0746 | -44089679.1255 | -2133213.3827 | 0 | 0 | 0 | 0 | 0 | 0 | 0 | 0 | 0 | 0 | 0 | 0 | 0 | 0 | 0 | 0 | 0 | 100702951.7909 | 4577406.8996 | 18 | 100702951.7909
| Option 1 | NSW Property / Land Access / Easements | $ | -36275428.3949 | 0 | 0 | 0 | -35908505.9575 | -29742769.2968 | 0 | 0 | 0 | 0 | 0 | 0 | 0 | 0 | 0 | 0 | 0 | 0 | 0 | 0 | 0 | 0 | 0 | 0 | 0 | 0 | 0 | 65651263.4371 | 0.65651 | 18 | 65651263.4371
| Option 1 | NSW Biodiversity Offset Costs | $ | -40841395.5639 | 0 | 0 | 0 | 0 | -66479309.3566 | 0 | 0 | 0 | 0 | 0 | 0 | 0 | 0 | 0 | 0 | 0 | 0 | 0 | 0 | 0 | 0 | 0 | 0 | 0 | 0 | 0 | 42546757.9883 | 1329586.1871 | 18 | 42546757.9883
| Option 1 | NSW early works | $ | -35582485.1799 | -5498581.9661 | -17032648.1417 | -20032628.0748 | -3797808.5126 | -3145698.7533 | 0 | 0 | 0 | 0 | 0 | 0 | 0 | 0 | 0 | 0 | 0 | 0 | 0 | 0 | 0 | 0 | 0 | 0 | 0 | 0 | 0 | 31684713.8871 | 990147.309 | 18 | 31684713.8871
| Option 1 | VIC 500kV Substation Works | $ | -355923530.0569 | 0 | 0 | 0 | 0 | -3621300.9252 | -108766970.9809 | -366787986.7207 | -154352343.3919 | -7468107.9814 | 0 | 0 | 0 | 0 | 0 | 0 | 0 | 0 | 0 | 0 | 0 | 0 | 0 | 0 | 0 | 0 | 0 | 352548190.5 | 16024917.75 | 18 | 352548190.5
| Option 1 | VIC 500kV Line Works (VIC side) | $ | -378022983.6392 | 0 | 0 | 0 | 0 | -4793669.4516 | -143979447.4166 | -358677535.1961 | -190227707.0133 | -9885850.9225 | 0 | 0 | 0 | 0 | 0 | 0 | 0 | 0 | 0 | 0 | 0 | 0 | 0 | 0 | 0 | 0 | 0 | 452841094.4 | 14151284.2 | 18 | 452841094.4
| Option 1 | VIC Power Flow Control | $ | -49227131.027 | 0 | 0 | 0 | 0 | -500855.493 | -15043360.3843 | -50729774.1134 | -21348189.6835 | -1032900.3257 | 0 | 0 | 0 | 0 | 0 | 0 | 0 | 0 | 0 | 0 | 0 | 0 | 0 | 0 | 0 | 0 | 0 | 48760294 | 2216377 | 18 | 48760294
| Option 1 | VIC Property / Land Access / Easements | $ | -30682946.0809 | 0 | 0 | 0 | -30372591.0593 | -25157408.9407 | 0 | 0 | 0 | 0 | 0 | 0 | 0 | 0 | 0 | 0 | 0 | 0 | 0 | 0 | 0 | 0 | 0 | 0 | 0 | 0 | 0 | 55529990.0046 | 0.5553 | 18 | 55529990.0046
| Option 1 | VIC Biodiversity Offset Costs | $ | -15521292.3249 | 0 | 0 | 0 | -14740000 | -9515000 | 0 | 0 | 0 | 0 | 0 | 0 | 0 | 0 | 0 | 0 | 0 | 0 | 0 | 0 | 0 | 0 | 0 | 0 | 0 | 0 | 0 | 15523200 | 485100 | 18 | 15523200
| Option 1 | VIC early works I | $ | -65210519.5699 | -9788241.0886 | -30320483.9751 | -35660865.7365 | -6760627.6598 | -5599781.5399 | 0 | 0 | 0 | 0 | 0 | 0 | 0 | 0 | 0 | 0 | 0 | 0 | 0 | 0 | 0 | 0 | 0 | 0 | 0 | 0 | 0 | 48471500 | 2203250 | 18 | 48471500
[32 empty] | 0 | 2049 | 0
| Option 2 | NSW 500kV Substation Works (Dinawan & Gugaa) | $ | -196725827.2495 | 0 | 0 | 0 | 0 | -2001563.1451 | -60117611.0504 | -202730822.8294 | -85313529.1078 | -4127767.8955 | 0 | 0 | 0 | 0 | 0 | 0 | 0 | 0 | 0 | 0 | 0 | 0 | 0 | 0 | 0 | 0 | 0 | 194860211.7155 | 8857282.3507 | 18 | 194860211.7155
| Option 2 | NSW 500kV Line Works (VIC/NSW Border to Gugaa) | $ | -401001634.0044 | 0 | 0 | 0 | 0 | -5085059.2852 | -152731437.4414 | -380480245.6974 | -201790961.52 | -10486776.056 | 0 | 0 | 0 | 0 | 0 | 0 | 0 | 0 | 0 | 0 | 0 | 0 | 0 | 0 | 0 | 0 | 0 | 480367667.2 | 15011489.6 | 18 | 480367667.2
| Option 2 | NSW 500kV PEC Enhanced Line Works (Dinawan to Wagga) | $ | -126394256.6636 | 0 | 0 | -163350000 | -18150000 | 0 | 0 | 0 | 0 | 0 | 0 | 0 | 0 | 0 | 0 | 0 | 0 | 0 | 0 | 0 | 0 | 0 | 0 | 0 | 0 | 0 | 0 | 116160000 | 3630000 | 18 | 116160000
| Option 2 | NSW Power Flow Control & Repeater Site | $ | -101667094.1858 | 0 | 0 | 0 | 0 | -1034399.5582 | -31068532.8426 | -104770451.0746 | -44089679.1255 | -2133213.3827 | 0 | 0 | 0 | 0 | 0 | 0 | 0 | 0 | 0 | 0 | 0 | 0 | 0 | 0 | 0 | 0 | 0 | 100702951.7909 | 4577406.8996 | 18 | 100702951.7909
| Option 2 | NSW Property / Land Access / Easements | $ | -36275428.3949 | 0 | 0 | 0 | -35908505.9575 | -29742769.2968 | 0 | 0 | 0 | 0 | 0 | 0 | 0 | 0 | 0 | 0 | 0 | 0 | 0 | 0 | 0 | 0 | 0 | 0 | 0 | 0 | 0 | 65651263.4371 | 0.65651 | 18 | 65651263.4371
| Option 2 | NSW Biodiversity Offset Costs | $ | -40841395.5639 | 0 | 0 | 0 | 0 | -66479309.3566 | 0 | 0 | 0 | 0 | 0 | 0 | 0 | 0 | 0 | 0 | 0 | 0 | 0 | 0 | 0 | 0 | 0 | 0 | 0 | 0 | 0 | 42546757.9883 | 1329586.1871 | 18 | 42546757.9883
| Option 2 | NSW early works | $ | -35582485.1799 | -5498581.9661 | -17032648.1417 | -20032628.0748 | -3797808.5126 | -3145698.7533 | 0 | 0 | 0 | 0 | 0 | 0 | 0 | 0 | 0 | 0 | 0 | 0 | 0 | 0 | 0 | 0 | 0 | 0 | 0 | 0 | 0 | 31684713.8871 | 990147.309 | 18 | 31684713.8871
| Option 2 | VIC 500kV Substation Works | $ | -355923530.0569 | 0 | 0 | 0 | 0 | -3621300.9252 | -108766970.9809 | -366787986.7207 | -154352343.3919 | -7468107.9814 | 0 | 0 | 0 | 0 | 0 | 0 | 0 | 0 | 0 | 0 | 0 | 0 | 0 | 0 | 0 | 0 | 0 | 352548190.5 | 16024917.75 | 18 | 352548190.5
| Option 2 | VIC 500kV Line Works (VIC side) | $ | -378022983.6392 | 0 | 0 | 0 | 0 | -4793669.4516 | -143979447.4166 | -358677535.1961 | -190227707.0133 | -9885850.9225 | 0 | 0 | 0 | 0 | 0 | 0 | 0 | 0 | 0 | 0 | 0 | 0 | 0 | 0 | 0 | 0 | 0 | 452841094.4 | 14151284.2 | 18 | 452841094.4
| Option 2 | VIC Power Flow Control | $ | -49227131.027 | 0 | 0 | 0 | 0 | -500855.493 | -15043360.3843 | -50729774.1134 | -21348189.6835 | -1032900.3257 | 0 | 0 | 0 | 0 | 0 | 0 | 0 | 0 | 0 | 0 | 0 | 0 | 0 | 0 | 0 | 0 | 0 | 48760294 | 2216377 | 18 | 48760294
| Option 2 | VIC Property / Land Access / Easements | $ | -30682946.0809 | 0 | 0 | 0 | -30372591.0593 | -25157408.9407 | 0 | 0 | 0 | 0 | 0 | 0 | 0 | 0 | 0 | 0 | 0 | 0 | 0 | 0 | 0 | 0 | 0 | 0 | 0 | 0 | 0 | 55529990.0046 | 0.5553 | 18 | 55529990.0046
| Option 2 | VIC Biodiversity Offset Costs | $ | -15521292.3249 | 0 | 0 | 0 | -14740000 | -9515000 | 0 | 0 | 0 | 0 | 0 | 0 | 0 | 0 | 0 | 0 | 0 | 0 | 0 | 0 | 0 | 0 | 0 | 0 | 0 | 0 | 0 | 15523200 | 485100 | 18 | 15523200
| Option 2 | VIC early works I | $ | -65210519.5699 | -9788241.0886 | -30320483.9751 | -35660865.7365 | -6760627.6598 | -5599781.5399 | 0 | 0 | 0 | 0 | 0 | 0 | 0 | 0 | 0 | 0 | 0 | 0 | 0 | 0 | 0 | 0 | 0 | 0 | 0 | 0 | 0 | 48471500 | 2203250 | 18 | 48471500
| Option 2 | NSW battery land and development | $ | -9450883.7201 | 0 | 0 | 0 | -4375000 | -13125000 | 0 | 0 | 0 | 0 | 0 | 0 | 0 | 0 | 0 | 0 | 0 | 0 | 0 | 0 | 0 | 0 | 0 | 0 | 0 | 0 | 0 | 17499996.15 | 0.175 | 22 | 17499996.15
| Option 2 | NSW battery storage and capacity | $ | -107894079.227 | 0 | 0 | 0 | -33750000 | -101250000 | 0 | 0 | 0 | 0 | 0 | 0 | 0 | 0 | 0 | 0 | 0 | 0 | 0 | 0 | 0 | 0 | 0 | 0 | 0 | 0 | 0 | -13500000 | 6750000 | 22 | -13500000
| Option 2 | NSW battery storage and capacity (replacement) | $ | -7262374.0122 | 0 | 0 | 0 | 0 | 0 | 0 | 0 | 0 | 0 | 0 | 0 | 0 | 0 | 0 | 0 | 0 | 0 | 0 | 0 | 0 | 0 | 0 | 0 | -33750000 | -101250000 | 0 | 121500000 | 6750000 | 2 | 121500000
| Option 2 | NSW battery connection | $ | -12120355.9256 | 0 | 0 | 0 | -4525000 | -13575000 | 0 | 0 | 0 | 0 | 0 | 0 | 0 | 0 | 0 | 0 | 0 | 0 | 0 | 0 | 0 | 0 | 0 | 0 | 0 | 0 | 0 | 8145000 | 452500 | 22 | 8145000
| Option 2 | VIC battery land and development | $ | -9450883.7201 | 0 | 0 | 0 | -4375000 | -13125000 | 0 | 0 | 0 | 0 | 0 | 0 | 0 | 0 | 0 | 0 | 0 | 0 | 0 | 0 | 0 | 0 | 0 | 0 | 0 | 0 | 0 | 17499996.15 | 0.175 | 22 | 17499996.15
| Option 2 | VIC battery storage and capacity | $ | -107894079.227 | 0 | 0 | 0 | -33750000 | -101250000 | 0 | 0 | 0 | 0 | 0 | 0 | 0 | 0 | 0 | 0 | 0 | 0 | 0 | 0 | 0 | 0 | 0 | 0 | 0 | 0 | 0 | -13500000 | 6750000 | 22 | -13500000
| Option 2 | VIC battery storage and capacity (replacement) | $ | -7262374.0122 | 0 | 0 | 0 | 0 | 0 | 0 | 0 | 0 | 0 | 0 | 0 | 0 | 0 | 0 | 0 | 0 | 0 | 0 | 0 | 0 | 0 | 0 | 0 | -33750000 | -101250000 | 0 | 121500000 | 6750000 | 2 | 121500000
| Option 2 | VIC battery connection | $ | -16740823.1017 | 0 | 0 | 0 | -6250000 | -18750000 | 0 | 0 | 0 | 0 | 0 | 0 | 0 | 0 | 0 | 0 | 0 | 0 | 0 | 0 | 0 | 0 | 0 | 0 | 0 | 0 | 0 | 11250000 | 625000 | 22 | 11250000
Capital cost (network)
| Option name |  | Units | PV | 2022 | 2023 | 2024 | 2025 | 2026 | 2027 | 2028 | 2029 | 2030 | 2031 | 2032 | 2033 | 2034 | 2035 | 2036 | 2037 | 2038 | 2039 | 2040 | 2041 | 2042 | 2043 | 2044 | 2045 | 2046 | 2047 | 2048
| Option 1 |  | $ | -1833076523.9408 | -15286823.0548 | -47353132.1168 | -219043493.8113 | -109729533.1893 | -156676815.7456 | -511707360.1161 | -1464176815.6316 | -697122409.842 | -35134616.5638 | 0 | 0 | 0 | 0 | 0 | 0 | 0 | 0 | 0 | 0 | 0 | 0 | 0 | 0 | 0 | 0 | 0 | 2005647834.9235
| Option 2 |  | $ | -2111152376.8865 | -15286823.0548 | -47353132.1168 | -219043493.8113 | -196754533.1893 | -417751815.7456 | -511707360.1161 | -1464176815.6316 | -697122409.842 | -35134616.5638 | 0 | 0 | 0 | 0 | 0 | 0 | 0 | 0 | 0 | 0 | 0 | 0 | 0 | 0 | -67500000 | -202500000 | 0 | 2276042827.2235
Operating expenditure
| Option name |  | Units | PV | 2022 | 2023 | 2024 | 2025 | 2026 | 2027 | 2028 | 2029 | 2030 | 2031 | 2032 | 2033 | 2034 | 2035 | 2036 | 2037 | 2038 | 2039 | 2040 | 2041 | 2042 | 2043 | 2044 | 2045 | 2046 | 2047 | 2048
| Option 1 |  | $ | -211008624.7739 | 0 | 0 | 0 | 0 | 0 | 0 | 0 | 0 | 0 | -30378854.1546 | -30378854.1546 | -30378854.1546 | -30378854.1546 | -30378854.1546 | -30378854.1546 | -30378854.1546 | -30378854.1546 | -30378854.1546 | -30378854.1546 | -30378854.1546 | -30378854.1546 | -30378854.1546 | -30378854.1546 | -30378854.1546 | -30378854.1546 | -30378854.1546 | -30378854.1546
| Option 2 |  | $ | -235078163.369 | 0 | 0 | 0 | 0 | 0 | -2500000 | -2500000 | -2500000 | -2500000 | -32878854.1546 | -32878854.1546 | -32878854.1546 | -32878854.1546 | -32878854.1546 | -32878854.1546 | -32878854.1546 | -32878854.1546 | -32878854.1546 | -32878854.1546 | -32878854.1546 | -32878854.1546 | -32878854.1546 | -32878854.1546 | -32878854.1546 | -32878854.1546 | -32878854.1546 | -32878854.1546
Incremental 'market benefits' calculation
Avoided involuntary load shedding
| Option name |  | Units | PV | 2022 | 2023 | 2024 | 2025 | 2026 | 2027 | 2028 | 2029 | 2030 | 2031 | 2032 | 2033 | 2034 | 2035 | 2036 | 2037 | 2038 | 2039 | 2040 | 2041 | 2042 | 2043 | 2044 | 2045 | 2046 | 2047 | 2048
| Option 1 |  | $ | -13359721.9737 | 0 | 0 | 168487.3437 | 1126550.3518 | -2695997.8132 | -77528.8655 | -460437.8201 | -439678.079 | -18906263.5392 | -1263.2792 | -1342.6627 | -1387.3259 | -1480.7128 | -1588.3647 | -1643.0694 | -1746.4095 | -1866.098 | -1957.5068 | -2068.8455 | -2184.2266 | -2285.1609 | -2439.0091 | -2631.1586 | -2732.3653 | -2890.609 | -3066.6956 | -3228.1184
| Option 2 |  | $ | -17790113.8061 | 0 | 0 | 144143.2526 | 976836.9015 | -11238365.288 | 2203329.1437 | -937966.0726 | -1691285.5102 | -16100300.9963 | -903.2212 | -960.0827 | -991.9971 | -1058.8482 | -1135.804 | -1174.5019 | -1248.9701 | -1334.3843 | -1399.9043 | -1479.3078 | -1562.1291 | -1633.9386 | -1744.1913 | -1881.2124 | -1953.474 | -2067.1684 | -2192.8975 | -2308.296
Avoided unrelated TNSP expenditure
| Option name |  | Units | PV | 2022 | 2023 | 2024 | 2025 | 2026 | 2027 | 2028 | 2029 | 2030 | 2031 | 2032 | 2033 | 2034 | 2035 | 2036 | 2037 | 2038 | 2039 | 2040 | 2041 | 2042 | 2043 | 2044 | 2045 | 2046 | 2047 | 2048
| Option 1 |  | $ | 220077667.1429 | 0 | 0 | 15349985.3222 | 521996.9843 | 29426567.6165 | 19192707.5319 | 63593484.5106 | -31693158.5526 | 60933823.5908 | -136172300.0438 | 234839234.652 | 82740826.6875 | -46266210.5565 | -48679563.2708 | -126433304.4102 | 262486878.1509 | -13076723.9881 | -133092611.2298 | -22661192.7163 | 14455947.3869 | -47687904.2268 | 101651755.5436 | 174761757.5809 | 49210954.5006 | -29593591.0433 | -2191873.9006 | -26581031.3436
| Option 2 |  | $ | 232425355.2558 | 0 | 0 | 19160393.0786 | 1576789.9266 | 105748618.0704 | -30583724.1368 | 62806435.2172 | -9101491.769 | 8892392.5888 | -105861905.4359 | 202113829.7748 | 80118327.554 | -38093108.5612 | -16727469.7552 | -138711967.0107 | 239152118.8683 | -12648081.4569 | -125019695.3156 | -20644507.7543 | 8360538.6601 | -44053864.3118 | 99239097.1712 | 172689904.3351 | 49571481.4035 | -23681793.9186 | -8778608.5899 | -25701962.284
Avoided fuel consumption from generation dispatch
| Option name |  | Units | PV | 2022 | 2023 | 2024 | 2025 | 2026 | 2027 | 2028 | 2029 | 2030 | 2031 | 2032 | 2033 | 2034 | 2035 | 2036 | 2037 | 2038 | 2039 | 2040 | 2041 | 2042 | 2043 | 2044 | 2045 | 2046 | 2047 | 2048
| Option 1 |  | $ | 1124302934.8587 | 0 | 0 | -4637681.9534 | -251567.672 | -14239214.8905 | 2976036.8011 | -10488549.8573 | 27182678.7299 | -19269920.9621 | 247310298.7296 | 115229773.138 | 134778723.1037 | 125975103.9422 | 95732550.4558 | 3697514.7344 | 87912679.6444 | 33828997.4183 | 229974980.3262 | 153993494.9447 | 275455809.6282 | 420263933.297 | 447511368.9003 | 106256182.5694 | 145300140.5365 | 241855592.8521 | 100207975.3486 | 113101036.2374
| Option 2 |  | $ | 1035238666.4604 | 0 | 0 | -9893845.8327 | 1417832.8045 | -27306362.5417 | -11448899.4219 | -11995846.6185 | 5034697.922 | -14516515.4953 | 241527500.553 | 110670082.1965 | 130587137.4766 | 118427855.6213 | 79585717.529 | -1961694.5243 | 83329159.4672 | 30998349.5501 | 222574793.0471 | 136888771.7412 | 260715232.4873 | 409269435.0179 | 434671893.0845 | 105261856.6326 | 135149166.6996 | 231330562.0732 | 100014141.6509 | 111749473.0319
Avoided voluntary load curtailment
| Option name |  | Units | PV | 2022 | 2023 | 2024 | 2025 | 2026 | 2027 | 2028 | 2029 | 2030 | 2031 | 2032 | 2033 | 2034 | 2035 | 2036 | 2037 | 2038 | 2039 | 2040 | 2041 | 2042 | 2043 | 2044 | 2045 | 2046 | 2047 | 2048
| Option 1 |  | $ | 24586927.2683 | 0 | 0 | 2758904.4886 | -13195.2678 | 1607019.0084 | 533506.7059 | -695055.0142 | -2299301.1219 | -3874498.3709 | 21570889.6462 | 219619.6588 | -277179.495 | 146007.0949 | 1687049.6436 | 4378467.9348 | -72672.9432 | -73331.8147 | -9193.3699 | 8322576.9968 | -543742.3697 | 10814697.4239 | -10885.9931 | 9888384.5323 | 1607695.8019 | -143162.3058 | -13848.4863 | 25601.9667
| Option 2 |  | $ | 26526708.2375 | 0 | 0 | 2758832.0154 | -42358.5106 | -1021482.9252 | 308800.3658 | -950061.6362 | 5043039.7042 | -3772345.6364 | 21560480.1873 | 221791.6199 | -287639.101 | 148402.7248 | 1689624.4613 | 3841447.7831 | -69825.2899 | -253800.1338 | -6027.4918 | 8040902.5918 | -838422.1106 | 10753382.1892 | -7017.4037 | 9892629.5076 | 1613527.6657 | -141181.7492 | -8993.6523 | 30644.6208
Avoided costs for non RIT-T proponent parties
| Option name |  | Units | PV | 2022 | 2023 | 2024 | 2025 | 2026 | 2027 | 2028 | 2029 | 2030 | 2031 | 2032 | 2033 | 2034 | 2035 | 2036 | 2037 | 2038 | 2039 | 2040 | 2041 | 2042 | 2043 | 2044 | 2045 | 2046 | 2047 | 2048
| Option 1 |  | $ | 2231623870.2955 | 0 | 0 | 207514988.6701 | -105318874.6583 | 39920282.5189 | 750976027.5215 | 28842427.9193 | -230237528.9242 | 949102698.081 | -2179594055.7151 | 2984283120.8854 | 37798952.5319 | 115200394.8905 | 677190866.2695 | 2476677067.8133 | -1778368564.7724 | 1262126580.7334 | -1779145394.0081 | 431938933.0493 | -309047364.1449 | -1372089449.5615 | 609940860.8285 | 994561933.4823 | 171900705.2977 | -117920353.7015 | 180054910.4612 | 16106246.4955
| Option 2 |  | $ | 2608561166.8007 | 0 | 0 | 625307439.6329 | -246201805.2409 | 563479119.151 | 242300998.7571 | 124948721.4136 | 79394731.9417 | 748662637.2762 | -2034846171.2952 | 2750434527.8227 | 38933754.5993 | 163463213.517 | 796611356.8689 | 2286793904.8146 | -1708955717.6653 | 1172203195.5623 | -1693871882.4126 | 445438988.429 | -320800786.5048 | -1403293358.7802 | 628824744.8077 | 942333493.8959 | 196212588.2335 | -115563636.988 | 147540024.5579 | 23685468.967
PV market benefits over time for preferred option
|  |  |  | Discount factor | 2022 | 2023 | 2024 | 2025 | 2026 | 2027 | 2028 | 2029 | 2030 | 2031 | 2032 | 2033 | 2034 | 2035 | 2036 | 2037 | 2038 | 2039 | 2040 | 2041 | 2042 | 2043 | 2044 | 2045 | 2046 | 2047 | 2048
|  |  |  | Factor | 1.055 | 1.113 | 1.1742 | 1.2388 | 1.307 | 1.3788 | 1.4547 | 1.5347 | 1.6191 | 1.7081 | 1.8021 | 1.9012 | 2.0058 | 2.1161 | 2.2325 | 2.3553 | 2.4848 | 2.6215 | 2.7656 | 2.9178 | 3.0782 | 3.2475 | 3.4262 | 3.6146 | 3.8134 | 4.0231 | 4.2444
|  |  |  | Annual PV | 2022 | 2023 | 2024 | 2025 | 2026 | 2027 | 2028 | 2029 | 2030 | 2031 | 2032 | 2033 | 2034 | 2035 | 2036 | 2037 | 2038 | 2039 | 2040 | 2041 | 2042 | 2043 | 2044 | 2045 | 2046 | 2047 | 2048
|  |  |  | Avoided unserved energy | 0 | 0 | 0.14349 | 0.90937 | -2.0628 | -0.056227 | -0.31652 | -0.28649 | -11.6771 | -0.00073956 | -0.00074506 | -0.00072971 | -0.00073823 | -0.00075061 | -0.00073599 | -0.00074149 | -0.000751 | -0.00074672 | -0.00074805 | -0.0007486 | -0.00074236 | -0.00075103 | -0.00076796 | -0.00075593 | -0.00075802 | -0.00076227 | -0.00076056
|  |  |  | Avoided REZ transmission capex | 0 | 0 | 13.0723 | 0.42136 | 22.5153 | 13.9194 | 43.7165 | -20.6512 | 37.6345 | -79.7194 | 130.3148 | 43.5201 | -23.0665 | -23.0045 | -56.6337 | 111.447 | -5.2627 | -50.7703 | -8.1938 | 4.9545 | -15.492 | 31.3012 | 51.0082 | 13.6145 | -7.7604 | -0.54482 | -6.2626
|  |  |  | Avoided fuel costs | 0 | 0 | -3.9495 | -0.20307 | -10.8949 | 2.1584 | -7.2102 | 17.7122 | -11.9017 | 144.783 | 63.9422 | 70.8911 | 62.8062 | 45.2403 | 1.6562 | 37.3261 | 13.6144 | 87.7276 | 55.6808 | 94.4067 | 136.5276 | 137.8002 | 31.0133 | 40.1982 | 63.4227 | 24.908 | 26.6471
|  |  |  | Avoided voluntary load curtailment | 0 | 0 | 2.3495 | -0.010651 | 1.2296 | 0.38692 | -0.47781 | -1.4982 | -2.393 | 12.6283 | 0.12187 | -0.14579 | 0.072793 | 0.79725 | 1.9613 | -0.030856 | -0.029512 | -0.003507 | 3.0093 | -0.18636 | 3.5133 | -0.0033521 | 2.8861 | 0.44478 | -0.037542 | -0.0034422 | 0.0060319
|  |  |  | Avoided generation/storage costs (excl. fuel costs) | 0 | 0 | 176.7226 | -85.0152 | 30.5444 | 544.6422 | 19.8273 | -150.0225 | 586.1936 | -1276.001 | 1656.01 | 19.8816 | 57.4344 | 320.0197 | 1109.3855 | -755.0617 | 507.9385 | -678.6833 | 156.1801 | -105.9195 | -445.7391 | 187.8164 | 290.2854 | 47.5575 | -30.9227 | 44.7549 | 3.7947
|  |  |  | Cumulative PV | 2021/22 | 2022/23 | 2023/24 | 2024/25 | 2025/26 | 2026/27 | 2027/28 | 2028/29 | 2029/30 | 2030/31 | 2031/32 | 2032/33 | 2033/34 | 2034/35 | 2035/36 | 2036/37 | 2037/38 | 2038/39 | 2039/40 | 2040/41 | 2041/42 | 2042/43 | 2043/44 | 2044/45 | 2045/46 | 2046/47 | 2047/48
|  |  |  | Avoided unserved energy | 0 | 0 | 0.14349 | 1.0529 | -1.0099 | -1.0662 | -1.3827 | -1.6692 | -13.3462 | -13.347 | -13.3477 | -13.3485 | -13.3492 | -13.35 | -13.3507 | -13.3514 | -13.3522 | -13.3529 | -13.3537 | -13.3544 | -13.3552 | -13.3559 | -13.3567 | -13.3574 | -13.3582 | -13.359 | -13.3597
|  |  |  | Avoided REZ transmission capex | 0 | 0 | 13.0723 | 13.4936 | 36.0089 | 49.9283 | 93.6448 | 72.9936 | 110.6281 | 30.9087 | 161.2234 | 204.7436 | 181.6771 | 158.6726 | 102.039 | 213.4859 | 208.2232 | 157.4529 | 149.2591 | 154.2136 | 138.7216 | 170.0228 | 221.031 | 234.6455 | 226.8851 | 226.3403 | 220.0777
|  |  |  | Avoided fuel costs | 0 | 0 | -3.9495 | -4.1526 | -15.0475 | -12.8891 | -20.0994 | -2.3871 | -14.2888 | 130.4942 | 194.4364 | 265.3275 | 328.1338 | 373.374 | 375.0303 | 412.3563 | 425.9707 | 513.6983 | 569.3791 | 663.7858 | 800.3134 | 938.1137 | 969.1269 | 1009.3252 | 1072.7479 | 1097.6558 | 1124.3029
|  |  |  | Avoided voluntary load curtailment | 0 | 0 | 2.3495 | 2.3389 | 3.5685 | 3.9554 | 3.4776 | 1.9793 | -0.41365 | 12.2146 | 12.3365 | 12.1907 | 12.2635 | 13.0607 | 15.022 | 14.9911 | 14.9616 | 14.9581 | 17.9674 | 17.781 | 21.2943 | 21.291 | 24.1771 | 24.6219 | 24.5843 | 24.5809 | 24.5869
|  |  |  | Avoided generation/storage costs (excl. fuel costs) | 0 | 0 | 176.7226 | 91.7074 | 122.2518 | 666.8941 | 686.7214 | 536.6989 | 1122.8925 | -153.1085 | 1502.9015 | 1522.7831 | 1580.2175 | 1900.2371 | 3009.6226 | 2254.561 | 2762.4994 | 2083.8161 | 2239.9962 | 2134.0767 | 1688.3376 | 1876.154 | 2166.4395 | 2213.9969 | 2183.0742 | 2227.8292 | 2231.6239

## Weighted
Weighted
Calculating costs, benefits and NPV for each option
Parameters for Weighted
Parameters
| General parameters | Unit | Step | Progressive | Hydrogen
| Scenario weighting | % | 52% | 30% | 18%
Incremental net present value calculation
| Net present value for each option |  |  | 1 | 1 | 1 | 1 | 1 | 1 | 1 | 1 | 1 | 1 | 1 | 1 | 1 | 1 | 1 | 1 | 1 | 1 | 1 | 1 | 1 | 1 | 1 | 1 | 1 | 1 | 1
| Option name | Units | NPV | 2022 | 2023 | 2024 | 2025 | 2026 | 2027 | 2028 | 2029 | 2030 | 2031 | 2032 | 2033 | 2034 | 2035 | 2036 | 2037 | 2038 | 2039 | 2040 | 2041 | 2042 | 2043 | 2044 | 2045 | 2046 | 2047 | 2048
| Option 1 | $ | 686510845.4677 | -15286823.0548 | -47353132.1168 | -119166472.0382 | 22804753.0378 | 147940593.4682 | -90993341.8363 | -270668040.2188 | -781689653.2975 | -135944945.4392 | -467816637.4103 | 1331321926.038 | 180001883.6446 | -187020721.499 | 75550062.2941 | 53413104.6565 | -508390455.0443 | -17777732.4988 | -98905805.1659 | 992458544.6461 | 201607994.6874 | -571315249.7288 | 540517740.5389 | 199759790.0096 | 227622073.2132 | 399569552.5686 | 256543511.3852 | 2525266004.9617
| Option 2 | $ | 578757570.3306 | -15286823.0548 | -47353132.1168 | 8958244.7263 | -85975604.9727 | 65645864.8664 | -122601009.6011 | -420524284.8389 | -604879398.6009 | -254218640.6386 | -433953006.1572 | 1338539167.366 | 420638023.8797 | -269088456.729 | -39371178.336 | 60729594.6029 | -606169694.9418 | 8328306.7332 | -40751573.4168 | 988270594.609 | 202976056.7949 | -605648400.3823 | 569054490.6367 | 178541021.9793 | 151279660.6845 | 173967085.5896 | 236420111.1477 | 2792449759.9672
Present value of market benefits for each option
| Option name | Units | PV | 2022 | 2023 | 2024 | 2025 | 2026 | 2027 | 2028 | 2029 | 2030 | 2031 | 2032 | 2033 | 2034 | 2035 | 2036 | 2037 | 2038 | 2039 | 2040 | 2041 | 2042 | 2043 | 2044 | 2045 | 2046 | 2047 | 2048
| Option 1 | $ | 2390724679.122 | 0 | 0 | 99877021.7731 | 120447486.2271 | 294931693.9701 | 14920943.8708 | 258971613.8552 | 105164324.6025 | 232882938.6602 | -444078443.0492 | 1352587123.9463 | 201267081.5528 | -157789969.2333 | 250327468.2371 | 513931347.2542 | -277988534.1835 | 14027850.3786 | -68526951.0113 | 1022837398.8007 | 231986848.842 | -540936395.5742 | 570896594.6935 | 230138644.1642 | 258000927.3679 | 429948406.7232 | 286922365.5398 | 347124644.0689
| Option 2 | $ | 2585116795.5257 | 0 | 0 | 228001738.5376 | 98692128.2166 | 473711965.3683 | -14186723.8939 | 111615369.2351 | 284474579.2991 | 117109243.4607 | -407714811.7962 | 1362304365.2742 | 444403221.7879 | -237357704.4633 | 137906227.607 | 523747837.2006 | -373267774.081 | 42633889.6106 | -7872719.2622 | 1021149448.7636 | 235854910.9495 | -572769546.2277 | 601933344.7913 | 211419876.1339 | 251658514.8391 | 409345939.7442 | 269298965.3023 | 346413406.7743
Present value of costs for each option
| Option name | Units | PV | 2022 | 2023 | 2024 | 2025 | 2026 | 2027 | 2028 | 2029 | 2030 | 2031 | 2032 | 2033 | 2034 | 2035 | 2036 | 2037 | 2038 | 2039 | 2040 | 2041 | 2042 | 2043 | 2044 | 2045 | 2046 | 2047 | 2048
| Option 1 | $ | -1704213833.6542 | -15286823.0548 | -47353132.1168 | -219043493.8113 | -97642733.1893 | -146991100.5019 | -105914285.7072 | -529639654.074 | -886853977.9 | -368827884.0993 | -23738194.361 | -21265197.9082 | -21265197.9082 | -29230752.2657 | -174777405.943 | -460518242.5977 | -230401920.8608 | -31805582.8774 | -30378854.1546 | -30378854.1546 | -30378854.1546 | -30378854.1546 | -30378854.1546 | -30378854.1546 | -30378854.1546 | -30378854.1546 | -30378854.1546 | 2178141360.8929
| Option 2 | $ | -2006359225.195 | -15286823.0548 | -47353132.1168 | -219043493.8113 | -184667733.1893 | -408066100.5019 | -108414285.7072 | -532139654.074 | -889353977.9 | -371327884.0993 | -26238194.361 | -23765197.9082 | -23765197.9082 | -31730752.2657 | -177277405.943 | -463018242.5977 | -232901920.8608 | -34305582.8774 | -32878854.1546 | -32878854.1546 | -32878854.1546 | -32878854.1546 | -32878854.1546 | -32878854.1546 | -100378854.1546 | -235378854.1546 | -32878854.1546 | 2446036353.1929
Incremental cost calculation | bar: 2022 to 2048
Capital cost (network)
| Option name | Units | PV | 2022 | 2023 | 2024 | 2025 | 2026 | 2027 | 2028 | 2029 | 2030 | 2031 | 2032 | 2033 | 2034 | 2035 | 2036 | 2037 | 2038 | 2039 | 2040 | 2041 | 2042 | 2043 | 2044 | 2045 | 2046 | 2047 | 2048
| Option 1 | $ | -1538109648.1959 | -15286823.0548 | -47353132.1168 | -219043493.8113 | -97642733.1893 | -146991100.5019 | -105914285.7072 | -529639654.074 | -886853977.9 | -368827884.0993 | -18270000.6132 | 0 | 0 | -7965554.3575 | -153512208.0348 | -439253044.6895 | -209136722.9526 | -10540384.9691 | 0 | 0 | 0 | 0 | 0 | 0 | 0 | 0 | 0 | 2208520215.0475
| Option 2 | $ | -1816185501.1417 | -15286823.0548 | -47353132.1168 | -219043493.8113 | -184667733.1893 | -408066100.5019 | -105914285.7072 | -529639654.074 | -886853977.9 | -368827884.0993 | -18270000.6132 | 0 | 0 | -7965554.3575 | -153512208.0348 | -439253044.6895 | -209136722.9526 | -10540384.9691 | 0 | 0 | 0 | 0 | 0 | 0 | -67500000 | -202500000 | 0 | 2478915207.3475
Operating expenditure
| Option name | Units | PV | 2022 | 2023 | 2024 | 2025 | 2026 | 2027 | 2028 | 2029 | 2030 | 2031 | 2032 | 2033 | 2034 | 2035 | 2036 | 2037 | 2038 | 2039 | 2040 | 2041 | 2042 | 2043 | 2044 | 2045 | 2046 | 2047 | 2048
| Option 1 | $ | -166104185.4583 | 0 | 0 | 0 | 0 | 0 | 0 | 0 | 0 | 0 | -5468193.7478 | -21265197.9082 | -21265197.9082 | -21265197.9082 | -21265197.9082 | -21265197.9082 | -21265197.9082 | -21265197.9082 | -30378854.1546 | -30378854.1546 | -30378854.1546 | -30378854.1546 | -30378854.1546 | -30378854.1546 | -30378854.1546 | -30378854.1546 | -30378854.1546 | -30378854.1546
| Option 2 | $ | -190173724.0534 | 0 | 0 | 0 | 0 | 0 | -2500000 | -2500000 | -2500000 | -2500000 | -7968193.7478 | -23765197.9082 | -23765197.9082 | -23765197.9082 | -23765197.9082 | -23765197.9082 | -23765197.9082 | -23765197.9082 | -32878854.1546 | -32878854.1546 | -32878854.1546 | -32878854.1546 | -32878854.1546 | -32878854.1546 | -32878854.1546 | -32878854.1546 | -32878854.1546 | -32878854.1546
Incremental 'market benefits' calculation
Avoided involuntary load shedding
| Option name | Units | PV | 2022 | 2023 | 2024 | 2025 | 2026 | 2027 | 2028 | 2029 | 2030 | 2031 | 2032 | 2033 | 2034 | 2035 | 2036 | 2037 | 2038 | 2039 | 2040 | 2041 | 2042 | 2043 | 2044 | 2045 | 2046 | 2047 | 2048
| Option 1 | $ | 4271065.4468 | 0 | 0 | 2165054.6531 | 198324.4317 | 199832.8485 | -301325.1119 | -83079.2336 | -454121.8558 | -3794614.1863 | -1057204.0854 | -490.318 | -99074.9716 | 6493493.7026 | 6777651.6779 | -124513.3679 | -654.8155 | -1691202.7439 | -734.4774 | -776.6004 | -821.3376 | -858.7861 | -914.7892 | -986.3939 | -1024.3299 | -1084.2288 | -1157.3852 | -1226.7397
| Option 2 | $ | 7373664.913 | 0 | 0 | 2160516.1145 | 165427.7195 | -214179.7562 | 3201035.9584 | -168995.364 | -908850.7567 | -3436489.4498 | 111760.3945 | -374.2561 | -103145.5931 | 6931923.7136 | 7317932.7075 | -92858.5295 | -507.2715 | -2007184.5044 | -568.4348 | -600.4619 | -635.5752 | -663.5715 | -704.8303 | -761.075 | -788.9205 | -835.4512 | -895.071 | -951.2191
Avoided unrelated TNSP expenditure
| Option name | Units | PV | 2022 | 2023 | 2024 | 2025 | 2026 | 2027 | 2028 | 2029 | 2030 | 2031 | 2032 | 2033 | 2034 | 2035 | 2036 | 2037 | 2038 | 2039 | 2040 | 2041 | 2042 | 2043 | 2044 | 2045 | 2046 | 2047 | 2048
| Option 1 | $ | 187136656.964 | 0 | 0 | 2762920.3821 | 1397963.0354 | 7174725.8349 | 1620385.963 | 83268236.5358 | -33598728.0637 | 12728133.3604 | -37732588.8354 | 78734902.4364 | -5828883.4982 | -43086257.7263 | 24994615.3961 | -20926750.1948 | 119033148.9376 | 109309647.2005 | -4058079.226 | -7318628.0791 | 3847272.5221 | 38948722.2226 | 41817011.0512 | 122373973.9408 | 6753670.3592 | -14456161.858 | -65080816.0988 | -2182803.1141
| Option 2 | $ | 201492875.0607 | 0 | 0 | 3449212.7227 | 1804654.3008 | 20070342.6209 | -7051552.0547 | 83284351.7191 | -25195734.3139 | 3730328.6966 | -36989598.062 | 74733857.6191 | 5796888.1578 | -46267999.2386 | 27353905.8931 | -22318016.0477 | 104800131.4575 | 146233024.2005 | -910926.222 | -5557555.8422 | -1099094.1502 | 38292946.0067 | 44184360.0987 | 117866384.485 | 3780496.0391 | -15125088.8201 | -67137549.5885 | -1962733.5678
Avoided fuel consumption from generation dispatch
| Option name | Units | PV | 2022 | 2023 | 2024 | 2025 | 2026 | 2027 | 2028 | 2029 | 2030 | 2031 | 2032 | 2033 | 2034 | 2035 | 2036 | 2037 | 2038 | 2039 | 2040 | 2041 | 2042 | 2043 | 2044 | 2045 | 2046 | 2047 | 2048
| Option 1 | $ | 965739580.2139 | 0 | 0 | -1121550.0479 | -4086962.9189 | -5910635.5863 | -3485875.2761 | -8622140.0586 | 5983647.9281 | -6221350.6049 | 57093675.512 | 71313540.9048 | 100762922.9725 | 76887209.7366 | 79793441.433 | 88765208.4682 | 133054209.2195 | 113459747.9544 | 167635991.5215 | 136112409.8988 | 125895834.3959 | 224766312.5609 | 247381757.0685 | 188560945.8747 | 199409961.4299 | 267089866.3648 | 297534310.9394 | 336407837.448
| Option 2 | $ | 915856901.4276 | 0 | 0 | -2008152.3078 | -3867047.0702 | -15693146.7998 | -9999090.4822 | -16294294.3601 | -3411410.0758 | -16542936.3754 | 59439957.7542 | 70568091.2657 | 94386860.3862 | 70491698.7303 | 77168844.386 | 86673279.3057 | 133998962.2938 | 111705639.0845 | 164596834.4003 | 131166333.2083 | 119589494.5022 | 221254047.5857 | 242366106.9672 | 186880029.7505 | 197371167.0501 | 263436882.4323 | 294874558.5482 | 333042171.2247
Avoided voluntary load curtailment
| Option name | Units | PV | 2022 | 2023 | 2024 | 2025 | 2026 | 2027 | 2028 | 2029 | 2030 | 2031 | 2032 | 2033 | 2034 | 2035 | 2036 | 2037 | 2038 | 2039 | 2040 | 2041 | 2042 | 2043 | 2044 | 2045 | 2046 | 2047 | 2048
| Option 1 | $ | 5287455.2613 | 0 | 0 | 2065992.6777 | -3283.459 | 496189.9171 | -923315.1401 | -67648.1893 | -173255.215 | -776264.1091 | 4335266.1042 | 470936.1899 | -6800962.6843 | 7968835.3878 | 3187714.8916 | -1041880.6921 | -1981111.9539 | -9969322.9788 | 178968.6356 | 4454676.2828 | -3068974.3957 | -1208381.4142 | 9424577.739 | -1265595.0601 | 4314664.2428 | 255169.8763 | 3582145.429 | 677742.7624
| Option 2 | $ | 7736728.8973 | 0 | 0 | 2065504.6763 | -8352.3114 | 398964.8439 | 1792942.2308 | -964810.9474 | 1086882.4743 | -800942.6498 | 4239078.1226 | 479016.21 | -6760212.7278 | 8438338.4402 | 3424363.9268 | -676013.5664 | -1751457.0171 | -10009437.0826 | 177552.1779 | 4347138.3147 | -3286152.5278 | -1293249.4969 | 9341586.7783 | -1309802.6548 | 4208313.4584 | 305618.9342 | 3582793.7648 | 695792.8508
Avoided costs for non RIT-T proponent parties
| Option name | Units | PV | 2022 | 2023 | 2024 | 2025 | 2026 | 2027 | 2028 | 2029 | 2030 | 2031 | 2032 | 2033 | 2034 | 2035 | 2036 | 2037 | 2038 | 2039 | 2040 | 2041 | 2042 | 2043 | 2044 | 2045 | 2046 | 2047 | 2048
| Option 1 | $ | 1228289921.2359 | 0 | 0 | 94004604.1081 | 122941445.1379 | 292971580.9559 | 18011073.436 | 184476244.8009 | 133406781.8089 | 230947034.2001 | -466717591.7446 | 1202068234.7332 | 113233079.7345 | -206053250.3341 | 135574044.8386 | 447259283.0408 | -528094125.5712 | -197081019.0537 | -232283097.465 | 889589717.2987 | 105313537.6573 | -803442190.1574 | 272274163.624 | -79529694.1973 | 47523655.6657 | 177060616.5689 | 50887882.6554 | 12223093.7122
| Option 2 | $ | 1452656625.2271 | 0 | 0 | 222334657.332 | 100597445.5778 | 469149984.4595 | -2130059.5463 | 45759118.1876 | 312903691.9712 | 134159283.239 | -434516010.0054 | 1216523774.4354 | 351082831.5648 | -276951666.1088 | 22641180.6935 | 460161446.0384 | -610314903.5437 | -203288152.0873 | -171735611.1835 | 891194133.5448 | 120651298.7004 | -831022626.7517 | 306041995.7774 | -92015974.3717 | 46299327.212 | 160729362.649 | 37980057.6489 | 14639127.4857