## Cover
Victoria to NSW Interconnector West (VNI West) PACR market modelling outcomes
Other sensitivities - Step Change scenario
Transgrid | 16 May 2023

## Release notice
Notice
Ernst & Young (“EY”) was engaged on the instructions of NSW Electricity Networks Operations Pty Limited, as trustee for NSW Electricity Networks Operations Trust (“Transgrid”), to undertake market modelling of system costs and benefits to assess two options for the Victoria to NSW Interconnector West (VNI West) Regulatory Investment Test for Transmission (“VNI West RIT-T”). The results of EY’s work, including the assumptions and qualifications made in preparing the workbook (“Workbook”), are set out in the Project Assessment Conclusions Report dated May 2023 and in EY's report accompanying the Additional Consultation Report dated 22 February 2023 ("Reports"). The Workbook and the Reports should be read in conjunction with each other and in their entirety including any disclaimers and attachments, this notice and the notice included in the Reports. A reference to the Workbook includes any part of the Workbook. No further work has been undertaken by EY since the date of the Workbook to update it. EY has prepared the Workbook for the benefit of Transgrid and has considered only the interest of Transgrid. EY has not been engaged to act, and has not acted, as advisor to any other party. Accordingly, EY makes no representations as to the appropriateness, accuracy or completeness of the Workbook for any other party's purposes. Our work commenced on 22 September 2021 and was completed on 28 April 2023. Therefore, our Workbook does not take account of events or circumstances arising after 28 April 2023 and we have no responsibility to update the Workbook for such events or circumstances. No reliance may be placed upon the Workbook or any of its contents by any party other than Transgrid (“Third Parties”). Any Third Parties receiving a copy of the Workbook must make and rely on their own enquiries in relation to the issues to which the Workbook relates, the contents of the Workbook and all matters arising from or relating to or in any way connected with the Workbook or its contents. EY disclaims all responsibility to any Third Parties for any loss or liability that the Third Parties may suffer or incur arising from or relating to or in any way connected with the contents of the Workbook, the provision of the Workbook to the Third Parties or the reliance upon the Workbook by the Third Parties. No claim or demand or any actions or proceedings may be brought against EY arising from or connected with the contents of the Workbook or the provision of the Workbook to the Third Parties. EY will be released and forever discharged from any such claims, demands, actions or proceedings. Our Workbook is based, in part, on the information provided to us by Transgrid and other stakeholders engaged in this process. We have relied on the accuracy of the information gathered through these sources. We do not imply, and it should not be construed that we have performed an audit, verification or due diligence procedures on any of the information provided to us. We have not independently verified, nor accept any responsibility or liability for independently verifying, any such information nor do we make any representation as to the accuracy or completeness of the information. We accept no liability for any loss or damage, which may result from your reliance on any research, analyses or information so supplied. Modelling work performed as part of our scope inherently requires assumptions about future behaviours and market interactions, which may result in forecasts that deviate from future conditions. There will usually be differences between estimated and actual outcomes, because events and circumstances frequently do not occur as expected, and those differences may be material. We take no responsibility that the projected outcomes will be achieved. We highlight that our analysis and Workbook do not constitute investment advice or a recommendation to you on a future course of action. We provide no assurance that the scenarios we have modelled will be accepted by any relevant authority or third party. EY has consented to the Workbook being published electronically on Transgrid’s website for informational purposes only. EY has not consented to distribution or disclosure beyond this. The material contained in the Workbook, including the EY logo, is copyright. The copyright in the material contained in the Workbook itself, excluding EY logo, vests in Transgrid. The Workbook, including the EY logo, cannot be altered without prior written permission from EY. Readers are advised that the outcomes provided are based on many detailed assumptions underpinning the scenario, and the key assumptions are described in the Workbook. These assumptions were selected by Transgrid after public consultation. The modelled scenario represents one possible future option for the development and operation of the National Electricity Market, and it must be acknowledged that many alternative futures exist. Alternative futures beyond those presented have not been evaluated as part of this Workbook. EY’s liability is limited by a scheme approved under Professional Standards Legislation.

## Version notes
Change log
2023-05-16 | 1 | Victoria to NSW Interconnector West (VNI West) PACR market modelling outcomes - other sensitivities

## Abbreviations and notes
Acronyms
AEMO | Australian Energy Market Operator
CCGT | Closed cycle gas turbine
Diesel | Diesel generator
Distributed PV | PV non-scheduled generators (PVNSG) and Rooftop PV
DSP | Demand-side participation
ESOO | Electricity Statement Of Opportunities
FOM | Fixed operations and maintenance
Gas - Steam | Gas-powered steam turbine
GWh | Gigawatt-hours
Grid Battery | Explicitly modelled existing and new entrant (8 hour or less) battery storage
MW | Megawatts
NEM | National Electricity Market
OCGT | Open cycle gas turbine
PACR | Project Assessment Conclusions Report
PV | Photovoltaic
PVNSG | PV non-scheduled generators
Rehab | Rehabilitation (after closing an existing generator)
REZ | Renewable energy zone
USE | Unserved energy
VOM | Variable operations and maintenance
VPP | Virtual power plants
Notes
1. Tumut 3 generation is included in Hydro, whereas Tumut 3 pump is included in Pumped Hydro Pump.
2. REZ expansion costs only capture intra-regional network augmentations. These costs do not include the cost of interconnectors.
3. Entry of new capacity and retirement of generator capacity where allowed occurs at the beginning of each financial year, on 1 July.
4. Other non-scheduled generation is handled on the demand side as per AEMO's 2021 ESOO.
4. O5 no Comp is Option 5 without series compensation.

## ---Compare options---
Compare |  | O5A West | to | BaseCase |  | 0 | 1 | 2 | 3 | 4 | 5 | 6 | 7 | 8 | 9 | 10 | 11 | 12 | 13 | 14 | 15 | 16 | 17 | 18 | 19 | 20 | 21 | 22 | 23 | 24 | 25 | 26
NEM discounted market benefits by year
Select region | NEM
[5 empty] | Real June 2021 dollars ($m) discounted to 1 July 2021 | 2023-24 | 2024-25 | 2025-26 | 2026-27 | 2027-28 | 2028-29 | 2029-30 | 2030-31 | 2031-32 | 2032-33 | 2033-34 | 2034-35 | 2035-36 | 2036-37 | 2037-38 | 2038-39 | 2039-40 | 2040-41 | 2041-42 | 2042-43 | 2043-44 | 2044-45 | 2045-46 | 2046-47 | 2047-48 | 2048-49 | 2049-50
|  |  |  | Build | CAPEX | 0 | 0.12308 | 1.1613 | 11.8784 | 19.9623 | 39.7704 | 80.4984 | 175.4786 | 268.8867 | 312.2975 | 392.4512 | 442.5468 | 521.8334 | 581.9039 | 606.6548 | 655.5014 | 755.3252 | 894.3896 | 1045.6898 | 1241.8996 | 1372.7451 | 1501.7185 | 1654.3879 | 1849.2171 | 2059.5307 | 2251.0844 | 2442.946
|  |  |  | FOM | FOM | 0 | 0.047727 | 0.10853 | 1.6637 | 2.7407 | 5.3276 | 10.8513 | 25.6888 | 40.9884 | 47.9948 | 64.6055 | 78.0424 | 95.0023 | 107.0171 | 108.1999 | 113.9643 | 127.9247 | 147.824 | 158.6112 | 180.977 | 187.8482 | 191.8897 | 214.2932 | 271.6868 | 344.9824 | 417.593 | 491.8476
|  |  |  | Fuel | Fuel | 0.086361 | -1.5016 | -4.11 | -11.42 | -7.5172 | -3.2855 | -4.473 | -36.556 | -24.063 | 46.4843 | 93.9423 | 152.89 | 213.6151 | 292.3018 | 374.6745 | 444.213 | 489.631 | 489.2956 | 510.7311 | 505.5085 | 528.6922 | 550.6275 | 574.6559 | 593.0027 | 582.1157 | 590.542 | 576.4298
|  |  |  | VOM | VOM | -0.036194 | 0.35675 | 0.78122 | 0.24446 | 0.3694 | -0.96944 | -3.3196 | -8.9493 | -9.3643 | -5.6048 | -5.8524 | -5.3634 | -2.2731 | -1.7889 | 4.4215 | 4.3168 | 1.847 | 0.6803 | 3.0686 | 1.9628 | 4.1655 | 8.5489 | 11.4013 | 12.463 | 13.6993 | 13.3556 | 13.2712
|  |  |  | Rehab | Rehab | 0 | 0 | 0 | 0 | 0 | 0 | 0 | 0 | 0 | 0 | 0 | 0 | 0 | 0 | 0 | 0 | 0 | 0 | 0 | 0 | 0 | 0 | 0 | 0 | 0 | 0 | 0
|  |  |  | REZ Tx | REZ | -1.2023e-06 | 0.0031437 | 0.01117 | 0.25262 | 3.4135 | 7.5188 | 11.3443 | 20.8728 | 30.3432 | 35.0932 | 37.8552 | 39.2077 | 40.5357 | 41.2654 | 53.5055 | 63.0863 | 72.1953 | 94.838 | 113.0613 | 137.0432 | 165.2097 | 191.0075 | 214.3464 | 224.3303 | 236.1827 | 249.867 | 272.7441
|  |  |  | USE+DSP | USE+DSP | -0.02266 | -0.36101 | -0.50484 | -2.228 | -2.0584 | -1.3085 | -0.72107 | -0.7245 | -1.1319 | -1.4822 | 7.1819 | 7.699 | 5.9626 | 5.2634 | -2.9487 | -2.9466 | 0.53387 | 14.6375 | 28.6022 | 58.404 | 86.9032 | 105.6115 | 115.5264 | 122.7136 | 126.4856 | 132.9146 | 137.6277
[5 empty] | Total cumulative market benefits | 0.027506 | -1.3319 | -2.5526 | 0.39123 | 16.9104 | 47.0535 | 94.1804 | 175.8104 | 305.6589 | 434.7828 | 590.1836 | 715.0225 | 874.6761 | 1025.9627 | 1144.5076 | 1278.1351 | 1447.4571 | 1641.6651 | 1859.7641 | 2125.7951 | 2345.5638 | 2549.4037 | 2784.6112 | 3073.4136 | 3362.9963 | 3655.3565 | 3934.8664
NEM capacity difference by year
Select region | NEM
[5 empty] | Capacity difference (MW) | 2023-24 | 2024-25 | 2025-26 | 2026-27 | 2027-28 | 2028-29 | 2029-30 | 2030-31 | 2031-32 | 2032-33 | 2033-34 | 2034-35 | 2035-36 | 2036-37 | 2037-38 | 2038-39 | 2039-40 | 2040-41 | 2041-42 | 2042-43 | 2043-44 | 2044-45 | 2045-46 | 2046-47 | 2047-48 | 2048-49 | 2049-50
[5 empty] | Black Coal | 0 | 0 | 0 | 0 | 0 | 0 | 0 | 0 | 0 | 0 | 0 | 0 | 0 | 0 | 0 | 0 | 0 | 0 | 0 | 0 | 0 | 0 | 0 | 0 | 0 | 0 | 0
[5 empty] | Brown Coal | 0 | 0 | 0 | 0 | 0 | 0 | 0 | 0 | 0 | 0 | 0 | 0 | 0 | 0 | 0 | 0 | 0 | 0 | 0 | 0 | 0 | 0 | 0 | 0 | 0 | 0 | 0
[5 empty] | CCGT | 0 | 0 | 0 | 0 | 0 | 0 | 0 | 0 | 0 | 0 | 0 | 0 | 0 | 0 | 0 | 0 | 0 | 0 | 0 | 0 | 0 | 0 | 0 | 0 | 0 | 0 | 0
[5 empty] | Gas - Steam | 0 | 0 | 0 | 0 | 0 | 0 | 0 | 0 | 0 | 0 | 0 | 0 | 0 | 0 | 0 | 0 | 0 | 0 | 0 | 0 | 0 | 0 | 0 | 0 | 0 | 0 | 0
[5 empty] | OCGT / Diesel | 0 | 0.0016702 | 0.0016712 | 0.0017403 | 0.0017497 | 97.5888 | 97.5888 | 97.5889 | 97.5889 | 97.589 | 97.589 | 97.5889 | -287.6267 | -287.6267 | -135.0439 | -135.0439 | -135.0439 | -135.0439 | -439.0699 | -439.0699 | -210.3198 | -94.7845 | -94.7843 | -540.1666 | -540.1666 | -356.7751 | -356.7751
[5 empty] | Hydro | 0 | 0 | 0 | 0 | 0 | 0 | 0 | 0 | 0 | 0 | 0 | 0 | 0 | 0 | 0 | 0 | 0 | 0 | 0 | 0 | 0 | 0 | 0 | 0 | 0 | 0 | 0
[5 empty] | Hydrogen Turbine | 0 | 0 | 0 | 0 | 0 | 0 | 0 | 0 | 0 | 0 | 0 | 0 | 0 | 0 | 0 | 0 | 0 | 0 | 0 | 0 | 0 | 0 | 0 | 0 | 0 | 0 | 0
[5 empty] | Wind | 0 | -1.1318 | -1.915 | -81.9249 | -81.873 | -32.6798 | -312.2851 | -766.8844 | -471.3675 | -267.9963 | 140.6254 | 114.1044 | -140.8956 | -101.5842 | -394.5095 | -564.3075 | -547.8434 | -644.0074 | -646.036 | -1026.0722 | -863.4442 | -834.0191 | -791.2742 | -748.1661 | -708.0061 | -57.4999 | -194.1084
[5 empty] | Solar PV | 0 | 0.0069587 | 0.095999 | 0.096947 | 0.98107 | -152.6779 | -36.7448 | -209.809 | -401.2589 | -255.7729 | -889.5477 | -822.636 | -822.6361 | -336.9556 | 932.9226 | 517.4107 | -698.4139 | -937.7383 | -1354.7459 | -1756.7689 | 146.4934 | -36.2826 | -574.0087 | 229.9588 | 174.8764 | 297.2422 | -213.9794
[5 empty] | Grid Battery | 0 | 0.0048521 | -0.002686 | -1.6455e-05 | 2.8734 | -8.8051 | -8.8048 | -25.5445 | -78.1788 | -65.9719 | -655.4804 | -655.4806 | -544.0333 | -544.0329 | -383.1525 | -383.1519 | -364.804 | -756.7909 | 851.8959 | 135.5477 | 537.6992 | 1074.6993 | 1122.1463 | 812.1979 | 809.3249 | -410.1553 | -107.2662
[5 empty] | Pumped Hydro | 0 | 0 | 0.0065254 | 0.0075341 | 22.1934 | -57.173 | -57.1724 | -22.2113 | -319.8494 | -103.5078 | -262.976 | -10.5863 | -88.104 | -88.1039 | 4.4239 | 4.424 | -173.284 | -407.2947 | -875.573 | -1011.8753 | -1011.8746 | -1311.0835 | -1311.0844 | -1325.461 | -1325.461 | -1289.3312 | -1289.3309
[5 empty] | VPP | 0 | 0 | 0 | 0 | 0 | 0 | 0 | 0 | 0 | 0 | 0 | 0 | 0 | 0 | 0 | 0 | 0 | 0 | 0 | 0 | 0 | 0 | 0 | 0 | 0 | 0 | 0
[5 empty] | Grid Battery pump | 0 | 0.0048521 | -0.002686 | -1.6455e-05 | 2.8734 | -8.8051 | -8.8048 | -25.5445 | -78.1788 | -65.9719 | -655.4804 | -655.4806 | -544.0333 | -544.0329 | -383.1525 | -383.1519 | -364.804 | -756.7909 | 851.8959 | 135.5477 | 537.6992 | 1074.6993 | 1122.1463 | 812.1979 | 809.3249 | -410.1553 | -107.2662
[5 empty] | Pumped Hydro Pump | 0 | 0 | 0.0065254 | 0.0075341 | 22.1934 | -57.173 | -57.1724 | -22.2113 | -319.8494 | -103.5078 | -262.976 | -10.5863 | -88.104 | -88.1039 | 4.4239 | 4.424 | -173.284 | -407.2947 | -875.573 | -1011.8753 | -1011.8746 | -1311.0835 | -1311.0844 | -1325.461 | -1325.461 | -1289.3312 | -1289.3309
[5 empty] | VPP pump | 0 | 0 | 0 | 0 | 0 | 0 | 0 | 0 | 0 | 0 | 0 | 0 | 0 | 0 | 0 | 0 | 0 | 0 | 0 | 0 | 0 | 0 | 0 | 0 | 0 | 0 | 0
NEM generation difference by year
Select region | NEM
[5 empty] | Sent-out generation difference (GWh)* | 2023-24 | 2024-25 | 2025-26 | 2026-27 | 2027-28 | 2028-29 | 2029-30 | 2030-31 | 2031-32 | 2032-33 | 2033-34 | 2034-35 | 2035-36 | 2036-37 | 2037-38 | 2038-39 | 2039-40 | 2040-41 | 2041-42 | 2042-43 | 2043-44 | 2044-45 | 2045-46 | 2046-47 | 2047-48 | 2048-49 | 2049-50
[5 empty] | Black Coal | -0.56405 | 68.7269 | 53.0206 | 72.1997 | 39.9939 | 11.8378 | 30.0228 | 1335.3587 | 1166.0449 | 1000.0606 | 325.5593 | 421.836 | 382.2831 | 280.8938 | 339.6363 | 235.3804 | 118.8915 | 79.4309 | 46.2361 | 0 | 0 | 0 | 0 | 0 | 0 | 0 | 0
[5 empty] | Brown Coal | -2.5713 | 19.0921 | 48.5838 | 110.3571 | -129.6476 | -207.1898 | -71.1166 | -9.7925 | -13.9435 | 0 | 0 | 0 | 0 | 0 | 0 | 0 | 0 | 0 | 0 | 0 | 0 | 0 | 0 | 0 | 0 | 0 | 0
[5 empty] | CCGT | -0.56907 | 0.36503 | 19.9086 | 76.9311 | -54.4885 | -0.09018 | 28.2035 | 253.1998 | 63.3917 | 34.6949 | -76.4005 | -67.6618 | -120.0937 | -171.1426 | -148.3029 | 98.9755 | 227.7547 | 143.0265 | 193.2268 | 257.377 | 179.2523 | 205.9557 | 24.8719 | 7.0068 | 12.2705 | 21.0909 | 16.003
[5 empty] | Gas - Steam | 0.024521 | 0.25402 | 1.5865 | 2.7516 | -3.0631 | -14.8463 | -0.06073 | -44.1421 | -228.9094 | -675.5137 | -361.2424 | -273.8262 | -439.7511 | -448.0276 | -488.4915 | -490.5418 | 0 | 0 | 0 | 0 | 0 | 0 | 0 | 0 | 0 | 0 | 0
[5 empty] | OCGT / Diesel | -0.060208 | 0.072927 | 1.2968 | 8.6298 | -7.3733 | -18.2588 | 1.8963 | 111.844 | -169.38 | -550.9144 | -360.4701 | -615.6823 | -587.8504 | -848.562 | -1017.9475 | -918.5477 | -949.2148 | 21.493 | -513.3781 | 125.1135 | -547.9568 | -630.262 | -629.8388 | -463.1834 | 361.7277 | -181.8396 | 591.6263
[5 empty] | Hydro | 8.3159 | -111.3073 | -151.9174 | -108.2281 | 114.2414 | 565.1151 | 498.8753 | 368.4655 | -196.6971 | -217.6299 | 114.9268 | 121.6441 | 123.6057 | 88.0217 | -408.4249 | -373.1949 | -272.4735 | 103.4086 | 24.5988 | -43.0559 | -772.3194 | -794.0196 | -557.4627 | 320.0954 | -29.074 | 153.6525 | -127.1486
[5 empty] | Hydrogen Turbine | 0 | 0 | 0 | 0 | 0 | 0 | 0 | 0 | 0 | 0 | 0 | 0 | 0 | 0 | 0 | 0 | 0 | 0 | 0 | 0 | 0 | 0 | 0 | 0 | 0 | 0 | 0
[5 empty] | Wind | -1.2238 | 18.6585 | 23.3143 | -202.0004 | 86.0247 | -41.5327 | -540.3765 | -1671.2193 | -444.1776 | -112.1036 | 1061.3721 | 918.8318 | 1076.4441 | 1057.0415 | -397.5972 | -0.1093 | 1043.7314 | 276.8863 | 275.3394 | 28.7472 | -287.3359 | -246.3553 | -870.087 | -2320.9428 | -2867.0426 | -1470.8357 | -2905.5298
[5 empty] | Solar PV | 0.87722 | 2.8033 | 4.4079 | 7.9267 | 11.4218 | -311.3737 | -67.6487 | -246.5827 | -579.1462 | 130.2923 | -1333.4193 | -912.5789 | -797.255 | 180.4627 | 1909.147 | 1733.8467 | 446.9349 | -479.005 | -277.402 | -761.4565 | 1276.3512 | 967.7628 | 1804.2234 | 2258.6316 | 2102.5052 | 1578.7573 | 2790.4884
[5 empty] | Grid Battery | 0.24287 | 0.1532 | 0.29282 | 0.97456 | 7.1803 | -36.2238 | -23.1064 | -13.3459 | -116.6132 | 264.2791 | -864.0596 | -931.3822 | -312.441 | -330.2088 | 118.3636 | 141.6488 | 185.0517 | -180.0764 | 2758.2126 | 1411.0415 | 2019.2194 | 2950.8265 | 3236.9846 | 2222.1934 | 1926.8485 | 887.0488 | 1043.2649
[5 empty] | Pumped Hydro | -0.08206 | -0.98953 | 1.0444 | 18.251 | 30.5283 | -199.0344 | -86.5544 | -180.3882 | -747.7479 | -295.0353 | -350.4202 | 212.5562 | -155.3774 | 355.6062 | -139.715 | 510.9426 | 629.3416 | -490.8854 | -2268.5601 | -1732.4438 | -1649.4566 | -2776.3534 | -2375.2071 | -2435.9508 | -2643.9161 | -1870.1807 | -1544.5911
[5 empty] | VPP | 0.17031 | -0.032414 | 1.314 | 0.53274 | 6.2985 | 12.9388 | -0.43839 | 8.3237 | 4.4148 | 44.0578 | 14.6988 | -21.5024 | 115.6892 | 148.5982 | 201.3842 | 193.0607 | 133.4508 | 95.7987 | 96.0507 | 146.5355 | 171.5147 | 264.4302 | 309.123 | 416.7777 | 252.4745 | 383.621 | 411.371
[5 empty] | Grid Battery pump | 0.28828 | 0.18186 | 0.33985 | 1.1776 | 8.3189 | -43.3652 | -27.8246 | -16.9484 | -138.5927 | 313.3246 | -1042.1406 | -1119.8142 | -375.8383 | -396.2114 | 146.8078 | 173.4192 | 215.5957 | -221.2941 | 3324.8933 | 1702.0891 | 2426.8944 | 3561.2525 | 3915.5748 | 2657.8107 | 2332.1392 | 1056.5636 | 1262.631
[5 empty] | Pumped Hydro Pump | -0.29196 | -2.6023 | 2.4655 | -5.768 | 52.3596 | -217.8631 | -186.6553 | -237.5444 | -944.5377 | -513.292 | -379.3891 | 196.7691 | -254.0399 | 638.0018 | -272.6807 | 670.4862 | 946.3265 | -590.5641 | -3203.5186 | -2387.28 | -2250.8872 | -3766.3936 | -3233.9037 | -3152.5921 | -3631.1151 | -2325.7817 | -2028.7939
[5 empty] | VPP pump | 0.20039 | -0.038759 | 1.5472 | 0.62596 | 7.479 | 15.1532 | 0.38682 | 8.8994 | 5.6199 | 51.9504 | 17.5672 | -27.4762 | 136.6712 | 175.5917 | 237.5987 | 227.3176 | 155.7866 | 113.2793 | 112.0099 | 172.7701 | 202.5899 | 310.7387 | 366.0528 | 486.1199 | 297.7983 | 451.7963 | 484.5032
*Generation shown is sent-out, as is demand.

## BaseCase_CF
Annual capacity factor by technology - BaseCase, Step Change Scenario
Explicitly modelled generation
Region | Technology | 2023-24 | 2024-25 | 2025-26 | 2026-27 | 2027-28 | 2028-29 | 2029-30 | 2030-31 | 2031-32 | 2032-33 | 2033-34 | 2034-35 | 2035-36 | 2036-37 | 2037-38 | 2038-39 | 2039-40 | 2040-41 | 2041-42 | 2042-43 | 2043-44 | 2044-45 | 2045-46 | 2046-47 | 2047-48 | 2048-49 | 2049-50
NEM | Black Coal | 58.98% | 51.59% | 52.66% | 63.24% | 60.26% | 61.88% | 63.34% | 57.2% | 55.47% | 56.4% | 61.29% | 60.85% | 53.24% | 52.11% | 54.67% | 52% | 54.46% | 42.41% | 42.2% | - | - | - | - | - | - | - | -
NEM | Brown Coal | 68.75% | 60.1% | 65.67% | 62.61% | 63.89% | 64.46% | 66.54% | 63.98% | 51.11% | - | - | - | - | - | - | - | - | - | - | - | - | - | - | - | - | - | -
NEM | CCGT | 8.143% | 6.613% | 12.9% | 16.09% | 17.04% | 19.68% | 22.66% | 25.86% | 23.54% | 23.06% | 31.43% | 35.86% | 27.18% | 28.87% | 28.8% | 30.54% | 29.43% | 25.51% | 20.87% | 24.12% | 25.84% | 20.06% | 23.62% | 28.62% | 28.05% | 27.45% | 28.27%
NEM | Gas - Steam | 0.9866% | 0.9458% | 2.985% | 3.681% | 2.552% | 5.597% | 4.39% | 24.06% | 9.346% | 24.4% | 16.03% | 20.12% | 18.29% | 21.68% | 23.69% | 24.81% | - | - | - | - | - | - | - | - | - | - | -
NEM | OCGT / Diesel | 0.3095% | 0.2412% | 0.5385% | 0.5756% | 0.4446% | 0.6396% | 0.5009% | 2.16% | 1.355% | 2.688% | 4.176% | 7.723% | 4.462% | 6.055% | 5.177% | 4.939% | 10.74% | 9.195% | 5.213% | 6.162% | 10.68% | 6.298% | 7.866% | 8.617% | 5.679% | 7.852% | 7.187%
NEM | Hydro | 26.71% | 24.45% | 25.06% | 24.17% | 20.17% | 24.16% | 26.18% | 25.64% | 25.17% | 24.08% | 25.65% | 26.19% | 24% | 22.13% | 27.2% | 24.79% | 22.81% | 21.5% | 20.71% | 23.58% | 24.78% | 23.2% | 21.93% | 27.01% | 26.02% | 25.77% | 25.35%
NEM | Hydrogen Turbine | bar: 2023-24 to 2049-50
NEM | Wind | 32.73% | 33.38% | 34.02% | 35.44% | 37.09% | 36.18% | 35.74% | 34.7% | 36.26% | 35.12% | 34.32% | 33.76% | 34.67% | 35.71% | 34.73% | 34.55% | 33.44% | 33.59% | 33.07% | 32.13% | 31.58% | 32.43% | 33.5% | 32.79% | 32.07% | 31.82% | 31.68%
NEM | Solar PV | 26.37% | 22.22% | 23.44% | 24.66% | 24.43% | 22.42% | 23.53% | 24.14% | 24.46% | 24.37% | 24.03% | 23.31% | 23.94% | 24.02% | 20.63% | 21.59% | 21.08% | 19.95% | 20.76% | 20.43% | 19.7% | 19.85% | 20.09% | 17.53% | 17.62% | 18.65% | 17.86%
NEM | Grid Battery | 4.762% | 4.718% | 7.352% | 11.14% | 15.26% | 17.48% | 17.63% | 19.22% | 18.63% | 20.22% | 19.4% | 18.91% | 18.98% | 19.21% | 17.34% | 17.63% | 19.3% | 18.27% | 20.17% | 19.68% | 18.93% | 18.66% | 19.4% | 16.33% | 16.24% | 16.62% | 15.99%
NEM | Pumped Hydro | 7.63% | 12.59% | 13.02% | 19.28% | 9.865% | 13.77% | 14.77% | 19.76% | 20.3% | 19.14% | 20.09% | 19.84% | 21.34% | 20.86% | 20.4% | 19.91% | 19.2% | 17.82% | 19.98% | 18.99% | 17.17% | 17.33% | 16.54% | 17.25% | 15.67% | 14.96% | 13.09%
NEM | VPP | 7.92% | 8.089% | 8.656% | 8.497% | 8.208% | 7.685% | 7.548% | 7.461% | 7.266% | 7.185% | 7.183% | 6.945% | 6.906% | 6.896% | 6.475% | 6.398% | 6.582% | 6.334% | 6.574% | 6.412% | 6.224% | 6.335% | 6.494% | 6.061% | 6.066% | 6.143% | 5.969%
Region | Technology | 2023-24 | 2024-25 | 2025-26 | 2026-27 | 2027-28 | 2028-29 | 2029-30 | 2030-31 | 2031-32 | 2032-33 | 2033-34 | 2034-35 | 2035-36 | 2036-37 | 2037-38 | 2038-39 | 2039-40 | 2040-41 | 2041-42 | 2042-43 | 2043-44 | 2044-45 | 2045-46 | 2046-47 | 2047-48 | 2048-49 | 2049-50
NSW1 | Black Coal | 57.9% | 48.21% | 44.36% | 64.16% | 58.5% | 64.44% | 66.98% | 54.17% | 54% | 55.17% | 60.82% | 62.32% | 54.91% | 48.84% | 54.61% | 54.83% | - | - | - | - | - | - | - | - | - | - | -
NSW1 | Brown Coal | bar: 2023-24 to 2049-50
NSW1 | CCGT | 0.3544% | 0.1605% | 7.871% | 16.96% | 20.27% | 17.29% | 28.7% | 27.76% | 25.17% | 21.38% | 36.53% | 43.1% | 27.59% | 29.2% | 31.58% | 36.15% | 35.32% | 28.87% | 23.82% | 28.74% | - | - | - | - | - | - | -
NSW1 | Gas - Steam | bar: 2023-24 to 2049-50
NSW1 | OCGT / Diesel | 0.05169% | 0.02283% | 0.155% | 0.1461% | 0.1199% | 0.02354% | 0.007851% | 0.5997% | 0.1144% | 0.662% | 1.413% | 4.863% | 2.01% | 4.427% | 1.843% | 3.097% | 7.533% | 8.477% | 3.971% | 3.93% | 8.428% | 5.184% | 8.356% | 6.261% | 5.107% | 5.217% | 6%
NSW1 | Hydro | 9.225% | 12.9% | 13.51% | 13.58% | 11.4% | 16.41% | 13.68% | 13.89% | 13.51% | 12.04% | 14.44% | 15.1% | 14.08% | 12.12% | 17.12% | 14.21% | 12.33% | 12.35% | 11.81% | 13.16% | 13.62% | 12.5% | 10.83% | 16.27% | 15.87% | 15.47% | 15.1%
NSW1 | Hydrogen Turbine | bar: 2023-24 to 2049-50
NSW1 | Wind | 36.22% | 33.88% | 34.02% | 35.4% | 35.86% | 36.36% | 34.49% | 33.92% | 33.75% | 34% | 33.16% | 32.73% | 33.81% | 33.93% | 34.57% | 32.74% | 31.94% | 30.47% | 31.75% | 30% | 29.19% | 30.28% | 30.72% | 31.85% | 29.42% | 29.26% | 27.51%
NSW1 | Solar PV | 26.89% | 21.21% | 22.17% | 24.47% | 24.65% | 22.42% | 23.23% | 24.5% | 24.45% | 24.66% | 24.28% | 23.66% | 24.96% | 24.79% | 21.13% | 21.54% | 22.13% | 20.81% | 21.37% | 20.31% | 19.67% | 20.35% | 20.5% | 18.49% | 17.4% | 18.66% | 17.69%
NSW1 | Grid Battery | 4.709% | 5.723% | 12.26% | 23.8% | 24.36% | 22.38% | 22.53% | 24.15% | 23.04% | 23.92% | 22.37% | 21.33% | 22.08% | 22.15% | 20.83% | 20.66% | 21.41% | 20.6% | 23.02% | 20.71% | 18.94% | 20.32% | 20.72% | 17.72% | 17.24% | 17.65% | 17.75%
NSW1 | Pumped Hydro | 5.26% | 10.46% | 17.3% | 26.91% | 8.884% | 15.09% | 15.89% | 21.65% | 22.02% | 21.08% | 22.39% | 22.31% | 24.56% | 24.47% | 24.65% | 21.01% | 18.28% | 15.98% | 19.57% | 18.17% | 15.85% | 16.04% | 15.87% | 19.99% | 15.6% | 14.13% | 11.62%
NSW1 | VPP | 6.811% | 7.855% | 8.781% | 8.666% | 8.386% | 7.753% | 7.518% | 7.579% | 7.34% | 7.395% | 7.414% | 7.091% | 7.165% | 6.965% | 6.583% | 6.554% | 6.749% | 6.414% | 6.75% | 6.505% | 6.257% | 6.506% | 6.563% | 6.174% | 6.12% | 6.283% | 6.292%
Region | Technology | 2023-24 | 2024-25 | 2025-26 | 2026-27 | 2027-28 | 2028-29 | 2029-30 | 2030-31 | 2031-32 | 2032-33 | 2033-34 | 2034-35 | 2035-36 | 2036-37 | 2037-38 | 2038-39 | 2039-40 | 2040-41 | 2041-42 | 2042-43 | 2043-44 | 2044-45 | 2045-46 | 2046-47 | 2047-48 | 2048-49 | 2049-50
QLD1 | Black Coal | 60.07% | 55.06% | 61.97% | 62.51% | 61.46% | 60.06% | 61.13% | 59.86% | 56.76% | 57.8% | 61.67% | 59.64% | 51.87% | 54.8% | 54.73% | 49.68% | 54.46% | 42.41% | 42.2% | - | - | - | - | - | - | - | -
QLD1 | Brown Coal | bar: 2023-24 to 2049-50
QLD1 | CCGT | 7.299% | 6.108% | 11.97% | 17.94% | 19.03% | 21.73% | 24.35% | 27.44% | 26.49% | 25.63% | 35.42% | 39.27% | 32.11% | 34.53% | 32.73% | 33.74% | 32.73% | 29.1% | 23.71% | 26.92% | 30.87% | 23.96% | 35.21% | 61.7% | 60.47% | 59.17% | 60.93%
QLD1 | Gas - Steam | bar: 2023-24 to 2049-50
QLD1 | OCGT / Diesel | 0.01425% | 1.535e-06% | 0.01558% | 0.1078% | 0.1434% | 0.09917% | 0.037% | 2.104% | 2.134% | 2.419% | 8.447% | 10.15% | 9.415% | 11.34% | 5.812% | 4.528% | 9.201% | 7.49% | 3.564% | 5.226% | 6.888% | 4.679% | 7.478% | 9.16% | 3.221% | 5.825% | 4.611%
QLD1 | Hydro | 54.45% | 54.49% | 55.84% | 53.53% | 54.57% | 55.51% | 55.06% | 54.37% | 54.02% | 54.35% | 54.04% | 53.4% | 52.88% | 51.69% | 36.65% | 35.9% | 28.05% | 26.12% | 25.26% | - | - | - | - | - | - | - | -
QLD1 | Hydrogen Turbine | bar: 2023-24 to 2049-50
QLD1 | Wind | 40.73% | 36.74% | 38.8% | 38.61% | 39.88% | 37.7% | 37.32% | 36.62% | 35.9% | 35.28% | 33.52% | 33.3% | 32.78% | 34.87% | 34.38% | 34.01% | 33.6% | 31.75% | 32.26% | 31.1% | 31.18% | 30.43% | 32.15% | 31.44% | 30.47% | 31.83% | 29.97%
QLD1 | Solar PV | 26.89% | 24.1% | 26.32% | 26.6% | 25.75% | 23.23% | 25.51% | 25.22% | 26.09% | 25.61% | 25.41% | 24.82% | 24.66% | 24.6% | 20.9% | 23.23% | 21.57% | 21.08% | 21.71% | 22.35% | 21.86% | 21.07% | 20.84% | 18.21% | 19.15% | 20.23% | 19.48%
QLD1 | Grid Battery | 6.122% | 6.099% | 6.224% | 6.303% | 6.298% | 21.41% | 21.35% | 22.44% | 22.1% | 23.4% | 22.09% | 22.03% | 22.03% | 22.28% | 19.59% | 20.62% | 21.28% | 22.07% | 22.31% | 22.67% | 21.47% | 21.13% | 21.5% | 18.23% | 18.9% | 18.72% | 18.49%
QLD1 | Pumped Hydro | 8.627% | 13.48% | 9.301% | 12.65% | 13.16% | 10.31% | 11.85% | 14.85% | 14.99% | 14.23% | 15.07% | 14.64% | 16.25% | 14.68% | 17.11% | 19.39% | 19.7% | 18.93% | 19.83% | 19.17% | 17.3% | 16.71% | 15.47% | 14.59% | 13.97% | 13.66% | 12.09%
QLD1 | VPP | 8.294% | 8.176% | 8.254% | 8.467% | 8.116% | 7.676% | 7.576% | 7.581% | 7.426% | 7.433% | 7.44% | 7.297% | 7.15% | 7.157% | 6.695% | 6.659% | 6.711% | 6.755% | 6.784% | 6.9% | 6.86% | 6.733% | 6.877% | 6.676% | 6.642% | 6.611% | 6.592%
Region | Technology | 2023-24 | 2024-25 | 2025-26 | 2026-27 | 2027-28 | 2028-29 | 2029-30 | 2030-31 | 2031-32 | 2032-33 | 2033-34 | 2034-35 | 2035-36 | 2036-37 | 2037-38 | 2038-39 | 2039-40 | 2040-41 | 2041-42 | 2042-43 | 2043-44 | 2044-45 | 2045-46 | 2046-47 | 2047-48 | 2048-49 | 2049-50
VIC1 | Black Coal | bar: 2023-24 to 2049-50
VIC1 | Brown Coal | 68.75% | 60.1% | 65.67% | 62.61% | 63.89% | 64.46% | 66.54% | 63.98% | 51.11% | - | - | - | - | - | - | - | - | - | - | - | - | - | - | - | - | - | -
VIC1 | CCGT | bar: 2023-24 to 2049-50
VIC1 | Gas - Steam | 0.386% | 0.4186% | 1.608% | 3.681% | 2.552% | 5.597% | 4.39% | 24.06% | 9.346% | 24.4% | 16.03% | 20.12% | 18.29% | 21.68% | 23.69% | 24.81% | - | - | - | - | - | - | - | - | - | - | -
VIC1 | OCGT / Diesel | 0.1382% | 0.09604% | 0.2352% | 0.8658% | 0.52% | 0.9248% | 0.5752% | 2.602% | 0.8915% | 4.361% | 3.169% | 8.389% | 3.56% | 4.536% | 6.904% | 5.998% | 16.01% | 11.77% | 7.844% | 9.36% | 15.45% | 7.772% | 8.336% | 10.32% | 8.159% | 12.63% | 11.21%
VIC1 | Hydro | 13.86% | 16.82% | 17.37% | 16.47% | 13.77% | 20.67% | 17.23% | 14.9% | 14.89% | 13.58% | 16.57% | 17.15% | 16.33% | 13.67% | 20.58% | 17.22% | 14.91% | 14.91% | 13.58% | 16.57% | 17.2% | 16.34% | 13.7% | 20.59% | 20.62% | 20.6% | 20.54%
VIC1 | Hydrogen Turbine | bar: 2023-24 to 2049-50
VIC1 | Wind | 28.18% | 29.27% | 30.09% | 31.47% | 34.74% | 32.51% | 33.8% | 31.97% | 35.78% | 32.54% | 33.26% | 32.7% | 33.82% | 34.8% | 32.11% | 34.47% | 32.46% | 36% | 32.22% | 32.9% | 32.44% | 34.04% | 35.4% | 33.07% | 35.79% | 33.71% | 37.62%
VIC1 | Solar PV | 23.28% | 19.95% | 20.11% | 20.37% | 20.03% | 19.87% | 19.54% | 18.98% | 18.86% | 21.73% | 20.66% | 19.87% | 20.74% | 20.96% | 18.89% | 18.88% | 18.85% | 17.85% | 19.05% | 18.02% | 17.2% | 18.89% | 18.94% | 16.2% | 16.28% | 17.11% | 15.9%
VIC1 | Grid Battery | 4.879% | 4.528% | 5.309% | 5.221% | 4.99% | 4.776% | 4.769% | 10.81% | 10.31% | 16.18% | 15.28% | 14.38% | 14.28% | 14.42% | 13.48% | 13.67% | 15.73% | 13.5% | 16.51% | 14.99% | 13.62% | 13.15% | 13.67% | 12.57% | 12.45% | 12.33% | 10.78%
VIC1 | Pumped Hydro | - | - | - | - | - | - | - | - | - | - | - | - | - | - | 23.56% | 24.66% | 25.32% | 22.56% | 26.2% | 23.69% | 22.53% | 24.56% | 24.04% | 22.96% | 22.83% | 22.06% | 20.51%
VIC1 | VPP | 8.349% | 7.867% | 9.401% | 8.899% | 8.511% | 7.876% | 7.753% | 7.405% | 7.125% | 6.743% | 6.673% | 6.48% | 6.463% | 6.626% | 6.175% | 6.065% | 6.411% | 5.932% | 6.311% | 5.953% | 5.546% | 5.793% | 6.032% | 5.372% | 5.607% | 5.615% | 5.167%
Region | Technology | 2023-24 | 2024-25 | 2025-26 | 2026-27 | 2027-28 | 2028-29 | 2029-30 | 2030-31 | 2031-32 | 2032-33 | 2033-34 | 2034-35 | 2035-36 | 2036-37 | 2037-38 | 2038-39 | 2039-40 | 2040-41 | 2041-42 | 2042-43 | 2043-44 | 2044-45 | 2045-46 | 2046-47 | 2047-48 | 2048-49 | 2049-50
SA1 | Black Coal | bar: 2023-24 to 2049-50
SA1 | Brown Coal | bar: 2023-24 to 2049-50
SA1 | CCGT | 17.27% | 16.11% | 24.99% | 16.08% | 15.03% | 23.18% | 21.43% | 29.64% | 22.5% | 25.78% | 27.52% | 33.61% | 22.63% | 26.96% | - | - | - | - | - | - | - | - | - | - | - | - | -
SA1 | Gas - Steam | 1.362% | 1.275% | 3.845% | - | - | - | - | - | - | - | - | - | - | - | - | - | - | - | - | - | - | - | - | - | - | - | -
SA1 | OCGT / Diesel | 1.299% | 1.177% | 2.391% | 1.669% | 1.39% | 2.197% | 1.981% | 5.606% | 3.955% | 6.45% | 7.873% | 12.57% | 7.717% | 8.326% | 12.48% | 11.51% | 15.29% | 10.28% | 6.878% | 8.517% | 11.04% | 4.106% | 3.25% | 1.605% | 1.123% | 1.529% | 2.154%
SA1 | Hydro | bar: 2023-24 to 2049-50
SA1 | Hydrogen Turbine | bar: 2023-24 to 2049-50
SA1 | Wind | 32.79% | 32.42% | 31.43% | 34.79% | 34.65% | 33.28% | 33.29% | 31.88% | 34.55% | 32.39% | 33.21% | 30.02% | 34.49% | 35.12% | 32.89% | 33.44% | 31.61% | 33.01% | 31.02% | 31.52% | 29.14% | 32.36% | 32.63% | 30.82% | 31.04% | 29.38% | 30.12%
SA1 | Solar PV | 25.51% | 21.93% | 22.48% | 21.7% | 21.91% | 21.5% | 20.78% | 19.71% | 20.08% | 22.24% | 21.14% | 20.93% | 21.37% | 23.07% | 19.56% | 19.16% | 17.67% | 15.98% | 18.49% | 16.42% | 16.39% | 16.48% | 18.41% | 14.96% | 14.71% | 15.09% | 14.69%
SA1 | Grid Battery | 4.392% | 4.474% | 4.328% | 4.258% | 4.251% | 4.178% | 4.117% | 4.227% | 4.081% | 14.86% | 14.06% | 14.03% | 15.24% | 15.82% | 14.61% | 14.32% | 14.96% | 14.81% | 17.04% | 15.09% | 17.54% | 16.51% | 18.69% | 14.08% | 13.04% | 13.72% | 12.09%
SA1 | Pumped Hydro | bar: 2023-24 to 2049-50
SA1 | VPP | 9.091% | 9.066% | 8.68% | 8.176% | 7.937% | 7.674% | 7.575% | 7.344% | 7.158% | 7.249% | 7.293% | 7.02% | 6.885% | 7.061% | 6.665% | 6.445% | 6.505% | 6.154% | 6.52% | 6.294% | 6.48% | 6.489% | 6.904% | 6.17% | 5.918% | 6.096% | 5.618%
Region | Technology | 2023-24 | 2024-25 | 2025-26 | 2026-27 | 2027-28 | 2028-29 | 2029-30 | 2030-31 | 2031-32 | 2032-33 | 2033-34 | 2034-35 | 2035-36 | 2036-37 | 2037-38 | 2038-39 | 2039-40 | 2040-41 | 2041-42 | 2042-43 | 2043-44 | 2044-45 | 2045-46 | 2046-47 | 2047-48 | 2048-49 | 2049-50
TAS1 | Black Coal | bar: 2023-24 to 2049-50
TAS1 | Brown Coal | bar: 2023-24 to 2049-50
TAS1 | CCGT | bar: 2023-24 to 2049-50
TAS1 | Gas - Steam | bar: 2023-24 to 2049-50
TAS1 | OCGT / Diesel | 3.64e-06% | 7.437e-06% | 7.895e-06% | 0.01236% | 8.645e-06% | 9.198e-06% | 0.06564% | 0.3538% | 0.2107% | 0.9645% | 0.6597% | 2.074% | 0.8079% | 0.7712% | 1.89% | 0.8853% | 3.671% | 1.975% | 2.028% | 2.051% | 2.779% | 0.8729% | 1.166% | 0.5612% | 0.6235% | 2.059% | 1.408%
TAS1 | Hydro | 53.77% | 40.85% | 41.49% | 39.74% | 32.47% | 33.07% | 44.76% | 45.09% | 44.1% | 43.51% | 43.12% | 43.56% | 38.89% | 37.77% | 42.82% | 41.71% | 40.07% | 36.28% | 35.75% | 40.12% | 42.54% | 39.89% | 40.21% | 43.35% | 40.85% | 40.57% | 39.76%
TAS1 | Hydrogen Turbine | bar: 2023-24 to 2049-50
TAS1 | Wind | 37.86% | 44.79% | 47.83% | 48.35% | 51.53% | 48.21% | 47.3% | 46.13% | 50.18% | 48.95% | 46.54% | 47.62% | 48.23% | 50.59% | 48.74% | 47.33% | 45.95% | 49.95% | 48.99% | 47.13% | 48.56% | 50.27% | 51.8% | 49.82% | 48.06% | 47.01% | 50.72%
TAS1 | Solar PV | - | - | - | - | - | - | - | - | - | - | - | - | - | - | 18.08% | 19.08% | 19.42% | 17.63% | 18.98% | 20.72% | 19.52% | 20.82% | 20.22% | 17.49% | 18.23% | 19.01% | 17.52%
TAS1 | Grid Battery | bar: 2023-24 to 2049-50
TAS1 | Pumped Hydro | - | - | - | - | - | - | - | - | 23.1% | 18.9% | 19.61% | 18.92% | 17.85% | 17.7% | 17.84% | 17.83% | 19.93% | 17.59% | 16.95% | 16.3% | 15.74% | 15.1% | 13.92% | 15.03% | 15.39% | 15.14% | 13.36%
TAS1 | VPP | 0.772% | 3.42% | 2.913% | 3.54% | 4.385% | 4.479% | 5.05% | 5.39% | 6.194% | 5.415% | 5.336% | 4.789% | 4.598% | 4.624% | 4.355% | 4.002% | 4.58% | 4.782% | 4.32% | 4.232% | 3.815% | 3.897% | 3.869% | 3.543% | 3.571% | 4.003% | 3.435%
Explicitly modelled pumping
Region | Technology | 2023-24 | 2024-25 | 2025-26 | 2026-27 | 2027-28 | 2028-29 | 2029-30 | 2030-31 | 2031-32 | 2032-33 | 2033-34 | 2034-35 | 2035-36 | 2036-37 | 2037-38 | 2038-39 | 2039-40 | 2040-41 | 2041-42 | 2042-43 | 2043-44 | 2044-45 | 2045-46 | 2046-47 | 2047-48 | 2048-49 | 2049-50
NEM | Grid Battery pump | 5.933% | 5.903% | 9.115% | 13.84% | 18.84% | 21.33% | 21.56% | 23.43% | 22.78% | 24.53% | 23.53% | 22.94% | 22.99% | 23.28% | 21.06% | 21.37% | 23.32% | 22.17% | 24.34% | 23.81% | 22.84% | 22.54% | 23.47% | 19.71% | 19.64% | 20.03% | 19.3%
NEM | Pumped Hydro Pump | 11.2% | 19.48% | 18.33% | 26.97% | 16% | 17.99% | 21.02% | 26.48% | 28.3% | 25.95% | 27.6% | 26.16% | 28.82% | 28.33% | 27.17% | 26.81% | 25.21% | 23.75% | 26.34% | 25.47% | 22.12% | 22.84% | 22.24% | 22.47% | 20.86% | 19.29% | 16.86%
NEM | VPP pump | 9.291% | 9.528% | 10.19% | 9.988% | 9.667% | 9.032% | 8.887% | 8.772% | 8.568% | 8.442% | 8.451% | 8.177% | 8.118% | 8.111% | 7.632% | 7.532% | 7.727% | 7.471% | 7.719% | 7.551% | 7.316% | 7.453% | 7.651% | 7.122% | 7.148% | 7.213% | 7.02%
Region | Technology | 2023-24 | 2024-25 | 2025-26 | 2026-27 | 2027-28 | 2028-29 | 2029-30 | 2030-31 | 2031-32 | 2032-33 | 2033-34 | 2034-35 | 2035-36 | 2036-37 | 2037-38 | 2038-39 | 2039-40 | 2040-41 | 2041-42 | 2042-43 | 2043-44 | 2044-45 | 2045-46 | 2046-47 | 2047-48 | 2048-49 | 2049-50
NSW1 | Grid Battery pump | 5.586% | 6.814% | 14.76% | 28.66% | 29.41% | 26.91% | 27.18% | 29.07% | 27.81% | 28.79% | 26.95% | 25.71% | 26.57% | 26.68% | 25.19% | 24.89% | 25.75% | 24.91% | 27.7% | 24.91% | 22.82% | 24.47% | 25.03% | 21.31% | 20.84% | 21.21% | 21.38%
NSW1 | Pumped Hydro Pump | 9.077% | 17.38% | 20.31% | 30.84% | 14.98% | 18.74% | 21.94% | 27.68% | 29.72% | 27.49% | 29.69% | 27.96% | 31.76% | 31.65% | 31.1% | 27.95% | 23.39% | 20.96% | 25.2% | 24.42% | 19.56% | 20.73% | 21.08% | 24.73% | 20.35% | 16.95% | 14.38%
NSW1 | VPP pump | 7.986% | 9.246% | 10.33% | 10.2% | 9.869% | 9.119% | 8.844% | 8.916% | 8.657% | 8.682% | 8.725% | 8.35% | 8.42% | 8.194% | 7.768% | 7.713% | 7.918% | 7.568% | 7.921% | 7.654% | 7.36% | 7.654% | 7.735% | 7.252% | 7.219% | 7.372% | 7.402%
Region | Technology | 2023-24 | 2024-25 | 2025-26 | 2026-27 | 2027-28 | 2028-29 | 2029-30 | 2030-31 | 2031-32 | 2032-33 | 2033-34 | 2034-35 | 2035-36 | 2036-37 | 2037-38 | 2038-39 | 2039-40 | 2040-41 | 2041-42 | 2042-43 | 2043-44 | 2044-45 | 2045-46 | 2046-47 | 2047-48 | 2048-49 | 2049-50
QLD1 | Grid Battery pump | 7.268% | 7.261% | 7.429% | 7.483% | 7.498% | 25.79% | 25.72% | 27.03% | 26.7% | 28.12% | 26.63% | 26.58% | 26.5% | 26.81% | 23.68% | 24.8% | 25.61% | 26.64% | 26.88% | 27.34% | 25.86% | 25.46% | 25.88% | 22.02% | 22.72% | 22.58% | 22.24%
QLD1 | Pumped Hydro Pump | 15% | 23.25% | 14.72% | 19.89% | 20.77% | 15.38% | 17.75% | 22.25% | 22.56% | 21.23% | 22.04% | 21.44% | 23.75% | 21.61% | 23.62% | 26.31% | 26.67% | 26.01% | 26.81% | 26.06% | 23.27% | 22.7% | 21.28% | 19.46% | 18.9% | 18.64% | 16.04%
QLD1 | VPP pump | 9.731% | 9.618% | 9.737% | 9.943% | 9.548% | 9.031% | 8.913% | 8.919% | 8.761% | 8.724% | 8.759% | 8.595% | 8.409% | 8.41% | 7.9% | 7.822% | 7.886% | 7.961% | 7.98% | 8.118% | 8.07% | 7.922% | 8.086% | 7.863% | 7.804% | 7.784% | 7.745%
Region | Technology | 2023-24 | 2024-25 | 2025-26 | 2026-27 | 2027-28 | 2028-29 | 2029-30 | 2030-31 | 2031-32 | 2032-33 | 2033-34 | 2034-35 | 2035-36 | 2036-37 | 2037-38 | 2038-39 | 2039-40 | 2040-41 | 2041-42 | 2042-43 | 2043-44 | 2044-45 | 2045-46 | 2046-47 | 2047-48 | 2048-49 | 2049-50
VIC1 | Grid Battery pump | 5.795% | 5.408% | 6.319% | 6.198% | 5.958% | 5.668% | 5.695% | 12.96% | 12.41% | 19.51% | 18.41% | 17.29% | 17.18% | 17.37% | 16.24% | 16.5% | 18.91% | 16.34% | 19.82% | 18.15% | 16.32% | 15.85% | 16.56% | 15.06% | 15.09% | 14.77% | 12.99%
VIC1 | Pumped Hydro Pump | - | - | - | - | - | - | - | - | - | - | - | - | - | - | 31% | 32.74% | 33.03% | 29.95% | 34.43% | 31.47% | 29.29% | 32.32% | 32% | 29.85% | 30.35% | 28.72% | 26.98%
VIC1 | VPP pump | 9.795% | 9.282% | 11.07% | 10.46% | 10.04% | 9.246% | 9.134% | 8.701% | 8.403% | 7.93% | 7.846% | 7.628% | 7.594% | 7.796% | 7.265% | 7.158% | 7.522% | 7.001% | 7.402% | 7.025% | 6.504% | 6.816% | 7.12% | 6.298% | 6.62% | 6.584% | 6.078%
Region | Technology | 2023-24 | 2024-25 | 2025-26 | 2026-27 | 2027-28 | 2028-29 | 2029-30 | 2030-31 | 2031-32 | 2032-33 | 2033-34 | 2034-35 | 2035-36 | 2036-37 | 2037-38 | 2038-39 | 2039-40 | 2040-41 | 2041-42 | 2042-43 | 2043-44 | 2044-45 | 2045-46 | 2046-47 | 2047-48 | 2048-49 | 2049-50
SA1 | Grid Battery pump | 5.784% | 5.913% | 5.707% | 5.623% | 5.628% | 5.502% | 5.451% | 5.609% | 5.429% | 18.8% | 17.72% | 17.71% | 19% | 19.71% | 18.21% | 17.91% | 18.58% | 18.29% | 20.8% | 18.52% | 21.37% | 20.14% | 22.86% | 17.1% | 15.99% | 16.65% | 14.75%
SA1 | Pumped Hydro Pump | bar: 2023-24 to 2049-50
SA1 | VPP pump | 10.67% | 10.68% | 10.2% | 9.619% | 9.362% | 9.007% | 8.936% | 8.62% | 8.421% | 8.548% | 8.571% | 8.253% | 8.1% | 8.307% | 7.841% | 7.606% | 7.633% | 7.261% | 7.648% | 7.419% | 7.62% | 7.636% | 8.127% | 7.244% | 6.985% | 7.15% | 6.609%
Region | Technology | 2023-24 | 2024-25 | 2025-26 | 2026-27 | 2027-28 | 2028-29 | 2029-30 | 2030-31 | 2031-32 | 2032-33 | 2033-34 | 2034-35 | 2035-36 | 2036-37 | 2037-38 | 2038-39 | 2039-40 | 2040-41 | 2041-42 | 2042-43 | 2043-44 | 2044-45 | 2045-46 | 2046-47 | 2047-48 | 2048-49 | 2049-50
TAS1 | Grid Battery pump | bar: 2023-24 to 2049-50
TAS1 | Pumped Hydro Pump | - | - | - | - | - | - | - | - | 30.69% | 24.71% | 26.1% | 24.73% | 23.39% | 23.59% | 23.17% | 23.49% | 26.19% | 23.44% | 22.33% | 21.34% | 20.58% | 19.82% | 18.63% | 19.47% | 20.56% | 19.6% | 17.58%
TAS1 | VPP pump | 0.8816% | 4.049% | 3.413% | 4.163% | 5.184% | 5.25% | 5.96% | 6.326% | 7.287% | 6.374% | 6.287% | 5.648% | 5.388% | 5.464% | 5.101% | 4.709% | 5.388% | 5.649% | 5.084% | 4.979% | 4.467% | 4.585% | 4.575% | 4.146% | 4.224% | 4.687% | 4.041%
Non-controllable capacity
Region | Technology | 2023-24 | 2024-25 | 2025-26 | 2026-27 | 2027-28 | 2028-29 | 2029-30 | 2030-31 | 2031-32 | 2032-33 | 2033-34 | 2034-35 | 2035-36 | 2036-37 | 2037-38 | 2038-39 | 2039-40 | 2040-41 | 2041-42 | 2042-43 | 2043-44 | 2044-45 | 2045-46 | 2046-47 | 2047-48 | 2048-49 | 2049-50
NEM | Distributed PV | 14.23% | 13.97% | 13.66% | 14.76% | 14.89% | 13.44% | 14.16% | 14.79% | 15.16% | 15.21% | 14.84% | 14.44% | 15.53% | 15.58% | 13.97% | 14.7% | 15.35% | 15.67% | 15.69% | 15.31% | 14.87% | 15.93% | 15.94% | 14.29% | 15.04% | 15.67% | 15.97%
NEM | Behind the meter battery | 4.897% | 4.862% | 4.791% | 4.705% | 4.639% | 4.529% | 4.488% | 4.437% | 4.376% | 4.329% | 4.385% | 4.417% | 4.433% | 4.398% | 4.361% | 4.299% | 4.266% | 4.207% | 4.151% | 4.111% | 4.152% | 4.184% | 4.217% | 4.239% | 4.261% | 4.237% | 4.213%
NEM | Behind the meter battery pump | 5.764% | 5.722% | 5.638% | 5.537% | 5.461% | 5.329% | 5.283% | 5.222% | 5.15% | 5.095% | 5.16% | 5.199% | 5.218% | 5.177% | 5.133% | 5.06% | 5.021% | 4.95% | 4.886% | 4.838% | 4.886% | 4.925% | 4.963% | 4.99% | 5.016% | 4.988% | 4.958%
Region | Technology | 2023-24 | 2024-25 | 2025-26 | 2026-27 | 2027-28 | 2028-29 | 2029-30 | 2030-31 | 2031-32 | 2032-33 | 2033-34 | 2034-35 | 2035-36 | 2036-37 | 2037-38 | 2038-39 | 2039-40 | 2040-41 | 2041-42 | 2042-43 | 2043-44 | 2044-45 | 2045-46 | 2046-47 | 2047-48 | 2048-49 | 2049-50
NSW1 | Distributed PV | 13.95% | 13.97% | 13.61% | 15.11% | 14.98% | 13.37% | 13.79% | 14.67% | 15.35% | 14.94% | 14.77% | 14.29% | 15.76% | 15.56% | 13.87% | 14.28% | 15.19% | 15.83% | 15.4% | 15.21% | 14.69% | 16.12% | 15.89% | 14.16% | 14.59% | 15.47% | 16.09%
NSW1 | Behind the meter battery | 4.884% | 4.831% | 4.757% | 4.683% | 4.62% | 4.52% | 4.491% | 4.444% | 4.405% | 4.375% | 4.441% | 4.454% | 4.456% | 4.412% | 4.358% | 4.289% | 4.257% | 4.188% | 4.148% | 4.121% | 4.175% | 4.211% | 4.237% | 4.254% | 4.256% | 4.24% | 4.206%
NSW1 | Behind the meter battery pump | 5.747% | 5.687% | 5.598% | 5.511% | 5.44% | 5.32% | 5.287% | 5.232% | 5.182% | 5.148% | 5.225% | 5.24% | 5.245% | 5.193% | 5.129% | 5.046% | 5.012% | 4.928% | 4.883% | 4.849% | 4.911% | 4.959% | 4.986% | 5.008% | 5.011% | 4.991% | 4.951%
Region | Technology | 2023-24 | 2024-25 | 2025-26 | 2026-27 | 2027-28 | 2028-29 | 2029-30 | 2030-31 | 2031-32 | 2032-33 | 2033-34 | 2034-35 | 2035-36 | 2036-37 | 2037-38 | 2038-39 | 2039-40 | 2040-41 | 2041-42 | 2042-43 | 2043-44 | 2044-45 | 2045-46 | 2046-47 | 2047-48 | 2048-49 | 2049-50
QLD1 | Distributed PV | 15.03% | 14.46% | 14.67% | 15.73% | 15.87% | 13.4% | 14.58% | 15.12% | 16% | 15.82% | 15.21% | 15.39% | 16.39% | 16.42% | 13.85% | 15.06% | 15.64% | 16.42% | 16.23% | 15.62% | 15.79% | 16.72% | 16.74% | 14.11% | 15.37% | 15.91% | 16.71%
QLD1 | Behind the meter battery | 4.94% | 4.904% | 4.833% | 4.738% | 4.663% | 4.563% | 4.529% | 4.478% | 4.408% | 4.348% | 4.393% | 4.421% | 4.437% | 4.396% | 4.354% | 4.3% | 4.282% | 4.232% | 4.163% | 4.125% | 4.169% | 4.194% | 4.229% | 4.244% | 4.261% | 4.245% | 4.236%
QLD1 | Behind the meter battery pump | 5.815% | 5.773% | 5.687% | 5.578% | 5.487% | 5.368% | 5.33% | 5.269% | 5.189% | 5.118% | 5.17% | 5.205% | 5.223% | 5.176% | 5.124% | 5.063% | 5.038% | 4.98% | 4.9% | 4.855% | 4.906% | 4.935% | 4.976% | 4.996% | 5.017% | 4.999% | 4.984%
Region | Technology | 2023-24 | 2024-25 | 2025-26 | 2026-27 | 2027-28 | 2028-29 | 2029-30 | 2030-31 | 2031-32 | 2032-33 | 2033-34 | 2034-35 | 2035-36 | 2036-37 | 2037-38 | 2038-39 | 2039-40 | 2040-41 | 2041-42 | 2042-43 | 2043-44 | 2044-45 | 2045-46 | 2046-47 | 2047-48 | 2048-49 | 2049-50
VIC1 | Distributed PV | 13.3% | 13.06% | 12.42% | 13.32% | 13.59% | 13.11% | 13.75% | 14.34% | 13.9% | 14.65% | 14.31% | 13.53% | 14.42% | 14.65% | 13.83% | 14.47% | 15.09% | 14.55% | 15.26% | 14.92% | 14.07% | 14.95% | 15.11% | 14.28% | 14.94% | 15.54% | 14.95%
VIC1 | Behind the meter battery | 4.922% | 4.924% | 4.853% | 4.759% | 4.698% | 4.556% | 4.474% | 4.403% | 4.302% | 4.208% | 4.268% | 4.344% | 4.395% | 4.391% | 4.402% | 4.332% | 4.283% | 4.218% | 4.147% | 4.064% | 4.079% | 4.124% | 4.164% | 4.22% | 4.277% | 4.242% | 4.209%
VIC1 | Behind the meter battery pump | 5.794% | 5.795% | 5.709% | 5.602% | 5.531% | 5.362% | 5.266% | 5.18% | 5.063% | 4.951% | 5.023% | 5.115% | 5.172% | 5.166% | 5.183% | 5.097% | 5.041% | 4.963% | 4.88% | 4.783% | 4.802% | 4.853% | 4.9% | 4.969% | 5.033% | 4.993% | 4.954%
Region | Technology | 2023-24 | 2024-25 | 2025-26 | 2026-27 | 2027-28 | 2028-29 | 2029-30 | 2030-31 | 2031-32 | 2032-33 | 2033-34 | 2034-35 | 2035-36 | 2036-37 | 2037-38 | 2038-39 | 2039-40 | 2040-41 | 2041-42 | 2042-43 | 2043-44 | 2044-45 | 2045-46 | 2046-47 | 2047-48 | 2048-49 | 2049-50
SA1 | Distributed PV | 15.11% | 14.83% | 14.15% | 14.8% | 15.36% | 14.69% | 15.37% | 15.62% | 15.63% | 16.06% | 15.54% | 14.77% | 15.4% | 15.93% | 15.16% | 15.87% | 16.14% | 16.14% | 16.55% | 16% | 15.2% | 15.81% | 16.3% | 15.49% | 16.24% | 16.49% | 16.45%
SA1 | Behind the meter battery | 4.815% | 4.725% | 4.641% | 4.542% | 4.474% | 4.387% | 4.404% | 4.389% | 4.377% | 4.405% | 4.448% | 4.451% | 4.434% | 4.377% | 4.295% | 4.252% | 4.207% | 4.164% | 4.135% | 4.149% | 4.202% | 4.208% | 4.244% | 4.225% | 4.248% | 4.192% | 4.182%
SA1 | Behind the meter battery pump | 5.667% | 5.562% | 5.46% | 5.346% | 5.265% | 5.161% | 5.184% | 5.165% | 5.152% | 5.183% | 5.234% | 5.238% | 5.218% | 5.153% | 5.054% | 5.004% | 4.953% | 4.903% | 4.87% | 4.885% | 4.947% | 4.956% | 4.995% | 4.971% | 4.998% | 4.935% | 4.924%
Region | Technology | 2023-24 | 2024-25 | 2025-26 | 2026-27 | 2027-28 | 2028-29 | 2029-30 | 2030-31 | 2031-32 | 2032-33 | 2033-34 | 2034-35 | 2035-36 | 2036-37 | 2037-38 | 2038-39 | 2039-40 | 2040-41 | 2041-42 | 2042-43 | 2043-44 | 2044-45 | 2045-46 | 2046-47 | 2047-48 | 2048-49 | 2049-50
TAS1 | Distributed PV | 12.03% | 12.09% | 11.56% | 12.4% | 12.42% | 12.16% | 12.24% | 12.52% | 12.4% | 12.76% | 12.71% | 12.11% | 12.89% | 12.83% | 12.48% | 12.53% | 12.81% | 12.66% | 12.97% | 12.94% | 12.31% | 13.07% | 12.97% | 12.63% | 12.69% | 12.99% | 12.77%
TAS1 | Behind the meter battery | 4.891% | 4.832% | 4.753% | 4.664% | 4.597% | 4.506% | 4.479% | 4.427% | 4.378% | 4.382% | 4.417% | 4.439% | 4.429% | 4.4% | 4.347% | 4.292% | 4.268% | 4.207% | 4.152% | 4.139% | 4.176% | 4.183% | 4.231% | 4.218% | 4.232% | 4.231% | 4.186%
TAS1 | Behind the meter battery pump | 5.757% | 5.685% | 5.596% | 5.489% | 5.412% | 5.302% | 5.27% | 5.211% | 5.154% | 5.156% | 5.198% | 5.224% | 5.215% | 5.178% | 5.116% | 5.054% | 5.023% | 4.952% | 4.886% | 4.87% | 4.914% | 4.925% | 4.979% | 4.967% | 4.983% | 4.979% | 4.926%

## BaseCase_Generation
Annual sent-out generation by technology (GWh) - BaseCase, Step Change Scenario
Explicitly modelled generation
Region | Technology | 2023-24 | 2024-25 | 2025-26 | 2026-27 | 2027-28 | 2028-29 | 2029-30 | 2030-31 | 2031-32 | 2032-33 | 2033-34 | 2034-35 | 2035-36 | 2036-37 | 2037-38 | 2038-39 | 2039-40 | 2040-41 | 2041-42 | 2042-43 | 2043-44 | 2044-45 | 2045-46 | 2046-47 | 2047-48 | 2048-49 | 2049-50
NEM | Black Coal | 85015.7564 | 74368.6937 | 72682.1965 | 67458.1344 | 53611.5687 | 44867.0358 | 40568.768 | 29625.7886 | 28726.3739 | 25600.9868 | 16546.5128 | 16427.8489 | 14374.0483 | 14070.0545 | 14760.5839 | 14039.2131 | 4064.5736 | 1582.5226 | 1574.8818 | 0 | 0 | 0 | 0 | 0 | 0 | 0 | 0
NEM | Brown Coal | 29027.2646 | 25374.6742 | 23701.1032 | 18483.7673 | 18860.0369 | 15866.9125 | 10025.4187 | 6501.5405 | 5193.449 | 0 | 0 | 0 | 0 | 0 | 0 | 0 | 0 | 0 | 0 | 0 | 0 | 0 | 0 | 0 | 0 | 0 | 0
NEM | CCGT | 2107.8086 | 1607.5914 | 3136.7725 | 3910.2375 | 4141.5695 | 4783.062 | 5507.3291 | 6285.2086 | 5721.2162 | 5606.2816 | 7640.5504 | 8716.5113 | 6606.4686 | 6043.8895 | 4694.9778 | 4978.001 | 4425.0911 | 3836.4568 | 3137.3757 | 3627.2955 | 2889.1266 | 2242.9349 | 1307.9413 | 972.8204 | 953.4886 | 932.9714 | 960.8125
NEM | Gas - Steam | 112.3532 | 107.7046 | 339.9228 | 161.207 | 111.7861 | 245.1306 | 192.2865 | 1053.7151 | 409.3332 | 1068.6198 | 701.9068 | 881.2325 | 800.9842 | 949.4814 | 1037.6267 | 1086.805 | 0 | 0 | 0 | 0 | 0 | 0 | 0 | 0 | 0 | 0 | 0
NEM | OCGT / Diesel | 200.1679 | 171.8348 | 383.5949 | 410.0183 | 316.718 | 457.7753 | 358.4941 | 1473.7925 | 924.1483 | 1768.7436 | 2530.4983 | 4600.5736 | 2997.483 | 4067.0703 | 4100.2003 | 3911.5645 | 8094.2805 | 6830.9284 | 4011.8663 | 4691.377 | 8956.8686 | 5743.961 | 7174.2366 | 9078.7229 | 5693.2677 | 9458.6438 | 8330.169
NEM | Hydro | 17531.8383 | 16045.0155 | 16449.9217 | 15865.4171 | 13236.2491 | 15860.1056 | 17179.6485 | 16830.0159 | 16517.379 | 15804.0936 | 16836.8838 | 17190.1165 | 15751.7256 | 14521.8391 | 17649.6112 | 16085.8551 | 14799.4211 | 13946.8031 | 13438.7288 | 15162.7446 | 15932.0846 | 14918.579 | 14098.4401 | 17369.3338 | 16728.17 | 16572.6163 | 16299.865
NEM | Hydrogen Turbine | 0 | 0 | 0 | 0 | 0 | 0 | 0 | 0 | 0 | 0 | 0 | 0 | 0 | 0 | 0 | 0 | 0 | 0 | 0 | 0 | 0 | 0 | 0 | 0 | 0 | 0 | 0
NEM | Wind | 28827.3964 | 46829.9941 | 47890.1156 | 56772.6106 | 74845.8407 | 88853.9518 | 93781.8219 | 101760.5871 | 109002.6039 | 113708.3181 | 121238.5491 | 119518.381 | 127684.5471 | 133298.9992 | 142443.1121 | 140368.7925 | 136896.3151 | 138196.8773 | 136812.7646 | 144451.8084 | 145174.7021 | 147068.8747 | 149978.4741 | 171303.2141 | 176874.6946 | 176334.6352 | 178163.0609
NEM | Solar PV | 20913.1849 | 19294.6375 | 22131.1633 | 23283.0263 | 23061.9065 | 22848.2385 | 25809.8024 | 31485.8174 | 33058.3801 | 39367.0432 | 43613.7313 | 46519.3588 | 47767.077 | 47742.5319 | 50086.3094 | 55743.5372 | 76852.8882 | 85186.969 | 97564.0919 | 113234.5804 | 116798.1194 | 117008.2473 | 120702.3242 | 113437.8227 | 115373.0955 | 127794.242 | 130132.2986
NEM | Grid Battery | 419.2245 | 415.3309 | 920.8591 | 1395.6608 | 2748.6682 | 5082.3456 | 5243.0679 | 6335.4965 | 6277.9124 | 11093.8763 | 11838.1281 | 11498.261 | 12360.2788 | 12421.7782 | 11787.3416 | 11983.7934 | 18351.693 | 19981.2589 | 25719.7576 | 31053.7493 | 30930.9032 | 32059.2822 | 32598.691 | 28342.6166 | 27293.3777 | 32148.4067 | 30861.618
NEM | Pumped Hydro | 541.359 | 893.1983 | 1749.5304 | 2589.9106 | 3088.0326 | 4591.8125 | 4925.4844 | 6592.8966 | 7299.0773 | 7325.6957 | 7967.097 | 7868.1051 | 8867.4503 | 8668.2526 | 11696.6742 | 11416.1001 | 12056.8626 | 11556.9468 | 13774.789 | 13318.848 | 12044.4206 | 12786.5122 | 12203.8601 | 13887.7892 | 12611.0872 | 12042.5508 | 10534.5066
NEM | VPP | 221.1368 | 441.5013 | 785.1489 | 1145.4216 | 1540.6172 | 1889.9908 | 2525.421 | 3054.9832 | 3512.9699 | 4090.7726 | 4844.1429 | 5481.6679 | 6254.9178 | 7077.0198 | 7404.0016 | 8049.8916 | 8832.6745 | 8996.6873 | 9778.1362 | 9970.9774 | 10092.7676 | 10715.3266 | 11427.6428 | 11101.0682 | 11537.0856 | 12142.4916 | 12233.9528
Total excluding storage |  | 184917.4905 | 185550.1764 | 190170.3289 | 191475.4115 | 195562.9935 | 205346.3608 | 206117.5426 | 210999.8419 | 216642.8432 | 225434.4311 | 233758.0004 | 238702.0565 | 243464.9807 | 248860.9165 | 265660.4388 | 267663.5536 | 284373.7998 | 290115.4501 | 305812.3919 | 335511.3804 | 342818.9928 | 342543.7179 | 349491.6101 | 365493.3879 | 367064.2669 | 387426.5578 | 387516.2833
Region | Technology | 2023-24 | 2024-25 | 2025-26 | 2026-27 | 2027-28 | 2028-29 | 2029-30 | 2030-31 | 2031-32 | 2032-33 | 2033-34 | 2034-35 | 2035-36 | 2036-37 | 2037-38 | 2038-39 | 2039-40 | 2040-41 | 2041-42 | 2042-43 | 2043-44 | 2044-45 | 2045-46 | 2046-47 | 2047-48 | 2048-49 | 2049-50
NSW1 | Black Coal | 42252.1144 | 35176.9995 | 32372.3387 | 30629.2709 | 21165.9382 | 19445.7327 | 16193.4314 | 13096.1852 | 13054.8093 | 13338.0224 | 7405.8795 | 7588.0859 | 6686.6494 | 5947.1269 | 6649.2133 | 6675.8616 | 0 | 0 | 0 | 0 | 0 | 0 | 0 | 0 | 0 | 0 | 0
NSW1 | Brown Coal | 0 | 0 | 0 | 0 | 0 | 0 | 0 | 0 | 0 | 0 | 0 | 0 | 0 | 0 | 0 | 0 | 0 | 0 | 0 | 0 | 0 | 0 | 0 | 0 | 0 | 0 | 0
NSW1 | CCGT | 13.66 | 6.1855 | 303.3669 | 653.6919 | 781.4064 | 666.3818 | 1106.057 | 1070.0939 | 970.1269 | 824.2126 | 1408.0125 | 1661.4102 | 1063.4427 | 1125.4482 | 1217.2186 | 1393.2166 | 1361.4102 | 1112.8037 | 918.2335 | 1107.6858 | 0 | 0 | 0 | 0 | 0 | 0 | 0
NSW1 | Gas - Steam | 0 | 0 | 0 | 0 | 0 | 0 | 0 | 0 | 0 | 0 | 0 | 0 | 0 | 0 | 0 | 0 | 0 | 0 | 0 | 0 | 0 | 0 | 0 | 0 | 0 | 0 | 0
NSW1 | OCGT / Diesel | 8.5532 | 5.2778 | 35.829 | 33.7649 | 27.7153 | 5.4415 | 1.815 | 138.6417 | 26.451 | 153.0391 | 326.5434 | 1124.1746 | 464.7404 | 1023.3359 | 519.4594 | 873.183 | 2123.8312 | 2389.7279 | 1119.546 | 1107.8497 | 2376.187 | 1076.0017 | 1734.3727 | 1773.6431 | 1446.7857 | 1477.9301 | 1699.8062
NSW1 | Hydro | 2040.4662 | 2854.0977 | 2988.1073 | 3002.9207 | 2520.7775 | 3629.9366 | 3025.8171 | 3072.244 | 2988.4687 | 2662.4364 | 3193.3433 | 3340.8317 | 3114.8332 | 2680.902 | 3786.4259 | 3142.8174 | 2726.1848 | 2730.7036 | 2611.1542 | 2909.8887 | 3013.4931 | 2764.2129 | 2394.9825 | 3598.8218 | 3510.2918 | 3420.9751 | 3340.5255
NSW1 | Hydrogen Turbine | 0 | 0 | 0 | 0 | 0 | 0 | 0 | 0 | 0 | 0 | 0 | 0 | 0 | 0 | 0 | 0 | 0 | 0 | 0 | 0 | 0 | 0 | 0 | 0 | 0 | 0 | 0
NSW1 | Wind | 5987.2185 | 13861.0989 | 14070.0848 | 17346.5029 | 28121.9751 | 30746.3705 | 29865.039 | 31245.9418 | 31087.3356 | 33092.6086 | 34378.624 | 34407.9468 | 40671.1111 | 42486.8921 | 44712.2147 | 41763.7486 | 41737.7361 | 40405.052 | 41582.2932 | 44394.299 | 46248.4998 | 47976.8486 | 48739.7044 | 52847.7671 | 53234.0617 | 51930.3453 | 48807.0124
NSW1 | Solar PV | 8823.8929 | 8284.5326 | 10342.6958 | 11412.8595 | 11498.0688 | 11757.7601 | 13918.2645 | 18195.7225 | 18157.9201 | 18316.3938 | 19502.7421 | 19001.8826 | 20047.1392 | 19954.2739 | 20891.5393 | 22358.0503 | 27922.2854 | 28592.0825 | 32387.4649 | 31902.9622 | 31553.907 | 32645.16 | 32898.3012 | 33066.5902 | 32880.4997 | 36542.3643 | 38403.9746
NSW1 | Grid Battery | 20.6253 | 25.0695 | 509.956 | 989.8905 | 2350.8398 | 2943.6425 | 3112.0863 | 3335.795 | 3181.8122 | 3837.0388 | 3588.3989 | 3421.3173 | 3541.3028 | 3455.2559 | 3249.9026 | 3223.224 | 5930.4584 | 5706.8777 | 7099.4635 | 6714.2779 | 6142.4305 | 7219.0083 | 6592.8808 | 6621.6654 | 5492.998 | 7520.2996 | 7455.2925
NSW1 | Pumped Hydro | 110.5804 | 219.9525 | 1081.4403 | 1681.5126 | 2142.9106 | 3639.7117 | 3831.6611 | 5221.2327 | 5311.4311 | 5083.3815 | 5401.4531 | 5381.9539 | 5925.0344 | 5902.7598 | 5945.1095 | 5068.3189 | 4408.0325 | 3854.5161 | 4719.5594 | 4383.7063 | 3823.4796 | 3867.8173 | 3826.8784 | 4820.6969 | 3763.1346 | 3407.2046 | 2802.7494
NSW1 | VPP | 57.9837 | 133.4093 | 247.2728 | 362.3492 | 487.7446 | 600.5276 | 805.7932 | 1001.4438 | 1168.9966 | 1411.5353 | 1700.6735 | 1919.4116 | 2235.4363 | 2470.7486 | 2599.7389 | 2848.2731 | 3125.4932 | 3139.6727 | 3454.9841 | 3481.7113 | 3491.7497 | 3787.7087 | 3974.9529 | 3892.5856 | 4006.8386 | 4274.6539 | 4437.0448
Total excluding storage |  | 59315.0946 | 60566.6233 | 61951.0916 | 66112.7632 | 69097.3764 | 73435.505 | 71859.9647 | 76377.3006 | 75947.3513 | 78718.6685 | 76905.6702 | 77847.0147 | 83749.6895 | 85046.7434 | 89570.8221 | 87346.6936 | 89335.4318 | 87931.4361 | 93892.6988 | 96002.3809 | 96649.7467 | 99336.7575 | 100162.0728 | 106621.7701 | 104334.6101 | 108573.773 | 106946.4054
Region | Technology | 2023-24 | 2024-25 | 2025-26 | 2026-27 | 2027-28 | 2028-29 | 2029-30 | 2030-31 | 2031-32 | 2032-33 | 2033-34 | 2034-35 | 2035-36 | 2036-37 | 2037-38 | 2038-39 | 2039-40 | 2040-41 | 2041-42 | 2042-43 | 2043-44 | 2044-45 | 2045-46 | 2046-47 | 2047-48 | 2048-49 | 2049-50
QLD1 | Black Coal | 42763.642 | 39191.6942 | 40309.8578 | 36828.8635 | 32445.6305 | 25421.3031 | 24375.3366 | 16529.6034 | 15671.5646 | 12262.9644 | 9140.6333 | 8839.763 | 7687.3989 | 8122.9276 | 8111.3706 | 7363.3515 | 4064.5736 | 1582.5226 | 1574.8818 | 0 | 0 | 0 | 0 | 0 | 0 | 0 | 0
QLD1 | Brown Coal | 0 | 0 | 0 | 0 | 0 | 0 | 0 | 0 | 0 | 0 | 0 | 0 | 0 | 0 | 0 | 0 | 0 | 0 | 0 | 0 | 0 | 0 | 0 | 0 | 0 | 0 | 0
QLD1 | CCGT | 1021.6978 | 854.9062 | 1675.5796 | 2511.2772 | 2663.6878 | 3042.3469 | 3408.3931 | 3841.618 | 3708.3415 | 3587.4047 | 4957.4072 | 5497.4581 | 4494.12 | 3669.1148 | 3477.7592 | 3584.7844 | 3063.6809 | 2723.6531 | 2219.1423 | 2519.6097 | 2889.1266 | 2242.9349 | 1307.9413 | 972.8204 | 953.4886 | 932.9714 | 960.8125
QLD1 | Gas - Steam | 0 | 0 | 0 | 0 | 0 | 0 | 0 | 0 | 0 | 0 | 0 | 0 | 0 | 0 | 0 | 0 | 0 | 0 | 0 | 0 | 0 | 0 | 0 | 0 | 0 | 0 | 0
QLD1 | OCGT / Diesel | 2.4406 | 0.00026285 | 2.6675 | 18.4507 | 24.5598 | 17.3076 | 6.457 | 367.1295 | 372.4623 | 422.1402 | 1160.8375 | 1290.7203 | 1197.3474 | 1441.4998 | 1142.922 | 890.3957 | 1809.3295 | 1473.0158 | 700.7766 | 1027.6251 | 1354.6217 | 920.2079 | 1470.6297 | 2527.8489 | 888.9055 | 2785.1373 | 1995.0469
QLD1 | Hydro | 726.8586 | 727.4463 | 745.4883 | 714.6188 | 728.4884 | 741.0268 | 735.0409 | 725.7981 | 721.1145 | 725.626 | 721.4664 | 712.8589 | 705.9754 | 690.0731 | 211.9169 | 207.5693 | 162.1589 | 151.0362 | 146.025 | 0 | 0 | 0 | 0 | 0 | 0 | 0 | 0
QLD1 | Hydrogen Turbine | 0 | 0 | 0 | 0 | 0 | 0 | 0 | 0 | 0 | 0 | 0 | 0 | 0 | 0 | 0 | 0 | 0 | 0 | 0 | 0 | 0 | 0 | 0 | 0 | 0 | 0 | 0
QLD1 | Wind | 4044.6217 | 7830.5674 | 8269.6697 | 9961.0597 | 14347.7303 | 23841.3101 | 23603.2358 | 28981.0475 | 28447.0042 | 32278.8211 | 33315.0788 | 33106.4364 | 32585.2711 | 34661.0603 | 40941.6827 | 40502.0986 | 40006.0619 | 38433.3627 | 40328.3184 | 41388.8822 | 42738.5483 | 40512.9277 | 42677.4419 | 53616.911 | 53617.8085 | 55960.6147 | 54011.8318
QLD1 | Solar PV | 8590.1409 | 8007.6466 | 8743.9385 | 8839.7383 | 8555.3358 | 8118.0686 | 8986.546 | 10491.9748 | 12106.1315 | 13386.2608 | 16824.9189 | 18219.0918 | 18099.4573 | 17792.5959 | 19426.9046 | 22325.7191 | 34113.8398 | 38203.72 | 39730.0574 | 55800.1626 | 54259.2056 | 51933.5997 | 52645.4366 | 50703.4769 | 53046.8386 | 60073.7787 | 62303.4744
QLD1 | Grid Battery | 53.6314 | 53.4261 | 54.5183 | 55.2127 | 55.1722 | 1806.1358 | 1801.2299 | 2293.1627 | 2420.397 | 3550.6951 | 4820.981 | 4807.0119 | 4806.5439 | 4861.3092 | 4274.3657 | 4500.2574 | 7354.029 | 7661.7198 | 9648.5646 | 16301.8685 | 15439.0433 | 15191.6266 | 15458.4886 | 13108.5521 | 13590.2114 | 16212.5973 | 16005.8126
QLD1 | Pumped Hydro | 430.7786 | 673.2458 | 668.0878 | 908.3944 | 945.1181 | 952.0968 | 1093.8184 | 1370.8449 | 1384.4794 | 1313.8051 | 1602.1365 | 1556.4107 | 1727.7093 | 1561.001 | 4470.6851 | 5064.671 | 6220.7046 | 5979.0774 | 6261.2879 | 6055.1025 | 5464.4932 | 5278.8529 | 4886.7895 | 5587.4492 | 5351.4178 | 5233.842 | 4629.5746
QLD1 | VPP | 51.3309 | 108.846 | 192.992 | 301.5294 | 407.6402 | 521.122 | 722.7183 | 902.9806 | 1046.7996 | 1237.8337 | 1470.3192 | 1688.3336 | 1901.4015 | 2156.0361 | 2245.094 | 2460.7388 | 2643.104 | 2811.5098 | 2948.7405 | 3132.0576 | 3244.6882 | 3316.645 | 3519.4954 | 3550.626 | 3663.2551 | 3785.3098 | 3906.7434
Total excluding storage |  | 57685.1426 | 57447.7789 | 60662.7994 | 60139.1447 | 60173.3631 | 64460.7176 | 64732.776 | 65504.1595 | 65878.2946 | 68765.551 | 74013.7788 | 75718.0848 | 73205.2248 | 74955.6177 | 84302.7007 | 86899.5857 | 99437.4822 | 99019.6176 | 103557.7944 | 126225.3081 | 125389.7268 | 119396.7948 | 121966.2229 | 130067.6845 | 131111.9255 | 144984.2513 | 143813.2963
Region | Technology | 2023-24 | 2024-25 | 2025-26 | 2026-27 | 2027-28 | 2028-29 | 2029-30 | 2030-31 | 2031-32 | 2032-33 | 2033-34 | 2034-35 | 2035-36 | 2036-37 | 2037-38 | 2038-39 | 2039-40 | 2040-41 | 2041-42 | 2042-43 | 2043-44 | 2044-45 | 2045-46 | 2046-47 | 2047-48 | 2048-49 | 2049-50
VIC1 | Black Coal | 0 | 0 | 0 | 0 | 0 | 0 | 0 | 0 | 0 | 0 | 0 | 0 | 0 | 0 | 0 | 0 | 0 | 0 | 0 | 0 | 0 | 0 | 0 | 0 | 0 | 0 | 0
VIC1 | Brown Coal | 29027.2646 | 25374.6742 | 23701.1032 | 18483.7673 | 18860.0369 | 15866.9125 | 10025.4187 | 6501.5405 | 5193.449 | 0 | 0 | 0 | 0 | 0 | 0 | 0 | 0 | 0 | 0 | 0 | 0 | 0 | 0 | 0 | 0 | 0 | 0
VIC1 | CCGT | 0 | 0 | 0 | 0 | 0 | 0 | 0 | 0 | 0 | 0 | 0 | 0 | 0 | 0 | 0 | 0 | 0 | 0 | 0 | 0 | 0 | 0 | 0 | 0 | 0 | 0 | 0
VIC1 | Gas - Steam | 16.9069 | 18.3353 | 70.4323 | 161.207 | 111.7861 | 245.1306 | 192.2865 | 1053.7151 | 409.3332 | 1068.6198 | 701.9068 | 881.2325 | 800.9842 | 949.4814 | 1037.6267 | 1086.805 | 0 | 0 | 0 | 0 | 0 | 0 | 0 | 0 | 0 | 0 | 0
VIC1 | OCGT / Diesel | 22.9955 | 15.9851 | 39.1546 | 144.1047 | 86.5483 | 153.9165 | 95.7443 | 433.0174 | 148.3805 | 725.7824 | 480.2166 | 1271.3455 | 835.215 | 1064.1333 | 1619.6429 | 1407.012 | 3137.9352 | 2308.39 | 1746.6734 | 2007.3104 | 4514.4524 | 3559.4088 | 3817.7332 | 4724.1494 | 3319.2474 | 5137.2412 | 4560.7321
VIC1 | Hydro | 2748.3491 | 3335.7717 | 3444.65 | 3267.1813 | 2730.9652 | 4099.1607 | 3416.6323 | 2955.5287 | 2952.9438 | 2694.0618 | 3285.3803 | 3402.2727 | 3239.4167 | 2710.9716 | 4081.5495 | 3415.1992 | 2957.2079 | 2957.6274 | 2692.517 | 3287.2612 | 3411.858 | 3241.0638 | 2717.2208 | 4083.2237 | 4089.4586 | 4085.321 | 4074.3019
VIC1 | Hydrogen Turbine | 0 | 0 | 0 | 0 | 0 | 0 | 0 | 0 | 0 | 0 | 0 | 0 | 0 | 0 | 0 | 0 | 0 | 0 | 0 | 0 | 0 | 0 | 0 | 0 | 0 | 0 | 0
VIC1 | Wind | 10176.7671 | 12859.4146 | 13219.1495 | 15074.2286 | 16640.138 | 15996.6523 | 20148.5894 | 21980.9507 | 24600.9933 | 23616.0361 | 29283.4805 | 28558.8421 | 29541.298 | 30914.1025 | 29986.659 | 31262.6523 | 29642.1988 | 32243.0581 | 28858.8045 | 31279.7855 | 29924.0415 | 30470.2404 | 30466.1297 | 33528.0608 | 37429.1801 | 35836.0978 | 40232.8642
VIC1 | Solar PV | 2205.8587 | 1890.6232 | 1904.9499 | 1930.1913 | 1897.9866 | 1882.3269 | 1851.4783 | 1798.7281 | 1787.2669 | 4997.3394 | 4750.713 | 5603.8624 | 5847.9551 | 5922.336 | 5522.8308 | 6660.1419 | 10053.6842 | 10147.6416 | 14703.1078 | 14906.6393 | 15607.7562 | 16989.7341 | 18046.2312 | 15678.0281 | 15754.5772 | 16570.0344 | 15341.3118
VIC1 | Grid Battery | 160.426 | 148.863 | 174.5536 | 171.6526 | 164.0658 | 157.0408 | 156.788 | 540.0557 | 514.9758 | 2334.7284 | 2131.4558 | 2005.708 | 2096.8406 | 2117.0498 | 2426.0075 | 2460.0775 | 3186.1344 | 3538.9695 | 4241.0138 | 3850.2874 | 3496.4402 | 3842.0414 | 3991.7175 | 3671.9283 | 3636.5139 | 3602.4471 | 3159.8136
VIC1 | Pumped Hydro | 0 | 0 | 0.00066632 | 0.001559 | 0.0015812 | 0.0015502 | 0.0016825 | 0.0031354 | 0.0032025 | 0.0033945 | 0.0034892 | 0.0034478 | 0.036006 | 0.035268 | 67.0582 | 70.1875 | 72.0516 | 526.6872 | 1555.8894 | 1689.3847 | 1607.1017 | 2366.9172 | 2316.9664 | 2212.6566 | 2199.6723 | 2125.8694 | 1976.1593
VIC1 | VPP | 40.81 | 94.5255 | 209.8019 | 317.8335 | 445.2852 | 532.9799 | 696.0393 | 794.0748 | 875.1421 | 944.657 | 1085.7693 | 1224.0681 | 1394.614 | 1618.4067 | 1692.5356 | 1829.7099 | 2070.5879 | 2038.5935 | 2284.3898 | 2253.4209 | 2189.7886 | 2386.7955 | 2586.9189 | 2399.2366 | 2602.8061 | 2711.3505 | 2589.3434
Total excluding storage |  | 44399.3779 | 43738.1926 | 42763.7956 | 39550.1677 | 40936.8136 | 38934.1216 | 36582.9784 | 36057.614 | 36482.4878 | 36381.2283 | 41718.9256 | 42947.3348 | 43756.3596 | 45296.5166 | 46433.9102 | 48191.7851 | 51119.8001 | 53760.9674 | 56082.3957 | 59274.0894 | 60751.4385 | 62856.2013 | 63942.9177 | 66297.2835 | 69031.4555 | 70068.3614 | 71934.5265
Region | Technology | 2023-24 | 2024-25 | 2025-26 | 2026-27 | 2027-28 | 2028-29 | 2029-30 | 2030-31 | 2031-32 | 2032-33 | 2033-34 | 2034-35 | 2035-36 | 2036-37 | 2037-38 | 2038-39 | 2039-40 | 2040-41 | 2041-42 | 2042-43 | 2043-44 | 2044-45 | 2045-46 | 2046-47 | 2047-48 | 2048-49 | 2049-50
SA1 | Black Coal | 0 | 0 | 0 | 0 | 0 | 0 | 0 | 0 | 0 | 0 | 0 | 0 | 0 | 0 | 0 | 0 | 0 | 0 | 0 | 0 | 0 | 0 | 0 | 0 | 0 | 0 | 0
SA1 | Brown Coal | 0 | 0 | 0 | 0 | 0 | 0 | 0 | 0 | 0 | 0 | 0 | 0 | 0 | 0 | 0 | 0 | 0 | 0 | 0 | 0 | 0 | 0 | 0 | 0 | 0 | 0 | 0
SA1 | CCGT | 1072.4507 | 746.4998 | 1157.826 | 745.2684 | 696.4753 | 1074.3333 | 992.879 | 1373.4967 | 1042.7478 | 1194.6643 | 1275.1307 | 1557.643 | 1048.9059 | 1249.3265 | 0 | 0 | 0 | 0 | 0 | 0 | 0 | 0 | 0 | 0 | 0 | 0 | 0
SA1 | Gas - Steam | 95.4463 | 89.3693 | 269.4906 | 0 | 0 | 0 | 0 | 0 | 0 | 0 | 0 | 0 | 0 | 0 | 0 | 0 | 0 | 0 | 0 | 0 | 0 | 0 | 0 | 0 | 0 | 0 | 0
SA1 | OCGT / Diesel | 166.1786 | 150.5716 | 305.9437 | 213.5053 | 177.8944 | 281.1096 | 253.4543 | 529.4877 | 373.569 | 452.7433 | 552.6144 | 881.9914 | 487.583 | 526.0763 | 788.7028 | 727.1695 | 965.9363 | 649.7609 | 434.5665 | 538.1726 | 697.4893 | 183.9076 | 145.5749 | 50.23 | 35.1612 | 47.873 | 67.4291
SA1 | Hydro | 0 | 0 | 0 | 0 | 0 | 0 | 0 | 0 | 0 | 0 | 0 | 0 | 0 | 0 | 0 | 0 | 0 | 0 | 0 | 0 | 0 | 0 | 0 | 0 | 0 | 0 | 0
SA1 | Hydrogen Turbine | 0 | 0 | 0 | 0 | 0 | 0 | 0 | 0 | 0 | 0 | 0 | 0 | 0 | 0 | 0 | 0 | 0 | 0 | 0 | 0 | 0 | 0 | 0 | 0 | 0 | 0 | 0
SA1 | Wind | 6749.5557 | 7909.9197 | 7666.194 | 9604.7433 | 9465.5902 | 11509.1447 | 11625.1579 | 11185.4842 | 12123.9981 | 11364.2907 | 11562.5346 | 10450.9518 | 11727.36 | 11431.8655 | 13503.0156 | 13924.9768 | 12971.9638 | 13487.162 | 12676.9224 | 14530.2284 | 13013.559 | 15027.2734 | 14173.9138 | 17623.83 | 19389.945 | 19690.465 | 21176.1759
SA1 | Solar PV | 1293.2924 | 1111.8348 | 1139.5788 | 1100.2368 | 1110.515 | 1090.0826 | 1053.5134 | 999.3916 | 1007.0612 | 2667.0483 | 2535.3565 | 3694.512 | 3772.5153 | 4073.3165 | 4226.7729 | 4380.3547 | 4743.4646 | 8225.7103 | 10724.2822 | 10603.8832 | 14929.0926 | 14619.1738 | 16315.3646 | 13300.3087 | 12972.363 | 13858.6173 | 13393.0592
SA1 | Grid Battery | 184.5418 | 187.9716 | 181.8306 | 178.9043 | 178.5895 | 175.5255 | 172.9625 | 166.4812 | 160.725 | 1371.4114 | 1297.2896 | 1264.2211 | 1915.5885 | 1988.1604 | 1837.0627 | 1800.2314 | 1881.0675 | 3073.6874 | 4730.7112 | 4187.3111 | 5852.9844 | 5806.6002 | 6555.5986 | 4940.4653 | 4573.6482 | 4813.0558 | 4240.6896
SA1 | Pumped Hydro | 0 | 0 | 0.0006351 | 0.00092464 | 0.00095044 | 0.0009416 | 0.00097404 | 0.0012922 | 0.0013324 | 0.0013281 | 0.0013497 | 0.0013898 | 0.0017036 | 0.0017365 | 0.001909 | 0.0019479 | 0.0020418 | 0.0023019 | 0.002714 | 0.0027021 | 0.0027666 | 0.0034299 | 0.0034801 | 0.00337 | 0.0034186 | 0.0034442 | 0.0038175
SA1 | VPP | 70.5739 | 100.8079 | 129.4512 | 153.462 | 182.1981 | 211.1616 | 263.136 | 307.0613 | 354.4282 | 426.0813 | 504.7724 | 562.8701 | 627.3841 | 722.0792 | 751.4223 | 794.3342 | 850.6647 | 848.7209 | 939.9736 | 949.4806 | 1020.9539 | 1068.4648 | 1184.9673 | 1104.4769 | 1102.5226 | 1182.5604 | 1132.8187
Total excluding storage |  | 9632.0395 | 10296.9746 | 10850.3155 | 11996.121 | 11811.2635 | 14341.3583 | 14361.104 | 14561.404 | 15062.5307 | 17476.2407 | 17727.6996 | 18412.1909 | 19579.3386 | 19990.8261 | 21106.9782 | 21627.0685 | 21413.0989 | 26285.0438 | 29506.4586 | 30809.0786 | 35514.0818 | 36705.4234 | 38375.4227 | 37019.3142 | 38073.6434 | 39592.575 | 40010.1762
Region | Technology | 2023-24 | 2024-25 | 2025-26 | 2026-27 | 2027-28 | 2028-29 | 2029-30 | 2030-31 | 2031-32 | 2032-33 | 2033-34 | 2034-35 | 2035-36 | 2036-37 | 2037-38 | 2038-39 | 2039-40 | 2040-41 | 2041-42 | 2042-43 | 2043-44 | 2044-45 | 2045-46 | 2046-47 | 2047-48 | 2048-49 | 2049-50
TAS1 | Black Coal | 0 | 0 | 0 | 0 | 0 | 0 | 0 | 0 | 0 | 0 | 0 | 0 | 0 | 0 | 0 | 0 | 0 | 0 | 0 | 0 | 0 | 0 | 0 | 0 | 0 | 0 | 0
TAS1 | Brown Coal | 0 | 0 | 0 | 0 | 0 | 0 | 0 | 0 | 0 | 0 | 0 | 0 | 0 | 0 | 0 | 0 | 0 | 0 | 0 | 0 | 0 | 0 | 0 | 0 | 0 | 0 | 0
TAS1 | CCGT | 0 | 0 | 0 | 0 | 0 | 0 | 0 | 0 | 0 | 0 | 0 | 0 | 0 | 0 | 0 | 0 | 0 | 0 | 0 | 0 | 0 | 0 | 0 | 0 | 0 | 0 | 0
TAS1 | Gas - Steam | 0 | 0 | 0 | 0 | 0 | 0 | 0 | 0 | 0 | 0 | 0 | 0 | 0 | 0 | 0 | 0 | 0 | 0 | 0 | 0 | 0 | 0 | 0 | 0 | 0 | 0 | 0
TAS1 | OCGT / Diesel | 5.6754e-05 | 0.00011597 | 0.00012311 | 0.19265 | 0.0001348 | 0.00014343 | 1.0234 | 5.5162 | 3.2855 | 15.0386 | 10.2865 | 32.3418 | 12.5971 | 12.025 | 29.4733 | 13.8043 | 57.2483 | 10.0338 | 10.3038 | 10.4192 | 14.1183 | 4.435 | 5.926 | 2.8516 | 3.1679 | 10.4621 | 7.1547
TAS1 | Hydro | 12016.1643 | 9127.6998 | 9271.676 | 8880.6964 | 7256.018 | 7389.9816 | 10002.1581 | 10076.4452 | 9854.852 | 9721.9694 | 9636.6938 | 9734.1531 | 8691.5003 | 8439.8924 | 9569.7189 | 9320.2692 | 8953.8695 | 8107.4358 | 7989.0325 | 8965.5946 | 9506.7335 | 8913.3023 | 8986.2368 | 9687.2883 | 9128.4197 | 9066.3201 | 8885.0375
TAS1 | Hydrogen Turbine | 0 | 0 | 0 | 0 | 0 | 0 | 0 | 0 | 0 | 0 | 0 | 0 | 0 | 0 | 0 | 0 | 0 | 0 | 0 | 0 | 0 | 0 | 0 | 0 | 0 | 0 | 0
TAS1 | Wind | 1869.2334 | 4368.9935 | 4665.0176 | 4786.0761 | 6270.407 | 6760.4741 | 8539.7999 | 8367.1629 | 12743.2727 | 13356.5615 | 12698.8313 | 12994.2038 | 13159.5069 | 13805.0788 | 13299.5403 | 12915.3163 | 12538.3545 | 13628.2424 | 13366.426 | 12858.6132 | 13250.0536 | 13081.5845 | 13921.2844 | 13686.6452 | 13203.6992 | 12917.1124 | 13935.1765
TAS1 | Solar PV | 0 | 0.00030527 | 0.00030143 | 0.00033559 | 0.00031958 | 0.00027347 | 0.00029009 | 0.00041161 | 0.00039426 | 0.00077245 | 0.00081306 | 0.0098993 | 0.010095 | 0.009564 | 18.2618 | 19.2713 | 19.6142 | 17.8146 | 19.1796 | 20.9332 | 448.158 | 820.5796 | 796.9906 | 689.4189 | 718.817 | 749.4473 | 690.4785
TAS1 | Grid Battery | 0 | 0.00060245 | 0.00070045 | 0.00079462 | 0.00096057 | 0.00097047 | 0.0011803 | 0.0018578 | 0.0024348 | 0.0026067 | 0.0027563 | 0.002723 | 0.0029585 | 0.0029974 | 0.0029707 | 0.0031109 | 0.0037174 | 0.0045309 | 0.0045817 | 0.0043759 | 0.0049049 | 0.0057075 | 0.005396 | 0.0054277 | 0.0061621 | 0.0069565 | 0.0097811
TAS1 | Pumped Hydro | 0 | 0 | 0.0010453 | 0.0011309 | 0.0013544 | 0.0015081 | 0.002233 | 0.8146 | 603.1623 | 928.5044 | 963.5026 | 929.7357 | 1214.6689 | 1204.4548 | 1213.8195 | 1212.9207 | 1356.0719 | 1196.6637 | 1238.0497 | 1190.6518 | 1149.3433 | 1272.9213 | 1173.2224 | 1266.9831 | 1296.8591 | 1275.6313 | 1126.0195
TAS1 | VPP | 0.43823 | 3.9127 | 5.6311 | 10.2476 | 17.749 | 24.1997 | 37.7343 | 49.4226 | 67.6034 | 70.6653 | 82.6086 | 86.9844 | 96.082 | 109.7492 | 115.2108 | 116.8356 | 142.8248 | 158.1904 | 150.0482 | 154.3069 | 145.5873 | 155.7126 | 161.3083 | 154.143 | 161.6633 | 188.617 | 168.0025
Total excluding storage |  | 13885.836 | 13500.607 | 13942.3268 | 13677.215 | 13544.1769 | 14174.6583 | 18580.7195 | 18499.3637 | 23272.1787 | 24092.7425 | 23391.9262 | 23777.4315 | 23174.3683 | 23571.2127 | 24246.0276 | 23598.4206 | 23067.9868 | 23118.3853 | 22773.0443 | 23200.5234 | 24513.9989 | 24248.541 | 25044.974 | 25487.3356 | 24512.6324 | 24207.5971 | 24811.879
Explicitly modelled pumping
Region | Technology | 2023-24 | 2024-25 | 2025-26 | 2026-27 | 2027-28 | 2028-29 | 2029-30 | 2030-31 | 2031-32 | 2032-33 | 2033-34 | 2034-35 | 2035-36 | 2036-37 | 2037-38 | 2038-39 | 2039-40 | 2040-41 | 2041-42 | 2042-43 | 2043-44 | 2044-45 | 2045-46 | 2046-47 | 2047-48 | 2048-49 | 2049-50
NEM | Grid Battery pump | 496.3423 | 493.789 | 1101.7328 | 1673.0708 | 3311.4995 | 6108.735 | 6315.9715 | 7620.8867 | 7575.5171 | 13354.027 | 14258.6812 | 13852.3124 | 14871.0375 | 14954.2943 | 14229.1308 | 14437.5667 | 22068.6613 | 24150.6778 | 30937.7608 | 37450.4219 | 37220.669 | 38621.5586 | 39320.5795 | 34116.1768 | 32921.8067 | 38670.3837 | 37157.3803
NEM | Pumped Hydro Pump | 1285.6165 | 2235.8185 | 3265.3357 | 4803.4181 | 5709.6301 | 6789.2274 | 7930.2626 | 9992.529 | 11416.9031 | 11064.7625 | 12154.6516 | 11519.77 | 13238.3171 | 13012.0438 | 16765.217 | 16545.1677 | 16934.9477 | 16437.7107 | 19310.6645 | 18977.0097 | 16483.6866 | 17845.8682 | 17380.7477 | 19066.6104 | 17706.455 | 16372.9865 | 14309.3569
NEM | VPP pump | 259.4138 | 520.0172 | 924.1955 | 1346.46 | 1814.656 | 2221.3534 | 2973.2311 | 3591.95 | 4142.4292 | 4806.5496 | 5699.423 | 6454.0803 | 7352.7811 | 8323.5334 | 8727.4962 | 9476.8039 | 10368.5165 | 10612.3987 | 11481.1731 | 11741.3962 | 11863.7535 | 12606.131 | 13462.2279 | 13044.2325 | 13596.0905 | 14258.933 | 14386.9795
Region | Technology | 2023-24 | 2024-25 | 2025-26 | 2026-27 | 2027-28 | 2028-29 | 2029-30 | 2030-31 | 2031-32 | 2032-33 | 2033-34 | 2034-35 | 2035-36 | 2036-37 | 2037-38 | 2038-39 | 2039-40 | 2040-41 | 2041-42 | 2042-43 | 2043-44 | 2044-45 | 2045-46 | 2046-47 | 2047-48 | 2048-49 | 2049-50
NSW1 | Grid Battery pump | 24.4647 | 29.8446 | 614.0973 | 1192.113 | 2838.109 | 3540.0023 | 3754.1921 | 4014.5504 | 3840.9466 | 4617.7418 | 4322.6211 | 4123.4642 | 4260.9316 | 4162.9587 | 3929.4488 | 3883.0381 | 7131.5904 | 6900.4403 | 8543.622 | 8077.4372 | 7400.2561 | 8695.1782 | 7960.9809 | 7960.5076 | 6643.2265 | 9035.201 | 8982.1684
NSW1 | Pumped Hydro Pump | 667.9091 | 1278.6756 | 2336.6782 | 3548.7559 | 4399.684 | 5503.7814 | 6446.465 | 8131.8211 | 8730.3986 | 8076.8057 | 8722.3126 | 8213.5775 | 9329.7769 | 9298.2671 | 9135.265 | 8209.6463 | 6870.9668 | 6157.7642 | 7401.3658 | 7173.2681 | 5745.3633 | 6090.3379 | 6191.6635 | 7263.7196 | 5976.6548 | 4978.2822 | 4223.5637
NSW1 | VPP pump | 67.9884 | 157.0342 | 290.8271 | 426.2932 | 573.9744 | 706.3457 | 947.992 | 1178.1691 | 1378.8733 | 1657.1056 | 2001.3967 | 2260.2429 | 2627.1496 | 2906.763 | 3067.9555 | 3351.7094 | 3667.1192 | 3704.7023 | 4054.0662 | 4096.475 | 4107.5381 | 4455.5296 | 4684.7513 | 4572.5333 | 4726.2666 | 5015.3078 | 5220.0524
Region | Technology | 2023-24 | 2024-25 | 2025-26 | 2026-27 | 2027-28 | 2028-29 | 2029-30 | 2030-31 | 2031-32 | 2032-33 | 2033-34 | 2034-35 | 2035-36 | 2036-37 | 2037-38 | 2038-39 | 2039-40 | 2040-41 | 2041-42 | 2042-43 | 2043-44 | 2044-45 | 2045-46 | 2046-47 | 2047-48 | 2048-49 | 2049-50
QLD1 | Grid Battery pump | 63.6684 | 63.6025 | 65.0813 | 65.5508 | 65.6811 | 2175.3078 | 2169.4086 | 2762.088 | 2924.5479 | 4268.011 | 5811.8382 | 5800.3617 | 5782.7785 | 5850.078 | 5168.0089 | 5411.1431 | 8850.8979 | 9251.8166 | 11624.5746 | 19653.0266 | 18589.9105 | 18302.2025 | 18606.0007 | 15832.2655 | 16331.0275 | 19552.7943 | 19259.393
QLD1 | Pumped Hydro Pump | 617.7074 | 957.1429 | 928.6544 | 1254.6574 | 1309.941 | 1285.4407 | 1483.7912 | 1859.6303 | 1885.0182 | 1774.0553 | 2149.8321 | 2091.0022 | 2316.848 | 2108.3369 | 5965.166 | 6643.9039 | 8188.1832 | 7985.6116 | 8233.7793 | 8000.8598 | 7146.5215 | 6970.5578 | 6535.5592 | 7285.585 | 7072.548 | 6975.5897 | 6003.9738
QLD1 | VPP pump | 60.2219 | 128.0541 | 227.6682 | 354.1217 | 479.5767 | 613.0847 | 850.2568 | 1062.3302 | 1234.9207 | 1452.8832 | 1730.9491 | 1988.7449 | 2236.2559 | 2533.5679 | 2649.2876 | 2890.4727 | 3106.0474 | 3313.464 | 3468.3542 | 3685.1482 | 3816.8923 | 3902.201 | 4138.5415 | 4181.792 | 4304.158 | 4456.9155 | 4590.2627
Region | Technology | 2023-24 | 2024-25 | 2025-26 | 2026-27 | 2027-28 | 2028-29 | 2029-30 | 2030-31 | 2031-32 | 2032-33 | 2033-34 | 2034-35 | 2035-36 | 2036-37 | 2037-38 | 2038-39 | 2039-40 | 2040-41 | 2041-42 | 2042-43 | 2043-44 | 2044-45 | 2045-46 | 2046-47 | 2047-48 | 2048-49 | 2049-50
VIC1 | Grid Battery pump | 190.5234 | 177.8025 | 207.7677 | 203.7978 | 195.9011 | 186.3686 | 187.2369 | 647.899 | 619.9633 | 2815.8535 | 2566.6193 | 2410.4718 | 2522.5606 | 2549.1697 | 2921.4992 | 2969.1497 | 3830.6519 | 4283.237 | 5088.7887 | 4661.7872 | 4189.6915 | 4628.9652 | 4835.3284 | 4397.9795 | 4407.3726 | 4314.2671 | 3807.004
VIC1 | Pumped Hydro Pump | 0 | 0 | 0.00087995 | 0.0020486 | 0.002091 | 0.0020291 | 0.0022253 | 0.0041144 | 0.0042283 | 0.0044599 | 0.0046016 | 0.0045322 | 0.047363 | 0.046863 | 88.2341 | 93.1668 | 93.9899 | 699.1927 | 2044.7075 | 2244.8004 | 2089.0138 | 3114.3647 | 3083.3767 | 2876.6534 | 2924.4191 | 2767.0828 | 2600.2097
VIC1 | VPP pump | 47.8799 | 111.5308 | 246.975 | 373.4481 | 525.2093 | 625.6908 | 820.0389 | 933.0362 | 1032.1274 | 1110.9286 | 1276.5682 | 1440.8205 | 1638.6733 | 1904.0079 | 1991.2576 | 2159.7585 | 2429.1849 | 2405.9543 | 2679.5107 | 2659.0316 | 2568.2736 | 2807.9946 | 3053.312 | 2812.7532 | 3073.0106 | 3178.938 | 3046.2864
Region | Technology | 2023-24 | 2024-25 | 2025-26 | 2026-27 | 2027-28 | 2028-29 | 2029-30 | 2030-31 | 2031-32 | 2032-33 | 2033-34 | 2034-35 | 2035-36 | 2036-37 | 2037-38 | 2038-39 | 2039-40 | 2040-41 | 2041-42 | 2042-43 | 2043-44 | 2044-45 | 2045-46 | 2046-47 | 2047-48 | 2048-49 | 2049-50
SA1 | Grid Battery pump | 217.6859 | 222.5386 | 214.7857 | 211.6082 | 211.8071 | 207.0552 | 205.1325 | 196.3471 | 190.0564 | 1652.4175 | 1557.5993 | 1518.0116 | 2304.7632 | 2392.0843 | 2210.1703 | 2174.2321 | 2255.5166 | 3715.1786 | 5680.7701 | 5058.1657 | 7040.805 | 6995.2061 | 7918.2631 | 5925.4178 | 5540.1728 | 5768.1131 | 5108.8033
SA1 | Pumped Hydro Pump | 0 | 0 | 0.00083698 | 0.0012153 | 0.001256 | 0.0012336 | 0.0012874 | 0.0016957 | 0.0017542 | 0.0017488 | 0.0017776 | 0.0018246 | 0.0022411 | 0.0022887 | 0.0025085 | 0.0025688 | 0.0026806 | 0.0030425 | 0.0035568 | 0.0035645 | 0.0036345 | 0.0045174 | 0.0045907 | 0.0044205 | 0.0045147 | 0.0045092 | 0.005032
SA1 | VPP pump | 82.8232 | 118.7664 | 152.1266 | 180.5435 | 214.9125 | 247.8637 | 310.4079 | 360.4124 | 416.9744 | 502.4479 | 593.1778 | 661.6964 | 738.0989 | 849.5049 | 884.0263 | 937.3882 | 998.1572 | 1001.407 | 1102.6868 | 1119.1669 | 1200.5818 | 1257.2303 | 1394.8809 | 1296.7794 | 1301.4065 | 1386.9261 | 1332.7279
Region | Technology | 2023-24 | 2024-25 | 2025-26 | 2026-27 | 2027-28 | 2028-29 | 2029-30 | 2030-31 | 2031-32 | 2032-33 | 2033-34 | 2034-35 | 2035-36 | 2036-37 | 2037-38 | 2038-39 | 2039-40 | 2040-41 | 2041-42 | 2042-43 | 2043-44 | 2044-45 | 2045-46 | 2046-47 | 2047-48 | 2048-49 | 2049-50
TAS1 | Grid Battery pump | 0 | 0.00071594 | 0.00083192 | 0.00094367 | 0.0011416 | 0.0011527 | 0.0014029 | 0.0022065 | 0.0028994 | 0.0031036 | 0.0032795 | 0.0032409 | 0.0035176 | 0.0035717 | 0.0035315 | 0.0037028 | 0.0044181 | 0.0053947 | 0.0054486 | 0.0052033 | 0.005833 | 0.0067848 | 0.0064274 | 0.006442 | 0.0073406 | 0.0082553 | 0.011628
TAS1 | Pumped Hydro Pump | 0 | 0 | 0.0013806 | 0.0014876 | 0.0017874 | 0.00198 | 0.0029507 | 1.0718 | 801.4803 | 1213.8953 | 1282.5005 | 1215.1839 | 1591.6425 | 1605.3906 | 1576.5494 | 1598.4482 | 1781.8051 | 1595.1393 | 1630.8082 | 1558.0779 | 1502.7843 | 1670.6032 | 1570.1438 | 1640.648 | 1732.8286 | 1652.0273 | 1481.6046
TAS1 | VPP pump | 0.50041 | 4.6317 | 6.5987 | 12.0536 | 20.983 | 28.3685 | 44.5355 | 58.0021 | 79.5334 | 83.1843 | 97.3311 | 102.5756 | 112.6034 | 129.6897 | 134.9692 | 137.4751 | 168.0078 | 186.8711 | 176.5552 | 181.5745 | 170.4677 | 183.1755 | 190.7422 | 180.3746 | 191.2489 | 220.8455 | 197.65
Non-controllable capacity
Region | Technology | 2023-24 | 2024-25 | 2025-26 | 2026-27 | 2027-28 | 2028-29 | 2029-30 | 2030-31 | 2031-32 | 2032-33 | 2033-34 | 2034-35 | 2035-36 | 2036-37 | 2037-38 | 2038-39 | 2039-40 | 2040-41 | 2041-42 | 2042-43 | 2043-44 | 2044-45 | 2045-46 | 2046-47 | 2047-48 | 2048-49 | 2049-50
NEM | Distributed PV | 26560.6016 | 29104.0967 | 31473.6633 | 37081.5432 | 40418.5958 | 38926.5586 | 43592.2929 | 48229.3969 | 51979.7521 | 54755.1652 | 55953.7685 | 56902.3907 | 63643.8244 | 66153.9262 | 61300.8009 | 66595.7504 | 71779.8603 | 75487.274 | 77777.5549 | 77977.9251 | 77783.2771 | 85452.7067 | 87607.0329 | 80381.6538 | 86543.9253 | 92200.6928 | 95960.9879
NEM | Behind the meter battery | 657.5137 | 1006.7447 | 1317.3393 | 1566.0098 | 1773.1566 | 1890.8424 | 2143.9911 | 2489.4047 | 2789.0704 | 3113.0752 | 3597.6322 | 4070.11 | 4511.1194 | 4860.9793 | 5165.9009 | 5364.9705 | 5454.5291 | 5447.6237 | 5401.3096 | 5348.7634 | 5404.7881 | 5430.708 | 5462.7544 | 5462.5562 | 5467.5685 | 5397.6579 | 5331.7203
NEM | Behind the meter battery pump | 773.9288 | 1184.9284 | 1550.1053 | 1843.1255 | 2087.3228 | 2225.0785 | 2523.5712 | 2929.616 | 3282.4864 | 3663.3641 | 4233.7384 | 4790.7173 | 5309.6304 | 5721.7019 | 6080.1627 | 6314.2799 | 6420.1964 | 6410.0458 | 6358.28 | 6294.3025 | 6360.4049 | 6392.115 | 6428.6141 | 6430.2842 | 6436.1891 | 6354.3022 | 6274.968
Region | Technology | 2023-24 | 2024-25 | 2025-26 | 2026-27 | 2027-28 | 2028-29 | 2029-30 | 2030-31 | 2031-32 | 2032-33 | 2033-34 | 2034-35 | 2035-36 | 2036-37 | 2037-38 | 2038-39 | 2039-40 | 2040-41 | 2041-42 | 2042-43 | 2043-44 | 2044-45 | 2045-46 | 2046-47 | 2047-48 | 2048-49 | 2049-50
NSW1 | Distributed PV | 8462.3385 | 9458.3162 | 10159.0762 | 12271.5737 | 13113.6881 | 12546.804 | 13815.0616 | 15639.2599 | 17348.1141 | 17854.1428 | 18611.9033 | 18922.4793 | 21829.4782 | 22416.5655 | 20726.2835 | 22104.3897 | 24295.3559 | 26132.7136 | 26218.1837 | 26660.5244 | 26477.5898 | 29878.3743 | 30218.882 | 27626.6637 | 29170.2276 | 31670.4989 | 33704.5634
NSW1 | Behind the meter battery | 236.0997 | 340.3977 | 426.8203 | 496.5989 | 552.178 | 593.1144 | 678.601 | 795.0042 | 915.6299 | 1045.6392 | 1229.8005 | 1397.7866 | 1551.5025 | 1674.213 | 1770.8636 | 1835.975 | 1865.6994 | 1856.8353 | 1844.8207 | 1833.1068 | 1857.9164 | 1869.6097 | 1877.4406 | 1875.4554 | 1868.3381 | 1847.8317 | 1820.6144
NSW1 | Behind the meter battery pump | 277.8328 | 400.6658 | 502.3022 | 584.3175 | 650.1429 | 698.0717 | 798.8828 | 935.9349 | 1077.2855 | 1230.342 | 1446.9719 | 1644.5885 | 1826.2437 | 1970.4983 | 2083.9438 | 2160.393 | 2196.8689 | 2184.5941 | 2172.0639 | 2156.8121 | 2185.7851 | 2201.4161 | 2209.4144 | 2207.8793 | 2199.915 | 2174.9865 | 2143.0425
Region | Technology | 2023-24 | 2024-25 | 2025-26 | 2026-27 | 2027-28 | 2028-29 | 2029-30 | 2030-31 | 2031-32 | 2032-33 | 2033-34 | 2034-35 | 2035-36 | 2036-37 | 2037-38 | 2038-39 | 2039-40 | 2040-41 | 2041-42 | 2042-43 | 2043-44 | 2044-45 | 2045-46 | 2046-47 | 2047-48 | 2048-49 | 2049-50
QLD1 | Distributed PV | 8227.6935 | 8801.311 | 9863.4451 | 11475.6724 | 12457.4377 | 11268.4695 | 13105.084 | 14471.0511 | 16095.1163 | 16714.6015 | 16849.2773 | 17798.0916 | 19695.8152 | 20424.5671 | 17788.0739 | 19963.1524 | 21368.2537 | 23094.2817 | 23468.3879 | 23181.6046 | 24006.8726 | 26011.0707 | 26622.9939 | 22900.3003 | 25459.338 | 26869.7455 | 28762.9682
QLD1 | Behind the meter battery | 170.7366 | 271.0266 | 364.6122 | 433.5151 | 491.3321 | 537.9626 | 628.6386 | 744.6914 | 834.1762 | 930.9932 | 1074.1494 | 1213.5721 | 1346.8461 | 1448.2671 | 1535.4985 | 1600.0345 | 1631.782 | 1631.2572 | 1608.2973 | 1592.3827 | 1609.1851 | 1612.6466 | 1621.0805 | 1616.2546 | 1614.1068 | 1594.795 | 1578.9698
QLD1 | Behind the meter battery pump | 200.9896 | 319.0374 | 429.0447 | 510.4005 | 578.2214 | 632.9301 | 739.7227 | 876.2329 | 981.9917 | 1095.8935 | 1264.3808 | 1428.9002 | 1585.3756 | 1705.2134 | 1807.0518 | 1884.0736 | 1919.9871 | 1919.529 | 1893.1536 | 1873.7884 | 1893.7201 | 1897.3207 | 1907.6047 | 1902.393 | 1900.3283 | 1877.9375 | 1857.7419
Region | Technology | 2023-24 | 2024-25 | 2025-26 | 2026-27 | 2027-28 | 2028-29 | 2029-30 | 2030-31 | 2031-32 | 2032-33 | 2033-34 | 2034-35 | 2035-36 | 2036-37 | 2037-38 | 2038-39 | 2039-40 | 2040-41 | 2041-42 | 2042-43 | 2043-44 | 2044-45 | 2045-46 | 2046-47 | 2047-48 | 2048-49 | 2049-50
VIC1 | Distributed PV | 5927.2192 | 6615.7267 | 7089.2973 | 8452.9512 | 9493.9945 | 9691.0714 | 10721.6826 | 11762.0101 | 11872.7118 | 13025.0994 | 13231.2584 | 12987.9308 | 14324.1638 | 15011.5217 | 14621.0269 | 15763.9665 | 16944.6695 | 16846.5259 | 18190.4559 | 18283.4941 | 17708.0148 | 19320.8985 | 20019.7175 | 19388.6033 | 20772.1582 | 22108.9801 | 21761.2072
VIC1 | Behind the meter battery | 143.293 | 255.764 | 357.528 | 445.5417 | 520.1297 | 534.0202 | 574.5348 | 646.8898 | 695.0103 | 741.5967 | 840.8801 | 953.3033 | 1060.5591 | 1150.0707 | 1245.2576 | 1291.8352 | 1313.6739 | 1317.4793 | 1309.5395 | 1283.2305 | 1289.176 | 1299.8888 | 1310.3468 | 1322.1048 | 1335.0646 | 1315.6099 | 1298.5463
VIC1 | Behind the meter battery pump | 168.7049 | 300.9657 | 420.6293 | 524.3864 | 612.3835 | 628.4616 | 676.2866 | 761.0496 | 817.9236 | 872.5457 | 989.6107 | 1122.4325 | 1248.0938 | 1353.2335 | 1466.2928 | 1520.0169 | 1546.0309 | 1550.041 | 1541.089 | 1510.2224 | 1517.4149 | 1529.652 | 1542.0634 | 1556.6244 | 1571.0173 | 1548.7907 | 1528.2244
Region | Technology | 2023-24 | 2024-25 | 2025-26 | 2026-27 | 2027-28 | 2028-29 | 2029-30 | 2030-31 | 2031-32 | 2032-33 | 2033-34 | 2034-35 | 2035-36 | 2036-37 | 2037-38 | 2038-39 | 2039-40 | 2040-41 | 2041-42 | 2042-43 | 2043-44 | 2044-45 | 2045-46 | 2046-47 | 2047-48 | 2048-49 | 2049-50
SA1 | Distributed PV | 3601.2396 | 3836.6945 | 3940.5566 | 4383.5313 | 4811.2285 | 4846.7445 | 5330.4758 | 5678.8981 | 5951.7698 | 6386.844 | 6448.2993 | 6380.437 | 6890.5661 | 7363.0567 | 7215.5741 | 7772.2023 | 8117.152 | 8332.5404 | 8752.0675 | 8666.5061 | 8424.5566 | 8962.749 | 9436.6247 | 9153.8367 | 9787.2603 | 10128.2605 | 10296.799
SA1 | Behind the meter battery | 89.6576 | 114.2984 | 136.4992 | 153.4714 | 168.7112 | 182.0004 | 212.3649 | 244.9938 | 278.8759 | 319.969 | 366.7485 | 408.2686 | 445.0039 | 472.6485 | 491.7265 | 509.3402 | 512.972 | 511.5296 | 508.7854 | 510.011 | 516.6645 | 516.2922 | 519.8793 | 515.4168 | 516.5139 | 506.6341 | 502.8644
SA1 | Behind the meter battery pump | 105.5364 | 134.5421 | 160.6012 | 180.616 | 198.5417 | 214.1386 | 250.02 | 288.3253 | 328.3143 | 376.4625 | 431.505 | 480.4342 | 523.687 | 556.4807 | 578.644 | 599.3439 | 603.8566 | 602.2642 | 599.156 | 600.4794 | 608.3176 | 607.9903 | 611.8434 | 606.4216 | 607.6875 | 596.3267 | 592.1078
Region | Technology | 2023-24 | 2024-25 | 2025-26 | 2026-27 | 2027-28 | 2028-29 | 2029-30 | 2030-31 | 2031-32 | 2032-33 | 2033-34 | 2034-35 | 2035-36 | 2036-37 | 2037-38 | 2038-39 | 2039-40 | 2040-41 | 2041-42 | 2042-43 | 2043-44 | 2044-45 | 2045-46 | 2046-47 | 2047-48 | 2048-49 | 2049-50
TAS1 | Distributed PV | 342.1107 | 392.0482 | 421.2881 | 497.8146 | 542.247 | 573.4692 | 619.9889 | 678.1777 | 712.0401 | 774.4775 | 813.0302 | 813.4519 | 903.8011 | 938.2152 | 949.8426 | 992.0395 | 1054.4291 | 1081.2124 | 1148.4599 | 1185.7959 | 1166.2433 | 1279.6142 | 1308.8147 | 1312.2497 | 1354.9412 | 1423.2078 | 1435.4501
TAS1 | Behind the meter battery | 17.7268 | 25.258 | 31.8796 | 36.8828 | 40.8056 | 43.7449 | 49.8517 | 57.8255 | 65.3781 | 74.8771 | 86.0537 | 97.1794 | 107.2079 | 115.78 | 122.5546 | 127.7856 | 130.4018 | 130.5224 | 129.8666 | 130.0323 | 131.846 | 132.2708 | 134.0073 | 133.3247 | 133.5451 | 132.7872 | 130.7254
TAS1 | Behind the meter battery pump | 20.8652 | 29.7174 | 37.5279 | 43.4051 | 48.0333 | 51.4765 | 58.6591 | 68.0734 | 76.9713 | 88.1205 | 101.27 | 114.362 | 126.2303 | 136.2759 | 144.2303 | 150.4525 | 153.4529 | 153.6175 | 152.8175 | 153.0002 | 155.1672 | 155.7358 | 157.6882 | 156.9658 | 157.2412 | 156.2607 | 153.8514

## BaseCase_Capacity
Capacity by technology (MW) - BaseCase, Step Change Scenario
Capacity calculated on 1 July. In early study years some wind and solar projects enter later in the financial year and are therefore reflected in the following financial year's capacity.
Explicitly modelled generation
Region | Technology | 2023-24 | 2024-25 | 2025-26 | 2026-27 | 2027-28 | 2028-29 | 2029-30 | 2030-31 | 2031-32 | 2032-33 | 2033-34 | 2034-35 | 2035-36 | 2036-37 | 2037-38 | 2038-39 | 2039-40 | 2040-41 | 2041-42 | 2042-43 | 2043-44 | 2044-45 | 2045-46 | 2046-47 | 2047-48 | 2048-49 | 2049-50
NEM | Black Coal | 16456 | 16456 | 15756 | 12176 | 10156 | 8277 | 7312 | 5912 | 5912 | 5182 | 3082 | 3082 | 3082 | 3082 | 3082 | 3082 | 852 | 426 | 426 | 0 | 0 | 0 | 0 | 0 | 0 | 0 | 0
NEM | Brown Coal | 4820 | 4820 | 4120 | 3370 | 3370 | 2810 | 1720 | 1160 | 1160 | 0 | 0 | 0 | 0 | 0 | 0 | 0 | 0 | 0 | 0 | 0 | 0 | 0 | 0 | 0 | 0 | 0 | 0
NEM | CCGT | 2954.9 | 2774.9 | 2774.9 | 2774.9 | 2774.9 | 2774.9 | 2774.9 | 2774.9 | 2774.9 | 2774.9 | 2774.9 | 2774.9 | 2774.9 | 2389.9 | 1860.9 | 1860.9 | 1716.5 | 1716.5 | 1716.5 | 1716.5 | 1276.5 | 1276.5 | 632 | 388 | 388 | 388 | 388
NEM | Gas - Steam | 1300 | 1300 | 1300 | 500 | 500 | 500 | 500 | 500 | 500 | 500 | 500 | 500 | 500 | 500 | 500 | 500 | 0 | 0 | 0 | 0 | 0 | 0 | 0 | 0 | 0 | 0 | 0
NEM | OCGT / Diesel | 7382.159 | 8132.1595 | 8132.1595 | 8132.1595 | 8132.1595 | 8169.863 | 8169.863 | 7787.363 | 7787.363 | 7510.5032 | 6917.0032 | 6800.0034 | 7668.0335 | 7668.0335 | 9040.5143 | 9040.5143 | 8600.5143 | 8480.5143 | 8784.5404 | 8690.5404 | 9577.773 | 10411.5579 | 10411.5579 | 12027.4756 | 11443.4756 | 13751.1058 | 13232.1058
NEM | Hydro | 7492.42 | 7492.42 | 7492.42 | 7492.42 | 7492.42 | 7492.42 | 7492.42 | 7492.42 | 7492.42 | 7492.42 | 7492.42 | 7492.42 | 7492.42 | 7492.42 | 7406.02 | 7406.02 | 7406.02 | 7406.02 | 7406.02 | 7340.02 | 7340.02 | 7340.02 | 7340.02 | 7340.02 | 7340.02 | 7340.02 | 7340.02
NEM | Hydrogen Turbine | 0 | 0 | 0 | 0 | 0 | 0 | 0 | 0 | 0 | 0 | 0 | 0 | 0 | 0 | 0 | 0 | 0 | 0 | 0 | 0 | 0 | 0 | 0 | 0 | 0 | 0 | 0
NEM | Wind | 10055.738 | 16016.1682 | 16067.8605 | 18287.8324 | 23033.6411 | 28036.3886 | 29955.0732 | 33472.9067 | 34312.0084 | 36959.6705 | 40321.1856 | 40409.3956 | 42046.2278 | 42614.7017 | 46820.1662 | 46376.6252 | 46733.7031 | 46965.0071 | 47227.161 | 51317.1102 | 52476.7874 | 51770.7698 | 51112.8364 | 59642.2295 | 62952.7599 | 63251.6528 | 64198.4235
NEM | Solar PV | 9052.829 | 9912.9305 | 10778.0492 | 10778.0501 | 10778.052 | 11635.1896 | 12522.5019 | 14887.2968 | 15429.0537 | 18442.1391 | 20722.1985 | 22780.8511 | 22780.8513 | 22687.1621 | 27714.2383 | 29469.5937 | 41622.0024 | 48751.8714 | 53636.3102 | 63260.5412 | 67671.5391 | 67294.2518 | 68598.9671 | 73852.1068 | 74760.0437 | 78242.7226 | 83162.6568
NEM | Grid Battery | 1004.93 | 1004.9326 | 1429.754 | 1429.757 | 2056.5089 | 3319.466 | 3394.4661 | 3763.205 | 3846.9531 | 6263.9181 | 6967.2293 | 6942.2295 | 7432.8309 | 7382.831 | 7761.5149 | 7761.5151 | 10854.7692 | 12487.5174 | 14557.9554 | 18008.7694 | 18650.5551 | 19612.516 | 19177.7008 | 19811.2144 | 19184.4636 | 22085.8595 | 22030.5773
NEM | Pumped Hydro | 810 | 810 | 1533.4324 | 1533.4331 | 3573.4334 | 3807.4463 | 3807.4468 | 3807.9425 | 4105.5808 | 4368.275 | 4527.7435 | 4527.7435 | 4743.6807 | 4743.6808 | 6545.11 | 6545.11 | 7167.9602 | 7401.9712 | 7870.2505 | 8006.5534 | 8006.5535 | 8420.8314 | 8420.8325 | 9188.3236 | 9188.3236 | 9188.3238 | 9188.3239
NEM | VPP | 318.73 | 623.03 | 1035.46 | 1538.9 | 2142.79 | 2807.6 | 3819.27 | 4674.27 | 5519.2001 | 6499.25 | 7698.5399 | 9010.2399 | 10339.3001 | 11714.6999 | 13054.31 | 14363.1999 | 15318.2998 | 16214.4898 | 16978.9203 | 17751.1898 | 18511.9699 | 19307.4097 | 20087.2598 | 20907.45 | 21712.49 | 22566.1805 | 23396.9398
Total excluding storage |  | 61647.706 | 69342.5408 | 70420.0356 | 68013.4521 | 74009.9048 | 79630.2735 | 81467.941 | 86232.304 | 88839.4791 | 95993.0757 | 101003.2198 | 104319.783 | 108860.2443 | 110275.4289 | 123784.7736 | 126405.4781 | 140271.7691 | 149849.8912 | 158603.6578 | 176091.2245 | 183511.698 | 185433.8566 | 185781.1746 | 203156.8199 | 206969.5764 | 216813.8651 | 222937.0472
Region | Technology | 2023-24 | 2024-25 | 2025-26 | 2026-27 | 2027-28 | 2028-29 | 2029-30 | 2030-31 | 2031-32 | 2032-33 | 2033-34 | 2034-35 | 2035-36 | 2036-37 | 2037-38 | 2038-39 | 2039-40 | 2040-41 | 2041-42 | 2042-43 | 2043-44 | 2044-45 | 2045-46 | 2046-47 | 2047-48 | 2048-49 | 2049-50
NSW1 | Black Coal | 8330 | 8330 | 8330 | 5450 | 4130 | 3445 | 2760 | 2760 | 2760 | 2760 | 1390 | 1390 | 1390 | 1390 | 1390 | 1390 | 0 | 0 | 0 | 0 | 0 | 0 | 0 | 0 | 0 | 0 | 0
NSW1 | Brown Coal | 0 | 0 | 0 | 0 | 0 | 0 | 0 | 0 | 0 | 0 | 0 | 0 | 0 | 0 | 0 | 0 | 0 | 0 | 0 | 0 | 0 | 0 | 0 | 0 | 0 | 0 | 0
NSW1 | CCGT | 440 | 440 | 440 | 440 | 440 | 440 | 440 | 440 | 440 | 440 | 440 | 440 | 440 | 440 | 440 | 440 | 440 | 440 | 440 | 440 | 0 | 0 | 0 | 0 | 0 | 0 | 0
NSW1 | Gas - Steam | 0 | 0 | 0 | 0 | 0 | 0 | 0 | 0 | 0 | 0 | 0 | 0 | 0 | 0 | 0 | 0 | 0 | 0 | 0 | 0 | 0 | 0 | 0 | 0 | 0 | 0 | 0
NSW1 | OCGT / Diesel | 1888.999 | 2638.9994 | 2638.9994 | 2638.9994 | 2638.9994 | 2638.9994 | 2638.9994 | 2638.9994 | 2638.9994 | 2638.9994 | 2638.9994 | 2638.9994 | 2638.9994 | 2638.9994 | 3218.3049 | 3218.3049 | 3218.3049 | 3218.3049 | 3218.3049 | 3218.3049 | 3218.3049 | 2369.3059 | 2369.3059 | 3233.8034 | 3233.8034 | 3233.8034 | 3233.8034
NSW1 | Hydro | 2525 | 2525 | 2525 | 2525 | 2525 | 2525 | 2525 | 2525 | 2525 | 2525 | 2525 | 2525 | 2525 | 2525 | 2525 | 2525 | 2525 | 2525 | 2525 | 2525 | 2525 | 2525 | 2525 | 2525 | 2525 | 2525 | 2525
NSW1 | Hydrogen Turbine | 0 | 0 | 0 | 0 | 0 | 0 | 0 | 0 | 0 | 0 | 0 | 0 | 0 | 0 | 0 | 0 | 0 | 0 | 0 | 0 | 0 | 0 | 0 | 0 | 0 | 0 | 0
NSW1 | Wind | 1886.96 | 4669.8993 | 4721.5916 | 5593.9209 | 8951.5594 | 9652.1934 | 9883.6866 | 10514.1533 | 10514.1533 | 11110.1346 | 11836.1645 | 12001.2641 | 13730.7448 | 14296.0365 | 14762.9682 | 14560.4885 | 14915.3705 | 15140.0994 | 14950.0894 | 16893.0688 | 18085.3354 | 18085.3354 | 18110.3556 | 18939.3171 | 20655.657 | 20259.6571 | 20254.9636
NSW1 | Solar PV | 3745.541 | 4459.6421 | 5324.7594 | 5324.7595 | 5324.7614 | 5985.4723 | 6840.8813 | 8478.5882 | 8478.5882 | 8480.1928 | 9168.3731 | 9168.3734 | 9168.3734 | 9189.3629 | 11284.9973 | 11849.7228 | 14400.5303 | 15681.1689 | 17299.9882 | 17929.8988 | 18315.2318 | 18315.2318 | 18315.2318 | 20415.2505 | 21574.4473 | 22350.6318 | 24785.3883
NSW1 | Grid Battery | 50 | 50.0018 | 474.8229 | 474.8231 | 1101.5747 | 1501.5728 | 1576.5728 | 1576.5736 | 1576.5737 | 1830.9033 | 1830.9033 | 1830.9033 | 1830.9038 | 1780.9038 | 1780.9039 | 1780.9039 | 3161.7795 | 3161.7804 | 3520.3739 | 3701.6223 | 3701.6235 | 4056.27 | 3631.4551 | 4264.9715 | 3638.22 | 4862.797 | 4795.3024
NSW1 | Pumped Hydro | 240 | 240 | 713.4312 | 713.4312 | 2753.4312 | 2753.4313 | 2753.4313 | 2753.4313 | 2753.4313 | 2753.4313 | 2753.4314 | 2753.4314 | 2753.4314 | 2753.4314 | 2753.4323 | 2753.4323 | 2753.4323 | 2753.4323 | 2753.4323 | 2753.4324 | 2753.4324 | 2753.4327 | 2753.4327 | 2753.4347 | 2753.4347 | 2753.4347 | 2753.4347
NSW1 | VPP | 97.18 | 193.89 | 321.47 | 477.31 | 663.94 | 884.26 | 1223.6 | 1508.4199 | 1818.1601 | 2178.94 | 2618.45 | 3090.16 | 3561.6901 | 4049.33 | 4508.48 | 4960.7201 | 5286.7 | 5588.1199 | 5842.6702 | 6109.57 | 6370.5701 | 6645.5899 | 6914.0398 | 7197.4098 | 7473.8901 | 7766.0502 | 8050.0099
Total excluding storage |  | 19203.68 | 23547.4326 | 25490.0745 | 23638.2441 | 28529.2662 | 29825.9292 | 30642.1714 | 33195.1657 | 33504.9059 | 34717.6014 | 35201.3216 | 35838.1315 | 38039.1429 | 39063.064 | 42664.0865 | 43478.5724 | 46701.1175 | 48507.9058 | 50549.8589 | 53570.8971 | 54969.498 | 54750.1656 | 54618.8208 | 59329.1869 | 61854.4525 | 63751.3742 | 66397.9023
Region | Technology | 2023-24 | 2024-25 | 2025-26 | 2026-27 | 2027-28 | 2028-29 | 2029-30 | 2030-31 | 2031-32 | 2032-33 | 2033-34 | 2034-35 | 2035-36 | 2036-37 | 2037-38 | 2038-39 | 2039-40 | 2040-41 | 2041-42 | 2042-43 | 2043-44 | 2044-45 | 2045-46 | 2046-47 | 2047-48 | 2048-49 | 2049-50
QLD1 | Black Coal | 8126 | 8126 | 7426 | 6726 | 6026 | 4832 | 4552 | 3152 | 3152 | 2422 | 1692 | 1692 | 1692 | 1692 | 1692 | 1692 | 852 | 426 | 426 | 0 | 0 | 0 | 0 | 0 | 0 | 0 | 0
QLD1 | Brown Coal | 0 | 0 | 0 | 0 | 0 | 0 | 0 | 0 | 0 | 0 | 0 | 0 | 0 | 0 | 0 | 0 | 0 | 0 | 0 | 0 | 0 | 0 | 0 | 0 | 0 | 0 | 0
QLD1 | CCGT | 1597.9 | 1597.9 | 1597.9 | 1597.9 | 1597.9 | 1597.9 | 1597.9 | 1597.9 | 1597.9 | 1597.9 | 1597.9 | 1597.9 | 1597.9 | 1212.9 | 1212.9 | 1212.9 | 1068.5 | 1068.5 | 1068.5 | 1068.5 | 1068.5 | 1068.5 | 424 | 180 | 180 | 180 | 180
QLD1 | Gas - Steam | 0 | 0 | 0 | 0 | 0 | 0 | 0 | 0 | 0 | 0 | 0 | 0 | 0 | 0 | 0 | 0 | 0 | 0 | 0 | 0 | 0 | 0 | 0 | 0 | 0 | 0 | 0
QLD1 | OCGT / Diesel | 1954.5 | 1954.5 | 1954.5 | 1954.5 | 1954.5 | 1992.2035 | 1992.2035 | 1992.2035 | 1992.2035 | 1992.2035 | 1568.7036 | 1451.7036 | 1451.7036 | 1451.7036 | 2244.8788 | 2244.8788 | 2244.8788 | 2244.8788 | 2244.8788 | 2244.8788 | 2244.8788 | 2244.8788 | 2244.8788 | 3150.299 | 3150.299 | 5457.9292 | 4938.9292
QLD1 | Hydro | 152.4 | 152.4 | 152.4 | 152.4 | 152.4 | 152.4 | 152.4 | 152.4 | 152.4 | 152.4 | 152.4 | 152.4 | 152.4 | 152.4 | 66 | 66 | 66 | 66 | 66 | 0 | 0 | 0 | 0 | 0 | 0 | 0 | 0
QLD1 | Hydrogen Turbine | 0 | 0 | 0 | 0 | 0 | 0 | 0 | 0 | 0 | 0 | 0 | 0 | 0 | 0 | 0 | 0 | 0 | 0 | 0 | 0 | 0 | 0 | 0 | 0 | 0 | 0 | 0
QLD1 | Wind | 1133.518 | 2433.0019 | 2433.0019 | 2944.7954 | 4106.5191 | 7218.9686 | 7218.9686 | 9034.4782 | 9045.342 | 10444.0473 | 11345.3009 | 11347.6023 | 11347.6023 | 11347.6024 | 13593.7422 | 13593.7422 | 13593.7422 | 13820.0111 | 14272.1751 | 15193.2961 | 15648.6138 | 15195.6138 | 15152.4138 | 19467.528 | 20090.9647 | 20071.0284 | 20575.5437
QLD1 | Solar PV | 3646.985 | 3792.985 | 3792.9857 | 3792.9857 | 3792.9857 | 3989.4123 | 4021.3155 | 4748.4012 | 5296.2779 | 5967.4847 | 7559.3639 | 8378.3488 | 8378.3488 | 8257.3488 | 10613.3625 | 10971.3495 | 18057.1799 | 20692.621 | 20891.871 | 28502.52 | 28338.0016 | 28136.9016 | 28839.6409 | 31789.4637 | 31617.4037 | 33897.4582 | 36506.0152
QLD1 | Grid Battery | 100 | 100.0002 | 100.0003 | 100.0004 | 100.0006 | 962.9596 | 962.9596 | 1166.5438 | 1250.2916 | 1732.4668 | 2491.1079 | 2491.1081 | 2491.1081 | 2491.1081 | 2491.1081 | 2491.1081 | 3945.09 | 3963.8402 | 4937.639 | 8207.2047 | 8207.2049 | 8207.2048 | 8207.2048 | 8207.2044 | 8207.2043 | 9884.0227 | 9884.0227
QLD1 | Pumped Hydro | 570 | 570 | 820.0003 | 820.0005 | 820.0005 | 1054.0133 | 1054.0133 | 1054.0133 | 1054.0133 | 1054.0133 | 1213.4817 | 1213.4818 | 1213.4818 | 1213.4818 | 2982.437 | 2982.437 | 3605.2873 | 3605.2873 | 3605.2873 | 3605.2873 | 3605.2873 | 3605.2873 | 3605.2873 | 4372.7764 | 4372.7764 | 4372.7764 | 4372.7764
QLD1 | VPP | 70.65 | 151.98 | 266.91 | 406.55 | 573.37 | 775 | 1088.95 | 1359.6801 | 1609.11 | 1901.09 | 2255.9299 | 2641.22 | 3035.73 | 3438.95 | 3828.0601 | 4218.1699 | 4496.1499 | 4751.3198 | 4961.6001 | 5182.0498 | 5399.3799 | 5623.0098 | 5842.4302 | 6071.3901 | 6296.3501 | 6536.04 | 6765.5898
Total excluding storage |  | 17351.953 | 18878.767 | 18543.6981 | 18495.132 | 19123.6759 | 22574.8574 | 22640.7105 | 24257.6201 | 25149.5384 | 27263.6057 | 29876.1878 | 30965.7644 | 31360.2745 | 31257.4946 | 38724.4887 | 39472.5856 | 47928.828 | 50638.4582 | 52473.9513 | 64003.7366 | 64511.8663 | 64081.396 | 64315.8558 | 73238.6616 | 73914.9982 | 80399.255 | 83222.8771
Region | Technology | 2023-24 | 2024-25 | 2025-26 | 2026-27 | 2027-28 | 2028-29 | 2029-30 | 2030-31 | 2031-32 | 2032-33 | 2033-34 | 2034-35 | 2035-36 | 2036-37 | 2037-38 | 2038-39 | 2039-40 | 2040-41 | 2041-42 | 2042-43 | 2043-44 | 2044-45 | 2045-46 | 2046-47 | 2047-48 | 2048-49 | 2049-50
VIC1 | Black Coal | 0 | 0 | 0 | 0 | 0 | 0 | 0 | 0 | 0 | 0 | 0 | 0 | 0 | 0 | 0 | 0 | 0 | 0 | 0 | 0 | 0 | 0 | 0 | 0 | 0 | 0 | 0
VIC1 | Brown Coal | 4820 | 4820 | 4120 | 3370 | 3370 | 2810 | 1720 | 1160 | 1160 | 0 | 0 | 0 | 0 | 0 | 0 | 0 | 0 | 0 | 0 | 0 | 0 | 0 | 0 | 0 | 0 | 0 | 0
VIC1 | CCGT | 0 | 0 | 0 | 0 | 0 | 0 | 0 | 0 | 0 | 0 | 0 | 0 | 0 | 0 | 0 | 0 | 0 | 0 | 0 | 0 | 0 | 0 | 0 | 0 | 0 | 0 | 0
VIC1 | Gas - Steam | 500 | 500 | 500 | 500 | 500 | 500 | 500 | 500 | 500 | 500 | 500 | 500 | 500 | 500 | 500 | 500 | 0 | 0 | 0 | 0 | 0 | 0 | 0 | 0 | 0 | 0 | 0
VIC1 | OCGT / Diesel | 1900 | 1900.0001 | 1900.0001 | 1900.0001 | 1900.0001 | 1900.0001 | 1900.0001 | 1900.0001 | 1900.0001 | 1900.0001 | 1730.0001 | 1730.0003 | 2678.0297 | 2678.0297 | 2678.0297 | 2678.0297 | 2238.0297 | 2238.0297 | 2542.0557 | 2448.0557 | 3335.2859 | 5228.0647 | 5228.0647 | 5228.0647 | 4644.0647 | 4644.0647 | 4644.0647
VIC1 | Hydro | 2264.02 | 2264.02 | 2264.02 | 2264.02 | 2264.02 | 2264.02 | 2264.02 | 2264.02 | 2264.02 | 2264.02 | 2264.02 | 2264.02 | 2264.02 | 2264.02 | 2264.02 | 2264.02 | 2264.02 | 2264.02 | 2264.02 | 2264.02 | 2264.02 | 2264.02 | 2264.02 | 2264.02 | 2264.02 | 2264.02 | 2264.02
VIC1 | Hydrogen Turbine | 0 | 0 | 0 | 0 | 0 | 0 | 0 | 0 | 0 | 0 | 0 | 0 | 0 | 0 | 0 | 0 | 0 | 0 | 0 | 0 | 0 | 0 | 0 | 0 | 0 | 0 | 0
VIC1 | Wind | 4121.91 | 5014.9435 | 5014.9435 | 5468.0172 | 5468.0174 | 5617.0911 | 6805.1263 | 7848.4298 | 7848.4298 | 8285.3746 | 10050.2776 | 9971.0866 | 9971.0866 | 10140.4009 | 10661.3179 | 10354.3569 | 10424.6026 | 10225.5404 | 10225.5404 | 10853.3112 | 10529.5115 | 10217.5116 | 9823.9358 | 11572.0027 | 11939.2122 | 12134.1553 | 12206.9633
VIC1 | Solar PV | 1081.573 | 1081.5732 | 1081.5732 | 1081.5739 | 1081.5739 | 1081.5739 | 1081.574 | 1081.5751 | 1081.5752 | 2625.2123 | 2625.2123 | 3218.7062 | 3218.7063 | 3225.0275 | 3337.0775 | 4027.3025 | 6087.7431 | 6490.5931 | 8812.52 | 9445.2676 | 10360.5475 | 10266.4822 | 10875.8382 | 11050.424 | 11050.424 | 11057.2939 | 11015.1556
VIC1 | Grid Battery | 375.33 | 375.3304 | 375.3304 | 375.3325 | 375.3325 | 375.3325 | 375.3325 | 570.4675 | 570.4675 | 1647.2123 | 1591.8823 | 1591.8823 | 1675.7323 | 1675.7323 | 2053.9923 | 2053.9923 | 2312.3888 | 2992.7487 | 2931.4895 | 2931.4895 | 2931.4895 | 3334.1455 | 3334.1455 | 3334.1433 | 3334.1436 | 3334.1439 | 3346.3549
VIC1 | Pumped Hydro | 0 | 0 | 0.00027208 | 0.00065661 | 0.00066002 | 0.00066341 | 0.00071421 | 0.0013083 | 0.0013096 | 0.0014911 | 0.0015001 | 0.0015119 | 0.01546 | 0.015468 | 32.4884 | 32.4884 | 32.4884 | 266.4993 | 677.9206 | 814.2234 | 814.2234 | 1100.0019 | 1100.003 | 1100.003 | 1100.003 | 1100.0031 | 1100.0031
VIC1 | VPP | 55.8 | 137.17 | 254.76 | 407.72 | 597.23 | 772.53 | 1024.9 | 1224.19 | 1402.07 | 1599.26 | 1857.38 | 2156.22 | 2463.1699 | 2788.1399 | 3128.7199 | 3444.1299 | 3686.7299 | 3923.1 | 4132.3601 | 4321.16 | 4507.69 | 4703.0901 | 4895.4999 | 5098.49 | 5298.7098 | 5511.8401 | 5721.1202
Total excluding storage |  | 15118.633 | 16093.0371 | 15510.6274 | 15366.6644 | 15556.1746 | 15320.5483 | 15670.9536 | 16548.684 | 16726.564 | 18821.0809 | 20618.7738 | 21431.9169 | 22770.7602 | 23271.3658 | 24655.6457 | 25354.3198 | 27046.0025 | 28400.5312 | 31585.9062 | 33077.5274 | 34742.7678 | 37113.3159 | 37521.5069 | 39647.1476 | 39630.5773 | 40045.5209 | 40297.6818
Region | Technology | 2023-24 | 2024-25 | 2025-26 | 2026-27 | 2027-28 | 2028-29 | 2029-30 | 2030-31 | 2031-32 | 2032-33 | 2033-34 | 2034-35 | 2035-36 | 2036-37 | 2037-38 | 2038-39 | 2039-40 | 2040-41 | 2041-42 | 2042-43 | 2043-44 | 2044-45 | 2045-46 | 2046-47 | 2047-48 | 2048-49 | 2049-50
SA1 | Black Coal | 0 | 0 | 0 | 0 | 0 | 0 | 0 | 0 | 0 | 0 | 0 | 0 | 0 | 0 | 0 | 0 | 0 | 0 | 0 | 0 | 0 | 0 | 0 | 0 | 0 | 0 | 0
SA1 | Brown Coal | 0 | 0 | 0 | 0 | 0 | 0 | 0 | 0 | 0 | 0 | 0 | 0 | 0 | 0 | 0 | 0 | 0 | 0 | 0 | 0 | 0 | 0 | 0 | 0 | 0 | 0 | 0
SA1 | CCGT | 709 | 529 | 529 | 529 | 529 | 529 | 529 | 529 | 529 | 529 | 529 | 529 | 529 | 529 | 0 | 0 | 0 | 0 | 0 | 0 | 0 | 0 | 0 | 0 | 0 | 0 | 0
SA1 | Gas - Steam | 800 | 800 | 800 | 0 | 0 | 0 | 0 | 0 | 0 | 0 | 0 | 0 | 0 | 0 | 0 | 0 | 0 | 0 | 0 | 0 | 0 | 0 | 0 | 0 | 0 | 0 | 0
SA1 | OCGT / Diesel | 1460.66 | 1460.66 | 1460.66 | 1460.66 | 1460.66 | 1460.66 | 1460.66 | 1078.16 | 1078.16 | 801.3001 | 801.3001 | 801.3001 | 721.3006 | 721.3006 | 721.3006 | 721.3006 | 721.3006 | 721.3006 | 721.3006 | 721.3006 | 721.303 | 511.3074 | 511.3074 | 357.3074 | 357.3074 | 357.3074 | 357.3074
SA1 | Hydro | 0 | 0 | 0 | 0 | 0 | 0 | 0 | 0 | 0 | 0 | 0 | 0 | 0 | 0 | 0 | 0 | 0 | 0 | 0 | 0 | 0 | 0 | 0 | 0 | 0 | 0 | 0
SA1 | Hydrogen Turbine | 0 | 0 | 0 | 0 | 0 | 0 | 0 | 0 | 0 | 0 | 0 | 0 | 0 | 0 | 0 | 0 | 0 | 0 | 0 | 0 | 0 | 0 | 0 | 0 | 0 | 0 | 0
SA1 | Wind | 2349.75 | 2784.82 | 2784.82 | 3151.1724 | 3118.3319 | 3947.4517 | 3986.1528 | 4005.3203 | 4005.3203 | 4005.3203 | 3974.649 | 3974.649 | 3882.0005 | 3715.8683 | 4687.3443 | 4753.244 | 4685.1942 | 4664.5625 | 4664.5625 | 5262.6405 | 5098.5329 | 5301.5152 | 4958.316 | 6526.994 | 7130.5383 | 7650.4241 | 8024.5651
SA1 | Solar PV | 578.73 | 578.7302 | 578.7309 | 578.7309 | 578.7309 | 578.731 | 578.731 | 578.7322 | 572.6122 | 1369.2486 | 1369.2486 | 2015.4166 | 2015.4166 | 2015.4167 | 2467.2689 | 2609.6867 | 3065.017 | 5875.9563 | 6620.398 | 7371.3217 | 10395.6305 | 10125.6305 | 10118.2505 | 10146.9629 | 10067.7629 | 10487.3329 | 10406.0917
SA1 | Grid Battery | 479.6 | 479.6002 | 479.6003 | 479.6007 | 479.6008 | 479.6008 | 479.6008 | 449.6192 | 449.6192 | 1053.3345 | 1053.3345 | 1028.3345 | 1435.0854 | 1435.0854 | 1435.5093 | 1435.5093 | 1435.5093 | 2369.1465 | 3168.4512 | 3168.4512 | 3810.235 | 4014.8934 | 4004.893 | 4004.8928 | 4004.8928 | 4004.8928 | 4004.8941
SA1 | Pumped Hydro | 0 | 0 | 0.00015147 | 0.0002372 | 0.00033905 | 0.00034233 | 0.00035071 | 0.0004704 | 0.00047191 | 0.00048903 | 0.0004989 | 0.00050819 | 0.00061388 | 0.00061898 | 0.00070051 | 0.00070363 | 0.00071353 | 0.00078412 | 0.00088204 | 0.00092303 | 0.0009467 | 0.0011312 | 0.0011349 | 0.0011376 | 0.0011405 | 0.0011449 | 0.0012433
SA1 | VPP | 88.62 | 126.93 | 170.25 | 214.27 | 262.04 | 314.13 | 396.52 | 477.31 | 565.27 | 670.98 | 790.06 | 915.3 | 1040.16 | 1167.34 | 1287.02 | 1406.9399 | 1492.74 | 1574.29 | 1645.8199 | 1722.14 | 1798.65 | 1879.62 | 1959.37 | 2043.49 | 2126.73 | 2214.3501 | 2301.9099
Total excluding storage |  | 6466.36 | 6759.7404 | 6803.0614 | 6413.4343 | 6428.3639 | 7309.5738 | 7430.6649 | 7118.1421 | 7199.9822 | 8429.184 | 8517.5927 | 9264.0008 | 9622.9637 | 9584.0115 | 10598.4438 | 10926.6812 | 11399.7618 | 15205.2567 | 16820.5331 | 18245.8549 | 21824.3524 | 21832.9675 | 21552.138 | 23079.6481 | 23687.2325 | 24714.3085 | 25094.7695
Region | Technology | 2023-24 | 2024-25 | 2025-26 | 2026-27 | 2027-28 | 2028-29 | 2029-30 | 2030-31 | 2031-32 | 2032-33 | 2033-34 | 2034-35 | 2035-36 | 2036-37 | 2037-38 | 2038-39 | 2039-40 | 2040-41 | 2041-42 | 2042-43 | 2043-44 | 2044-45 | 2045-46 | 2046-47 | 2047-48 | 2048-49 | 2049-50
TAS1 | Black Coal | 0 | 0 | 0 | 0 | 0 | 0 | 0 | 0 | 0 | 0 | 0 | 0 | 0 | 0 | 0 | 0 | 0 | 0 | 0 | 0 | 0 | 0 | 0 | 0 | 0 | 0 | 0
TAS1 | Brown Coal | 0 | 0 | 0 | 0 | 0 | 0 | 0 | 0 | 0 | 0 | 0 | 0 | 0 | 0 | 0 | 0 | 0 | 0 | 0 | 0 | 0 | 0 | 0 | 0 | 0 | 0 | 0
TAS1 | CCGT | 208 | 208 | 208 | 208 | 208 | 208 | 208 | 208 | 208 | 208 | 208 | 208 | 208 | 208 | 208 | 208 | 208 | 208 | 208 | 208 | 208 | 208 | 208 | 208 | 208 | 208 | 208
TAS1 | Gas - Steam | 0 | 0 | 0 | 0 | 0 | 0 | 0 | 0 | 0 | 0 | 0 | 0 | 0 | 0 | 0 | 0 | 0 | 0 | 0 | 0 | 0 | 0 | 0 | 0 | 0 | 0 | 0
TAS1 | OCGT / Diesel | 178 | 178 | 178 | 178 | 178 | 178 | 178 | 178 | 178 | 178 | 178 | 178 | 178.0003 | 178.0003 | 178.0003 | 178.0003 | 178.0003 | 58.0003 | 58.0004 | 58.0004 | 58.0004 | 58.0012 | 58.0012 | 58.0012 | 58.0012 | 58.0012 | 58.0012
TAS1 | Hydro | 2551 | 2551 | 2551 | 2551 | 2551 | 2551 | 2551 | 2551 | 2551 | 2551 | 2551 | 2551 | 2551 | 2551 | 2551 | 2551 | 2551 | 2551 | 2551 | 2551 | 2551 | 2551 | 2551 | 2551 | 2551 | 2551 | 2551
TAS1 | Hydrogen Turbine | 0 | 0 | 0 | 0 | 0 | 0 | 0 | 0 | 0 | 0 | 0 | 0 | 0 | 0 | 0 | 0 | 0 | 0 | 0 | 0 | 0 | 0 | 0 | 0 | 0 | 0 | 0
TAS1 | Wind | 563.6 | 1113.5035 | 1113.5035 | 1129.9265 | 1389.2132 | 1600.6838 | 2061.1389 | 2070.5251 | 2898.763 | 3114.7936 | 3114.7936 | 3114.7936 | 3114.7936 | 3114.7936 | 3114.7936 | 3114.7936 | 3114.7936 | 3114.7936 | 3114.7936 | 3114.7937 | 3114.7937 | 2970.7938 | 3067.8152 | 3136.3878 | 3136.3878 | 3136.3878 | 3136.3878
TAS1 | Solar PV | 0 | 0 | 0 | 0 | 0 | 0 | 0.00010141 | 0.00014186 | 0.00024425 | 0.00058009 | 0.00058125 | 0.0061293 | 0.0062022 | 0.0062055 | 11.532 | 11.5321 | 11.5322 | 11.5322 | 11.5329 | 11.5331 | 262.1278 | 450.0058 | 450.0058 | 450.0058 | 450.0058 | 450.0058 | 450.0058
TAS1 | Grid Battery | 0 | 0.00011891 | 0.00014623 | 0.00027287 | 0.00034102 | 0.00034203 | 0.00043285 | 0.00080496 | 0.0010143 | 0.0012222 | 0.001229 | 0.0012335 | 0.0013007 | 0.0013258 | 0.0013658 | 0.0014578 | 0.0016158 | 0.0016309 | 0.0017647 | 0.0017777 | 0.0020636 | 0.0024857 | 0.0024521 | 0.002424 | 0.0027566 | 0.0031489 | 0.0031993
TAS1 | Pumped Hydro | 0 | 0 | 0.00049437 | 0.0005504 | 0.00066314 | 0.00073702 | 0.0011093 | 0.49604 | 298.1343 | 560.8284 | 560.8284 | 560.8284 | 776.7515 | 776.7515 | 776.7515 | 776.7515 | 776.7516 | 776.7516 | 833.6094 | 833.6094 | 833.6095 | 962.1084 | 962.1084 | 962.1085 | 962.1085 | 962.1085 | 962.1086
TAS1 | VPP | 6.48 | 13.06 | 22.07 | 33.05 | 46.21 | 61.68 | 85.3 | 104.67 | 124.59 | 148.98 | 176.72 | 207.34 | 238.55 | 270.94 | 302.03 | 333.24 | 355.98 | 377.66 | 396.47 | 416.27 | 435.68 | 456.1 | 475.92 | 496.67 | 516.81 | 537.9 | 558.31
Total excluding storage |  | 3507.08 | 4063.5637 | 4072.5742 | 4099.9773 | 4372.4242 | 4599.3649 | 5083.4406 | 5112.6921 | 6258.4886 | 6761.6037 | 6789.3438 | 6819.9693 | 7067.103 | 7099.493 | 7142.1089 | 7173.3191 | 7196.0593 | 7097.7393 | 7173.4082 | 7193.2084 | 7463.2135 | 7656.0116 | 7772.8531 | 7862.1757 | 7882.316 | 7903.4065 | 7923.8165
Explicitly modelled pumping
Region | Technology | 2023-24 | 2024-25 | 2025-26 | 2026-27 | 2027-28 | 2028-29 | 2029-30 | 2030-31 | 2031-32 | 2032-33 | 2033-34 | 2034-35 | 2035-36 | 2036-37 | 2037-38 | 2038-39 | 2039-40 | 2040-41 | 2041-42 | 2042-43 | 2043-44 | 2044-45 | 2045-46 | 2046-47 | 2047-48 | 2048-49 | 2049-50
NEM | Grid Battery pump | 954.93 | 954.9326 | 1379.754 | 1379.757 | 2006.5089 | 3269.466 | 3344.4661 | 3713.205 | 3796.9531 | 6213.9181 | 6917.2293 | 6892.2295 | 7382.8309 | 7332.831 | 7711.5149 | 7711.5151 | 10804.7692 | 12437.5174 | 14507.9554 | 17958.7694 | 18600.5551 | 19562.516 | 19127.7008 | 19761.2144 | 19134.4636 | 22035.8595 | 21980.5773
NEM | Pumped Hydro Pump | 1310 | 1310 | 2033.4324 | 2033.4331 | 4073.4334 | 4307.4463 | 4307.4468 | 4307.9425 | 4605.5808 | 4868.275 | 5027.7435 | 5027.7435 | 5243.6807 | 5243.6808 | 7045.11 | 7045.11 | 7667.9602 | 7901.9712 | 8370.2505 | 8506.5534 | 8506.5535 | 8920.8314 | 8920.8325 | 9688.3236 | 9688.3236 | 9688.3238 | 9688.3239
NEM | VPP pump | 318.73 | 623.03 | 1035.46 | 1538.9 | 2142.79 | 2807.6 | 3819.27 | 4674.27 | 5519.2001 | 6499.25 | 7698.5399 | 9010.2399 | 10339.3001 | 11714.6999 | 13054.31 | 14363.1999 | 15318.2998 | 16214.4898 | 16978.9203 | 17751.1898 | 18511.9699 | 19307.4097 | 20087.2598 | 20907.45 | 21712.49 | 22566.1805 | 23396.9398
Region | Technology | 2023-24 | 2024-25 | 2025-26 | 2026-27 | 2027-28 | 2028-29 | 2029-30 | 2030-31 | 2031-32 | 2032-33 | 2033-34 | 2034-35 | 2035-36 | 2036-37 | 2037-38 | 2038-39 | 2039-40 | 2040-41 | 2041-42 | 2042-43 | 2043-44 | 2044-45 | 2045-46 | 2046-47 | 2047-48 | 2048-49 | 2049-50
NSW1 | Grid Battery pump | 50 | 50.0018 | 474.8229 | 474.8231 | 1101.5747 | 1501.5728 | 1576.5728 | 1576.5736 | 1576.5737 | 1830.9033 | 1830.9033 | 1830.9033 | 1830.9038 | 1780.9038 | 1780.9039 | 1780.9039 | 3161.7795 | 3161.7804 | 3520.3739 | 3701.6223 | 3701.6235 | 4056.27 | 3631.4551 | 4264.9715 | 3638.22 | 4862.797 | 4795.3024
NSW1 | Pumped Hydro Pump | 840 | 840 | 1313.4312 | 1313.4312 | 3353.4312 | 3353.4313 | 3353.4313 | 3353.4313 | 3353.4313 | 3353.4313 | 3353.4314 | 3353.4314 | 3353.4314 | 3353.4314 | 3353.4323 | 3353.4323 | 3353.4323 | 3353.4323 | 3353.4323 | 3353.4324 | 3353.4324 | 3353.4327 | 3353.4327 | 3353.4347 | 3353.4347 | 3353.4347 | 3353.4347
NSW1 | VPP pump | 97.18 | 193.89 | 321.47 | 477.31 | 663.94 | 884.26 | 1223.6 | 1508.4199 | 1818.1601 | 2178.94 | 2618.45 | 3090.16 | 3561.6901 | 4049.33 | 4508.48 | 4960.7201 | 5286.7 | 5588.1199 | 5842.6702 | 6109.57 | 6370.5701 | 6645.5899 | 6914.0398 | 7197.4098 | 7473.8901 | 7766.0502 | 8050.0099
Region | Technology | 2023-24 | 2024-25 | 2025-26 | 2026-27 | 2027-28 | 2028-29 | 2029-30 | 2030-31 | 2031-32 | 2032-33 | 2033-34 | 2034-35 | 2035-36 | 2036-37 | 2037-38 | 2038-39 | 2039-40 | 2040-41 | 2041-42 | 2042-43 | 2043-44 | 2044-45 | 2045-46 | 2046-47 | 2047-48 | 2048-49 | 2049-50
QLD1 | Grid Battery pump | 100 | 100.0002 | 100.0003 | 100.0004 | 100.0006 | 962.9596 | 962.9596 | 1166.5438 | 1250.2916 | 1732.4668 | 2491.1079 | 2491.1081 | 2491.1081 | 2491.1081 | 2491.1081 | 2491.1081 | 3945.09 | 3963.8402 | 4937.639 | 8207.2047 | 8207.2049 | 8207.2048 | 8207.2048 | 8207.2044 | 8207.2043 | 9884.0227 | 9884.0227
QLD1 | Pumped Hydro Pump | 470 | 470 | 720.0003 | 720.0005 | 720.0005 | 954.0133 | 954.0133 | 954.0133 | 954.0133 | 954.0133 | 1113.4817 | 1113.4818 | 1113.4818 | 1113.4818 | 2882.437 | 2882.437 | 3505.2873 | 3505.2873 | 3505.2873 | 3505.2873 | 3505.2873 | 3505.2873 | 3505.2873 | 4272.7764 | 4272.7764 | 4272.7764 | 4272.7764
QLD1 | VPP pump | 70.65 | 151.98 | 266.91 | 406.55 | 573.37 | 775 | 1088.95 | 1359.6801 | 1609.11 | 1901.09 | 2255.9299 | 2641.22 | 3035.73 | 3438.95 | 3828.0601 | 4218.1699 | 4496.1499 | 4751.3198 | 4961.6001 | 5182.0498 | 5399.3799 | 5623.0098 | 5842.4302 | 6071.3901 | 6296.3501 | 6536.04 | 6765.5898
Region | Technology | 2023-24 | 2024-25 | 2025-26 | 2026-27 | 2027-28 | 2028-29 | 2029-30 | 2030-31 | 2031-32 | 2032-33 | 2033-34 | 2034-35 | 2035-36 | 2036-37 | 2037-38 | 2038-39 | 2039-40 | 2040-41 | 2041-42 | 2042-43 | 2043-44 | 2044-45 | 2045-46 | 2046-47 | 2047-48 | 2048-49 | 2049-50
VIC1 | Grid Battery pump | 375.33 | 375.3304 | 375.3304 | 375.3325 | 375.3325 | 375.3325 | 375.3325 | 570.4675 | 570.4675 | 1647.2123 | 1591.8823 | 1591.8823 | 1675.7323 | 1675.7323 | 2053.9923 | 2053.9923 | 2312.3888 | 2992.7487 | 2931.4895 | 2931.4895 | 2931.4895 | 3334.1455 | 3334.1455 | 3334.1433 | 3334.1436 | 3334.1439 | 3346.3549
VIC1 | Pumped Hydro Pump | 0 | 0 | 0.00027208 | 0.00065661 | 0.00066002 | 0.00066341 | 0.00071421 | 0.0013083 | 0.0013096 | 0.0014911 | 0.0015001 | 0.0015119 | 0.01546 | 0.015468 | 32.4884 | 32.4884 | 32.4884 | 266.4993 | 677.9206 | 814.2234 | 814.2234 | 1100.0019 | 1100.003 | 1100.003 | 1100.003 | 1100.0031 | 1100.0031
VIC1 | VPP pump | 55.8 | 137.17 | 254.76 | 407.72 | 597.23 | 772.53 | 1024.9 | 1224.19 | 1402.07 | 1599.26 | 1857.38 | 2156.22 | 2463.1699 | 2788.1399 | 3128.7199 | 3444.1299 | 3686.7299 | 3923.1 | 4132.3601 | 4321.16 | 4507.69 | 4703.0901 | 4895.4999 | 5098.49 | 5298.7098 | 5511.8401 | 5721.1202
Region | Technology | 2023-24 | 2024-25 | 2025-26 | 2026-27 | 2027-28 | 2028-29 | 2029-30 | 2030-31 | 2031-32 | 2032-33 | 2033-34 | 2034-35 | 2035-36 | 2036-37 | 2037-38 | 2038-39 | 2039-40 | 2040-41 | 2041-42 | 2042-43 | 2043-44 | 2044-45 | 2045-46 | 2046-47 | 2047-48 | 2048-49 | 2049-50
SA1 | Grid Battery pump | 429.6 | 429.6002 | 429.6003 | 429.6007 | 429.6008 | 429.6008 | 429.6008 | 399.6192 | 399.6192 | 1003.3345 | 1003.3345 | 978.3345 | 1385.0854 | 1385.0854 | 1385.5093 | 1385.5093 | 1385.5093 | 2319.1465 | 3118.4512 | 3118.4512 | 3760.235 | 3964.8934 | 3954.893 | 3954.8928 | 3954.8928 | 3954.8928 | 3954.8941
SA1 | Pumped Hydro Pump | 0 | 0 | 0.00015147 | 0.0002372 | 0.00033905 | 0.00034233 | 0.00035071 | 0.0004704 | 0.00047191 | 0.00048903 | 0.0004989 | 0.00050819 | 0.00061388 | 0.00061898 | 0.00070051 | 0.00070363 | 0.00071353 | 0.00078412 | 0.00088204 | 0.00092303 | 0.0009467 | 0.0011312 | 0.0011349 | 0.0011376 | 0.0011405 | 0.0011449 | 0.0012433
SA1 | VPP pump | 88.62 | 126.93 | 170.25 | 214.27 | 262.04 | 314.13 | 396.52 | 477.31 | 565.27 | 670.98 | 790.06 | 915.3 | 1040.16 | 1167.34 | 1287.02 | 1406.9399 | 1492.74 | 1574.29 | 1645.8199 | 1722.14 | 1798.65 | 1879.62 | 1959.37 | 2043.49 | 2126.73 | 2214.3501 | 2301.9099
Region | Technology | 2023-24 | 2024-25 | 2025-26 | 2026-27 | 2027-28 | 2028-29 | 2029-30 | 2030-31 | 2031-32 | 2032-33 | 2033-34 | 2034-35 | 2035-36 | 2036-37 | 2037-38 | 2038-39 | 2039-40 | 2040-41 | 2041-42 | 2042-43 | 2043-44 | 2044-45 | 2045-46 | 2046-47 | 2047-48 | 2048-49 | 2049-50
TAS1 | Grid Battery pump | 0 | 0.00011891 | 0.00014623 | 0.00027287 | 0.00034102 | 0.00034203 | 0.00043285 | 0.00080496 | 0.0010143 | 0.0012222 | 0.001229 | 0.0012335 | 0.0013007 | 0.0013258 | 0.0013658 | 0.0014578 | 0.0016158 | 0.0016309 | 0.0017647 | 0.0017777 | 0.0020636 | 0.0024857 | 0.0024521 | 0.002424 | 0.0027566 | 0.0031489 | 0.0031993
TAS1 | Pumped Hydro Pump | 0 | 0 | 0.00049437 | 0.0005504 | 0.00066314 | 0.00073702 | 0.0011093 | 0.49604 | 298.1343 | 560.8284 | 560.8284 | 560.8284 | 776.7515 | 776.7515 | 776.7515 | 776.7515 | 776.7516 | 776.7516 | 833.6094 | 833.6094 | 833.6095 | 962.1084 | 962.1084 | 962.1085 | 962.1085 | 962.1085 | 962.1086
TAS1 | VPP pump | 6.48 | 13.06 | 22.07 | 33.05 | 46.21 | 61.68 | 85.3 | 104.67 | 124.59 | 148.98 | 176.72 | 207.34 | 238.55 | 270.94 | 302.03 | 333.24 | 355.98 | 377.66 | 396.47 | 416.27 | 435.68 | 456.1 | 475.92 | 496.67 | 516.81 | 537.9 | 558.31
Non-controllable capacity
Region | Technology | 2023-24 | 2024-25 | 2025-26 | 2026-27 | 2027-28 | 2028-29 | 2029-30 | 2030-31 | 2031-32 | 2032-33 | 2033-34 | 2034-35 | 2035-36 | 2036-37 | 2037-38 | 2038-39 | 2039-40 | 2040-41 | 2041-42 | 2042-43 | 2043-44 | 2044-45 | 2045-46 | 2046-47 | 2047-48 | 2048-49 | 2049-50
NEM | Distributed PV | 21305.3199 | 23783.7875 | 26307.9402 | 28683.0656 | 30997.3311 | 33056.1738 | 35131.4286 | 37225.1411 | 39139.2597 | 41092.1585 | 43056.1697 | 44973.918 | 46776.6488 | 48455.6888 | 50096.6069 | 51732.2029 | 53368.4087 | 54991.7064 | 56590.529 | 58157.7847 | 59721.6486 | 61252.1457 | 62750.1401 | 64227.6819 | 65692.4157 | 67156.842 | 68592.5947
NEM | Behind the meter battery | 1532.774 | 2363.942 | 3138.813 | 3799.655 | 4362.937 | 4766.226 | 5452.85 | 6404.258 | 7275.412 | 8208.606 | 9365.756 | 10518.285 | 11616.745 | 12616.001 | 13522.413 | 14246.216 | 14595.405 | 14782.715 | 14854.807 | 14850.894 | 14858.858 | 14816.816 | 14786.692 | 14709.851 | 14647.112 | 14542.039 | 14447.076
NEM | Behind the meter battery pump | 1532.774 | 2363.942 | 3138.813 | 3799.655 | 4362.937 | 4766.226 | 5452.85 | 6404.258 | 7275.412 | 8208.606 | 9365.756 | 10518.285 | 11616.745 | 12616.001 | 13522.413 | 14246.216 | 14595.405 | 14782.715 | 14854.807 | 14850.894 | 14858.858 | 14816.816 | 14786.692 | 14709.851 | 14647.112 | 14542.039 | 14447.076
Region | Technology | 2023-24 | 2024-25 | 2025-26 | 2026-27 | 2027-28 | 2028-29 | 2029-30 | 2030-31 | 2031-32 | 2032-33 | 2033-34 | 2034-35 | 2035-36 | 2036-37 | 2037-38 | 2038-39 | 2039-40 | 2040-41 | 2041-42 | 2042-43 | 2043-44 | 2044-45 | 2045-46 | 2046-47 | 2047-48 | 2048-49 | 2049-50
NSW1 | Distributed PV | 6922.7278 | 7729.2309 | 8520.6213 | 9270.916 | 9991.0548 | 10709.4737 | 11436.4432 | 12170.0293 | 12901.8102 | 13643.2719 | 14388.327 | 15121.2532 | 15810.1091 | 16449.2428 | 17061.911 | 17667.5949 | 18262.5884 | 18847.5107 | 19429.6702 | 20006.0115 | 20581.8604 | 21155.9203 | 21714.392 | 22270.0128 | 22818.1721 | 23366.9007 | 23907.737
NSW1 | Behind the meter battery | 551.877 | 804.322 | 1024.308 | 1210.452 | 1364.306 | 1497.826 | 1724.841 | 2042.145 | 2372.98 | 2728.353 | 3161.396 | 3582.597 | 3974.635 | 4331.67 | 4638.514 | 4887.035 | 5003.34 | 5060.883 | 5077.624 | 5077.998 | 5080.442 | 5067.991 | 5058.102 | 5033.27 | 5011.559 | 4974.783 | 4941.039
NSW1 | Behind the meter battery pump | 551.877 | 804.322 | 1024.308 | 1210.452 | 1364.306 | 1497.826 | 1724.841 | 2042.145 | 2372.98 | 2728.353 | 3161.396 | 3582.597 | 3974.635 | 4331.67 | 4638.514 | 4887.035 | 5003.34 | 5060.883 | 5077.624 | 5077.998 | 5080.442 | 5067.991 | 5058.102 | 5033.27 | 5011.559 | 4974.783 | 4941.039
Region | Technology | 2023-24 | 2024-25 | 2025-26 | 2026-27 | 2027-28 | 2028-29 | 2029-30 | 2030-31 | 2031-32 | 2032-33 | 2033-34 | 2034-35 | 2035-36 | 2036-37 | 2037-38 | 2038-39 | 2039-40 | 2040-41 | 2041-42 | 2042-43 | 2043-44 | 2044-45 | 2045-46 | 2046-47 | 2047-48 | 2048-49 | 2049-50
QLD1 | Distributed PV | 6248.8361 | 6947.0674 | 7675.3939 | 8329.1378 | 8959.7591 | 9601.5014 | 10257.5206 | 10923.9163 | 11482.7322 | 12062.7058 | 12645.1129 | 13200.5423 | 13720.0122 | 14196.9812 | 14666.6175 | 15133.8037 | 15601.3471 | 16059.6919 | 16507.7851 | 16936.909 | 17361.4807 | 17759.7202 | 18151.2329 | 18530.0201 | 18907.3395 | 19284.6318 | 19645.5083
QLD1 | Behind the meter battery | 394.573 | 630.911 | 861.169 | 1044.6 | 1202.901 | 1345.985 | 1584.437 | 1898.505 | 2160.37 | 2444.34 | 2791.527 | 3133.696 | 3465.114 | 3761.008 | 4025.809 | 4247.882 | 4350.515 | 4399.744 | 4410.491 | 4406.235 | 4406.755 | 4388.948 | 4375.983 | 4347.22 | 4324.124 | 4288.709 | 4255.283
QLD1 | Behind the meter battery pump | 394.573 | 630.911 | 861.169 | 1044.6 | 1202.901 | 1345.985 | 1584.437 | 1898.505 | 2160.37 | 2444.34 | 2791.527 | 3133.696 | 3465.114 | 3761.008 | 4025.809 | 4247.882 | 4350.515 | 4399.744 | 4410.491 | 4406.235 | 4406.755 | 4388.948 | 4375.983 | 4347.22 | 4324.124 | 4288.709 | 4255.283
Region | Technology | 2023-24 | 2024-25 | 2025-26 | 2026-27 | 2027-28 | 2028-29 | 2029-30 | 2030-31 | 2031-32 | 2032-33 | 2033-34 | 2034-35 | 2035-36 | 2036-37 | 2037-38 | 2038-39 | 2039-40 | 2040-41 | 2041-42 | 2042-43 | 2043-44 | 2044-45 | 2045-46 | 2046-47 | 2047-48 | 2048-49 | 2049-50
VIC1 | Distributed PV | 5088.0472 | 5784.8093 | 6517.8103 | 7244.8402 | 7972.8586 | 8440.036 | 8899.9999 | 9361.2525 | 9753.485 | 10152.4267 | 10554.6243 | 10955.7069 | 11336.6884 | 11697.8006 | 12064.3842 | 12436.8983 | 12822.6385 | 13216.1178 | 13604.8437 | 13986.4661 | 14369.4957 | 14748.6326 | 15123.685 | 15496.2621 | 15868.3943 | 16240.828 | 16611.2477
VIC1 | Behind the meter battery | 332.366 | 592.893 | 841.022 | 1068.623 | 1263.973 | 1337.973 | 1465.997 | 1677.258 | 1844.193 | 2011.668 | 2249.247 | 2505.083 | 2754.957 | 2990.166 | 3229.36 | 3404.1 | 3500.948 | 3565.602 | 3605.174 | 3604.675 | 3607.498 | 3598.421 | 3592.641 | 3576.025 | 3563.233 | 3540.764 | 3521.58
VIC1 | Behind the meter battery pump | 332.366 | 592.893 | 841.022 | 1068.623 | 1263.973 | 1337.973 | 1465.997 | 1677.258 | 1844.193 | 2011.668 | 2249.247 | 2505.083 | 2754.957 | 2990.166 | 3229.36 | 3404.1 | 3500.948 | 3565.602 | 3605.174 | 3604.675 | 3607.498 | 3598.421 | 3592.641 | 3576.025 | 3563.233 | 3540.764 | 3521.58
Region | Technology | 2023-24 | 2024-25 | 2025-26 | 2026-27 | 2027-28 | 2028-29 | 2029-30 | 2030-31 | 2031-32 | 2032-33 | 2033-34 | 2034-35 | 2035-36 | 2036-37 | 2037-38 | 2038-39 | 2039-40 | 2040-41 | 2041-42 | 2042-43 | 2043-44 | 2044-45 | 2045-46 | 2046-47 | 2047-48 | 2048-49 | 2049-50
SA1 | Distributed PV | 2721.0736 | 2952.4036 | 3178.229 | 3380.018 | 3575.1143 | 3766.8022 | 3959.2366 | 4151.598 | 4345.6836 | 4540.7188 | 4737.6385 | 4929.8701 | 5109.2393 | 5277.1929 | 5434.8308 | 5590.0872 | 5742.5081 | 5893.3201 | 6037.731 | 6182.434 | 6327.0782 | 6470.3066 | 6608.7163 | 6745.5179 | 6879.6508 | 7013.3702 | 7145.4031
SA1 | Behind the meter battery | 212.581 | 276.144 | 335.754 | 385.712 | 430.437 | 473.619 | 550.521 | 637.233 | 727.4 | 829.162 | 941.165 | 1047.02 | 1145.747 | 1232.744 | 1306.889 | 1367.354 | 1391.833 | 1402.348 | 1404.488 | 1403.319 | 1403.71 | 1400.492 | 1398.408 | 1392.55 | 1387.998 | 1379.539 | 1372.647
SA1 | Behind the meter battery pump | 212.581 | 276.144 | 335.754 | 385.712 | 430.437 | 473.619 | 550.521 | 637.233 | 727.4 | 829.162 | 941.165 | 1047.02 | 1145.747 | 1232.744 | 1306.889 | 1367.354 | 1391.833 | 1402.348 | 1404.488 | 1403.319 | 1403.71 | 1400.492 | 1398.408 | 1392.55 | 1387.998 | 1379.539 | 1372.647
Region | Technology | 2023-24 | 2024-25 | 2025-26 | 2026-27 | 2027-28 | 2028-29 | 2029-30 | 2030-31 | 2031-32 | 2032-33 | 2033-34 | 2034-35 | 2035-36 | 2036-37 | 2037-38 | 2038-39 | 2039-40 | 2040-41 | 2041-42 | 2042-43 | 2043-44 | 2044-45 | 2045-46 | 2046-47 | 2047-48 | 2048-49 | 2049-50
TAS1 | Distributed PV | 324.6353 | 370.2763 | 415.8856 | 458.1536 | 498.5443 | 538.3605 | 578.2282 | 618.3449 | 655.5487 | 693.0354 | 730.4671 | 766.5455 | 800.5998 | 834.4713 | 868.8634 | 903.8188 | 939.3267 | 975.0659 | 1010.4991 | 1045.9641 | 1081.7335 | 1117.566 | 1152.1139 | 1185.8689 | 1218.859 | 1251.1113 | 1282.6985
TAS1 | Behind the meter battery | 41.377 | 59.672 | 76.56 | 90.268 | 101.32 | 110.823 | 127.054 | 149.117 | 170.469 | 195.083 | 222.421 | 249.889 | 276.292 | 300.413 | 321.841 | 339.845 | 348.769 | 354.138 | 357.03 | 358.667 | 360.453 | 360.964 | 361.558 | 360.786 | 360.198 | 358.244 | 356.527
TAS1 | Behind the meter battery pump | 41.377 | 59.672 | 76.56 | 90.268 | 101.32 | 110.823 | 127.054 | 149.117 | 170.469 | 195.083 | 222.421 | 249.889 | 276.292 | 300.413 | 321.841 | 339.845 | 348.769 | 354.138 | 357.03 | 358.667 | 360.453 | 360.964 | 361.558 | 360.786 | 360.198 | 358.244 | 356.527

## BaseCase_REZ Generation
Annual sent-out generation by REZ (GWh) - BaseCase, Step Change Scenario
Note: the REZ generation includes generation from the existing, committed and anticipated renewables mapped to the relevant REZs
Explicitly modelled generation
Region | REZ | REZ Name | Technology | 2023-24 | 2024-25 | 2025-26 | 2026-27 | 2027-28 | 2028-29 | 2029-30 | 2030-31 | 2031-32 | 2032-33 | 2033-34 | 2034-35 | 2035-36 | 2036-37 | 2037-38 | 2038-39 | 2039-40 | 2040-41 | 2041-42 | 2042-43 | 2043-44 | 2044-45 | 2045-46 | 2046-47 | 2047-48 | 2048-49 | 2049-50
QLD | Q1 | Far North QLD | Solar | 0 | 7.4536e-05 | 8.0564e-05 | 7.9708e-05 | 7.4691e-05 | 6.8768e-05 | 7.7655e-05 | 7.8055e-05 | 7.3372e-05 | 8.1513e-05 | 9.691e-05 | 9.4214e-05 | 9.2175e-05 | 9.3348e-05 | 0.00010492 | 0.0001128 | 0.00014666 | 0.00013525 | 0.00014754 | 0.00016372 | 0.00017996 | 0.00017842 | 0.00017388 | 0.00018889 | 0.00020793 | 0.00023892 | 0.00022591
QLD | Q2 | North Qld Clean Energy Hub | Solar | 222.2391 | 197.5116 | 215.9139 | 213.2882 | 208.379 | 194.0882 | 205.3838 | 199.8453 | 198.4638 | 203.0273 | 197.3295 | 190.9818 | 189.9167 | 188.9837 | 68.2651 | 70.9306 | 62.2412 | 58.407 | 61.7736 | 59.59 | 58.0701 | 56.402 | 63.2957 | 31.4147 | 31.421 | 0.00028269 | 0.00028052
QLD | Q3 | Northern Qld | Solar | 1169.5937 | 1051.5836 | 1181.3905 | 1159.481 | 1097.7396 | 1020.7868 | 1133.2082 | 1129.4982 | 1092.9231 | 1134.8261 | 1078.6728 | 1048.5605 | 1027.0775 | 1012.9416 | 1038.6951 | 1129.9407 | 1118.9544 | 995.3799 | 1124.8888 | 1596.4916 | 1341.3532 | 1257.4406 | 1254.3793 | 1984.7976 | 1899.7077 | 2003.1934 | 1639.8593
QLD | Q4 | Isaac | Solar | 1573.5319 | 1423.4636 | 1552.6609 | 1578.8158 | 1497.4833 | 1428.949 | 1593.6121 | 1575.999 | 1584.7999 | 1606.5112 | 1530.2619 | 1446.9352 | 1483.9708 | 1458.0499 | 1311.127 | 1439.6162 | 1270.6416 | 1186.1613 | 1286.6266 | 4193.4239 | 4025.7764 | 3822.098 | 4814.7087 | 7939.4561 | 8327.9278 | 9250.8142 | 8392.7763
QLD | Q5 | Barcaldine | Solar | 35.5272 | 31.3373 | 34.3041 | 34.6922 | 34.4615 | 43.9368 | 45.8528 | 44.6465 | 44.5595 | 45.4019 | 44.0126 | 41.2869 | 42.4995 | 43.4862 | 85.2437 | 87.7676 | 121.6041 | 116.0371 | 123.8657 | 116.5563 | 95.5898 | 93.6934 | 117.0261 | 113.7403 | 114.6581 | 120.4559 | 116.3199
QLD | Q6 | Fitzroy | Solar | 843.7594 | 800.7085 | 898.859 | 904.0598 | 879.8228 | 759.6889 | 863.889 | 853.2198 | 1165.5161 | 1746.4735 | 2895.5579 | 2787.7348 | 2723.2413 | 2724.1578 | 5987.4062 | 7523.2966 | 11647.3697 | 14961.716 | 15643.5709 | 16268.5215 | 15591.9696 | 14882.795 | 14661.5158 | 13050.813 | 13912.1546 | 14379.1314 | 14013.694
QLD | Q7 | Wide Bay | Solar | 1360.9644 | 1214.2181 | 1347.3768 | 1312.8488 | 1281.6467 | 1141.724 | 1248.3104 | 1241.7437 | 1315.8825 | 1283.0436 | 1258.7235 | 1238.0331 | 1191.0772 | 1207.8004 | 1060.0197 | 1130.3169 | 1032.6097 | 1082.9421 | 1493.3745 | 4900.1172 | 4816.8155 | 4534.7119 | 4553.4047 | 4097.7341 | 3777.2185 | 3997.6898 | 3911.4331
QLD | Q8 | Darling Downs | Solar | 3384.5251 | 3288.8236 | 3513.433 | 3636.5523 | 3555.8027 | 3528.8943 | 3828.1085 | 5322.5663 | 6334.7718 | 7002.2014 | 9408.2315 | 11056.4297 | 11045.7698 | 10758.9777 | 9402.1369 | 10423.2941 | 14503.6959 | 14187.5115 | 14190.3343 | 16135.1369 | 16130.0947 | 15455.3866 | 15366.6561 | 12743.242 | 12568.5786 | 14343.8144 | 17345.7073
QLD | Q9 | Banana | Solar | 0 | 0.00010672 | 0.00020449 | 0.00022632 | 0.00022436 | 0.00045941 | 68.1811 | 124.4559 | 369.2147 | 364.7758 | 412.1292 | 409.1297 | 395.9044 | 398.1984 | 474.0108 | 520.5563 | 4356.723 | 5615.565 | 5805.6226 | 12530.325 | 12199.536 | 11831.072 | 11814.45 | 10742.279 | 12415.172 | 15978.679 | 16883.684
NSW | N1 | North West NSW | Solar | 433.6835 | 400.0156 | 409.8809 | 435.3149 | 403.6823 | 389.1695 | 405.9394 | 429.8573 | 427.2747 | 440.1854 | 426.6869 | 408.573 | 410.7407 | 411.9131 | 385.413 | 367.8361 | 427.337 | 424.9491 | 438.3426 | 407.2624 | 400.479 | 404.6632 | 415.2118 | 397.3207 | 330.6182 | 335.4112 | 318.1687
NSW | N2 | New England | Solar | 1206.6878 | 1175.8702 | 1196.4971 | 1252.2941 | 1217.1398 | 1033.1284 | 1074.0694 | 1725.949 | 1789.3687 | 1766.2862 | 1809.4033 | 1676.5577 | 1733.5556 | 1752.6146 | 3902.8071 | 3818.5592 | 4390.2151 | 5492.7928 | 5540.8026 | 5384.292 | 4912.6755 | 5133.6153 | 5128.027 | 4884.269 | 3963.203 | 4165.414 | 6647.6816
NSW | N3 | Central-West Orana | Solar | 2198.9736 | 2149.5171 | 4133.1895 | 4383.9525 | 4370.6208 | 3754.2388 | 4836.2144 | 8162.674 | 8279.5089 | 8115.8296 | 9526.9479 | 9467.4225 | 10121.5311 | 9962.118 | 8742.8618 | 10300.6754 | 14634.4341 | 14676.6343 | 14598.6814 | 15013.434 | 15839.662 | 16611.6221 | 16510.1796 | 17473.9915 | 19463.687 | 22749.3439 | 22595.5235
NSW | N4 | Broken Hill | Solar | 107.1548 | 78.8952 | 92.4631 | 103.4272 | 109.3318 | 118.2268 | 113.6804 | 102.7317 | 104.0109 | 106.5691 | 101.8986 | 99.8066 | 96.2561 | 100.8455 | 94.8949 | 113.7138 | 296.0069 | 295.4096 | 333.8631 | 393.8165 | 463.2405 | 465.6459 | 527.5521 | 433.6279 | 427.781 | 458.5934 | 496.8651
NSW | N5 | South West NSW | Solar | 1857.9451 | 1595.1524 | 1701.7506 | 2263.5661 | 2367.5539 | 2421.1335 | 2386.0828 | 2340.6073 | 2262.4499 | 2436.8434 | 2347.742 | 2257.8872 | 2299.2637 | 2325.5284 | 3001.318 | 2842.7661 | 3209.9574 | 3318.9062 | 3692.8232 | 3329.4509 | 3194.1891 | 3242.6227 | 3353.5436 | 3176.305 | 2796.7632 | 2840.1923 | 2707.9162
NSW | N6 | Wagga Wagga | Solar | 1566.7522 | 1496.9218 | 1446.2401 | 1545.8811 | 1585.4526 | 2783.9927 | 3788.3276 | 4015.4325 | 3874.4826 | 4043.4859 | 3910.2184 | 3756.0415 | 3958.7627 | 3979.1975 | 3516.5891 | 3633.6529 | 3580.3013 | 3042.1717 | 6441.0233 | 6088.1856 | 5497.8173 | 5491.7194 | 5665.7071 | 5586.8192 | 4975.3002 | 4999.5924 | 4642.5322
NSW | N7 | Tumut | Solar | 0 | 0 | 0 | 0 | 0 | 0 | 0 | 0 | 0 | 0 | 0 | 0 | 0 | 0 | 0 | 0 | 0 | 0 | 0 | 0 | 0 | 0 | 0 | 0 | 0 | 0 | 0
NSW | N8 | Cooma-Monaro | Solar | 0 | 0 | 0 | 0 | 0 | 0 | 0 | 0 | 0 | 0 | 0 | 0 | 0 | 0 | 0 | 0 | 0 | 0 | 0 | 0 | 0 | 0 | 0 | 0 | 0 | 0 | 0
VIC | V1 | Ovens Murray | Solar | 0 | 0.00025495 | 0.00025697 | 0.00027793 | 0.00026638 | 0.00024771 | 0.00027907 | 0.0008525 | 0.00077574 | 2076.5894 | 2071.5176 | 1942.2545 | 2047.4535 | 2018.9612 | 2006.13 | 2280.8481 | 2441.129 | 2776.2754 | 5692.353 | 5052.413 | 4816.185 | 5413.1143 | 6102.1943 | 5744.5884 | 5548.384 | 5811.9395 | 5595.9243
VIC | V2 | Murray River | Solar | 1254.4128 | 1037.2033 | 1087.0503 | 1085.195 | 1047.6241 | 1010.5053 | 973.5258 | 970.2473 | 996.2905 | 1098.668 | 968.9331 | 979.5489 | 1035.5218 | 1056.2625 | 1032.5242 | 1048.2986 | 983.2637 | 1049.1375 | 1112.8055 | 1196.0397 | 1297.9742 | 1350.7708 | 1417.7264 | 1273.7613 | 1306.1252 | 1335.1016 | 1192.892
VIC | V3 | Western Victoria | Solar | 0 | 0.00015705 | 0.00017129 | 0.00055278 | 0.00058468 | 0.00049982 | 0.00054156 | 0.0011189 | 0.0010544 | 737.6199 | 670.9794 | 713.772 | 735.4557 | 796.2142 | 632.4666 | 1081.9682 | 1122.8573 | 1084.1707 | 2423.7151 | 2355.4564 | 2638.4854 | 2973.6065 | 3090.9047 | 2418.9668 | 2465.4459 | 2498.5456 | 2176.2699
VIC | V4 | South West Victoria | Solar | 0 | 0 | 0 | 0 | 0 | 0 | 0 | 0 | 0 | 0 | 0 | 0 | 0 | 0 | 0 | 0 | 0 | 0 | 0 | 0 | 0 | 0 | 0 | 0 | 0 | 0 | 0
VIC | V5 | Gippsland | Solar | 0 | 9.1995e-05 | 0.0001203 | 0.00031029 | 0.0002992 | 0.00025334 | 0.00026017 | 0.00037135 | 0.00034962 | 0.0018822 | 0.0018825 | 874.4858 | 909.4529 | 925.0134 | 752.477 | 1014.5644 | 4252.919 | 4000.0034 | 4189.897 | 4333.668 | 4523.706 | 4706.378 | 4698.9077 | 3806.7249 | 3977.5405 | 4405.268 | 4116.6987
VIC | V6 | Central North VIC | Solar | 951.4459 | 853.4193 | 817.8991 | 844.9952 | 850.3613 | 871.8206 | 877.9515 | 828.4784 | 790.9743 | 1084.4602 | 1039.2811 | 1093.8012 | 1120.0712 | 1125.8848 | 1099.233 | 1234.4625 | 1253.5152 | 1238.0546 | 1284.3371 | 1969.0622 | 2331.4057 | 2545.8646 | 2736.4981 | 2433.9867 | 2457.0817 | 2519.1796 | 2259.5269
SA | S1 | South East SA | Solar | 327.9466 | 285.1614 | 283.4143 | 275.4622 | 279.6245 | 270.5793 | 268.0265 | 253.8897 | 251.0591 | 282.2439 | 273.9771 | 255.7602 | 259.2282 | 276.9195 | 241.6406 | 253.4949 | 238.6073 | 207.4322 | 161.2364 | 150.6264 | 142.7505 | 145.0549 | 150.0886 | 139.2932 | 142.7629 | 146.2063 | 0.0019701
SA | S2 | Riverland | Solar | 46.2673 | 44.3796 | 46.993 | 44.4423 | 45.939 | 39.1379 | 40.4119 | 40.9746 | 30.0892 | 1599.3159 | 1517.9333 | 1700.5817 | 1742.0938 | 1902.2148 | 1532.327 | 1715.1323 | 1976.0419 | 5483.8664 | 6632.712 | 5847.6837 | 5948.48 | 5993.0436 | 6770.2456 | 5199.5923 | 5100.5723 | 5320.3047 | 5200.12
SA | S3 | Mid-North SA | Solar | 0 | 0.00015474 | 0.00018971 | 0.0001842 | 0.00018958 | 0.0001638 | 0.00017748 | 0.00033582 | 0.00032372 | 0.0004116 | 0.00040498 | 0.00081408 | 0.00078441 | 0.00082554 | 0.0007518 | 0.00079181 | 0.0014463 | 0.0012982 | 0.0013594 | 0.0016868 | 0.071716 | 0.07044 | 0.072035 | 0.063259 | 0.067295 | 0.070447 | 0.066752
SA | S4 | Yorke Peninsula | Solar | 0 | 0 | 0 | 0 | 0 | 0 | 0 | 0 | 0 | 0 | 0 | 0 | 0 | 0 | 0 | 0 | 0 | 0 | 0 | 0 | 0 | 0 | 0 | 0 | 0 | 0 | 0
SA | S5 | Northern SA | Solar | 821.5511 | 693.4301 | 717.6607 | 693.0278 | 693.7231 | 699.0862 | 662.4855 | 622.8833 | 644.9491 | 697.1303 | 655.8455 | 633.2986 | 649.3842 | 692.1201 | 637.0633 | 615.9473 | 569.2997 | 758.6012 | 2095.3204 | 2821.2729 | 4368.8859 | 4002.3063 | 4449.7185 | 3650.0643 | 3471.586 | 3579.869 | 3385.487
SA | S6 | Leigh Creek | Solar | 0 | 0.0001645 | 0.00027137 | 0.00028065 | 0.00028514 | 0.000331 | 0.00034976 | 0.00085465 | 0.00087596 | 0.00088864 | 0.00081158 | 0.0016506 | 0.0016167 | 0.0016962 | 701.3229 | 696.7694 | 828.7313 | 765.7245 | 808.9137 | 808.6305 | 3374.0808 | 3394.1565 | 3777.3271 | 3293.1519 | 3267.176 | 3788.2996 | 3802.8784
SA | S7 | Roxby Downs | Solar | 0 | 0.00020464 | 0.00035176 | 0.00034602 | 0.00035022 | 0.00031274 | 0.00031897 | 0.00093341 | 0.00092842 | 0.0013711 | 0.0013038 | 1020.9436 | 1037.7128 | 1112.905 | 1041.0297 | 1023.1612 | 1056.1748 | 943.8911 | 990.8937 | 940.9499 | 1060.804 | 1050.952 | 1133.4381 | 988.3448 | 958.751 | 990.8281 | 972.9949
SA | S8 | Eastern Eyre Peninsula | Solar | 0 | 0.00010552 | 0.0001264 | 0.00011953 | 0.0001265 | 0.00010467 | 0.00011886 | 0.0001941 | 0.00018173 | 0.00021871 | 0.00022138 | 0.00033852 | 0.00031859 | 0.00034945 | 0.00028124 | 0.00033606 | 0.00053428 | 0.000473 | 0.00048528 | 0.00069991 | 0.00084894 | 0.00080725 | 0.00085332 | 0.0007279 | 0.00078259 | 0.00096432 | 0.0008995
SA | S9 | Western Eyre Peninsula | Solar | 0 | 0.00013988 | 0.0001937 | 0.00019066 | 0.00019226 | 0.00016773 | 0.00017999 | 0.00037317 | 0.00036438 | 0.00065116 | 0.00062485 | 0.0011542 | 0.0011125 | 0.0011555 | 0.0010723 | 0.0011238 | 0.011259 | 0.025551 | 0.027844 | 0.04801 | 0.055322 | 0.053242 | 0.053753 | 0.049724 | 0.051457 | 0.054379 | 0.051988
TAS | T1 | North East Tasmania | Solar | 0 | 0.00014017 | 0.00014269 | 0.0001594 | 0.00014805 | 0.00013005 | 0.00013321 | 0.00019658 | 0.00018068 | 0.0004099 | 0.00042318 | 0.0093577 | 0.0094846 | 0.0089634 | 18.2611 | 19.2704 | 19.6133 | 17.8138 | 19.178 | 20.9312 | 448.1553 | 545.1463 | 528.4281 | 464.5738 | 489.1336 | 503.7508 | 461.8314
TAS | T2 | North West Tasmania | Solar | 0 | 7.5582e-05 | 7.1717e-05 | 7.8346e-05 | 7.527e-05 | 6.3123e-05 | 7.4867e-05 | 9.9208e-05 | 9.6322e-05 | 0.00016402 | 0.00017993 | 0.00022953 | 0.00026899 | 0.0002611 | 0.00027205 | 0.00038266 | 0.0003811 | 0.00034028 | 0.00088737 | 0.0010191 | 0.00095626 | 0.0080601 | 0.0082747 | 0.0068547 | 0.0072952 | 0.0074572 | 0.0067489
TAS | T3 | Central Highlands | Solar | 0 | 8.9514e-05 | 8.7026e-05 | 9.7853e-05 | 9.6265e-05 | 8.0297e-05 | 8.2016e-05 | 0.00011582 | 0.00011725 | 0.00019853 | 0.00020995 | 0.00031201 | 0.00034103 | 0.00033955 | 0.00046691 | 0.00046427 | 0.00049711 | 0.00045829 | 0.00072688 | 0.0009539 | 0.0017838 | 275.4252 | 268.5542 | 224.8383 | 229.6761 | 245.689 | 228.6404
Region | REZ | REZ Name | Technology | 2023-24 | 2024-25 | 2025-26 | 2026-27 | 2027-28 | 2028-29 | 2029-30 | 2030-31 | 2031-32 | 2032-33 | 2033-34 | 2034-35 | 2035-36 | 2036-37 | 2037-38 | 2038-39 | 2039-40 | 2040-41 | 2041-42 | 2042-43 | 2043-44 | 2044-45 | 2045-46 | 2046-47 | 2047-48 | 2048-49 | 2049-50
QLD | Q1 | Far North QLD | Wind | 1303.1003 | 3068.3724 | 3324.221 | 3462.1316 | 3553.0058 | 3354.3048 | 3470.2072 | 3801.9014 | 3810.7154 | 3863.1642 | 3367.0979 | 3472.9552 | 3614.5264 | 3725.0755 | 4737.3875 | 4928.9626 | 4881.8176 | 5090.9779 | 5153.493 | 4652.3931 | 4742.8513 | 4880.1717 | 5033.2746 | 4826.7265 | 4978.0005 | 5034.2744 | 6554.7598
QLD | Q2 | North Qld Clean Energy Hub | Wind | 132.0344 | 139.4054 | 160.0902 | 167.6451 | 170.9973 | 2836.3532 | 2755.2596 | 2688.4124 | 2739.9186 | 2603.9125 | 2400.3863 | 2645.5421 | 2686.2078 | 2748.4906 | 2854.4531 | 2800.7714 | 2661.0248 | 2619.8528 | 2540.6732 | 2308.8207 | 3800.627 | 3816.6962 | 3759.8859 | 3872.0633 | 3763.673 | 3693.5014 | 3637.7542
QLD | Q3 | Northern Qld | Wind | 0 | 0 | 0 | 0 | 0 | 0 | 0 | 0 | 0 | 0 | 0 | 0 | 0 | 0 | 0 | 0 | 0 | 0 | 0 | 0 | 0 | 0 | 0 | 0 | 0 | 0 | 0
QLD | Q4 | Isaac | Wind | 0 | 0.00068531 | 0.0007338 | 0.00070522 | 0.0021234 | 3097.122 | 3056.0768 | 3211.667 | 3227.6217 | 3028.4039 | 2849.868 | 2888.2852 | 2685.2684 | 3069.172 | 2906.8481 | 2893.1179 | 2943.654 | 2867.5971 | 2761.8687 | 2654.3869 | 2619.2902 | 2420.1281 | 2776.8885 | 3547.3272 | 3461.3585 | 3725.0265 | 3722.7138
QLD | Q5 | Barcaldine | Wind | 0 | 0.00063101 | 0.00067274 | 0.0013332 | 0.0041221 | 0.006248 | 0.0061704 | 236.0159 | 268.3808 | 282.1679 | 288.3527 | 300.2019 | 294.8457 | 305.9475 | 272.9408 | 269.932 | 271.5258 | 280.3707 | 295.0158 | 279.7651 | 317.0075 | 310.4571 | 317.2778 | 285.5586 | 278.3733 | 292.6444 | 293.6899
QLD | Q6 | Fitzroy | Wind | 0 | 0.0026466 | 0.0027492 | 1538.3013 | 2970.8743 | 3626.9569 | 3654.8577 | 3788.0457 | 3703.1062 | 3564.272 | 4509.4752 | 4565.6156 | 4333.6978 | 4762.8151 | 10329.1387 | 10158.5313 | 9812.4157 | 9095.5375 | 9219.0654 | 8788.862 | 8925.9326 | 8362.1394 | 9063.6053 | 10830.3674 | 10495.4841 | 10668.5407 | 9865.824
QLD | Q7 | Wide Bay | Wind | 0 | 0.00047471 | 0.00048527 | 0.00052934 | 0.00060303 | 474.8549 | 460.841 | 451.0296 | 396.0319 | 433.236 | 409.0597 | 404.5768 | 392.4271 | 407.2152 | 441.8683 | 439.6786 | 421.6936 | 355.7309 | 397.1191 | 385.2185 | 379.6827 | 367.1773 | 381.0594 | 1147.9708 | 2588.8802 | 2649.0181 | 2329.8485
QLD | Q8 | Darling Downs | Wind | 2609.487 | 4622.7847 | 4785.3535 | 4792.9787 | 7652.8452 | 9798.9018 | 9586.4607 | 14166.7456 | 13702.5742 | 17897.8374 | 18923.7699 | 18261.613 | 18008.247 | 19038.9379 | 18795.3847 | 18421.9539 | 18406.9353 | 17251.6344 | 17964.3725 | 20400.7567 | 19795.7518 | 18198.1323 | 19048.8091 | 24732.2199 | 23864.6316 | 25506.9134 | 23574.654
QLD | Q9 | Banana | Wind | 0 | 0.00040237 | 0.00042642 | 0.00048997 | 0.00080422 | 652.8103 | 619.5265 | 637.2298 | 598.6552 | 605.8272 | 567.0691 | 567.6465 | 570.0509 | 603.4066 | 603.6614 | 589.1509 | 606.9952 | 871.6614 | 1996.7107 | 1918.6791 | 2157.4051 | 2158.0257 | 2296.6413 | 4374.6773 | 4187.4072 | 4390.6958 | 4032.5877
NSW | N1 | North West NSW | Wind | 0 | 0 | 0 | 0 | 0 | 0 | 0 | 0 | 0 | 0 | 0 | 0 | 0 | 0 | 0 | 0 | 0 | 0 | 0 | 0 | 0 | 0 | 0 | 0 | 0 | 0 | 0
NSW | N2 | New England | Wind | 1497.7431 | 1257.5393 | 1305.1686 | 1373.9776 | 10568.913 | 14038.1619 | 12887.2255 | 12975.9518 | 12251.2016 | 12913.1349 | 12221.1819 | 12482.1798 | 17750.3497 | 19604.8482 | 22474.0744 | 20193.9632 | 20072.5282 | 17776.7028 | 19656.0789 | 19077.2068 | 18698.2685 | 19246.2504 | 19535.786 | 21175.124 | 18019.3553 | 18178.202 | 15800.4389
NSW | N3 | Central-West Orana | Wind | 382.8459 | 6844.4527 | 6592.9059 | 9493.5623 | 11182.3091 | 11254.4164 | 11811.8813 | 12586.672 | 12198.0108 | 14122.538 | 16035.6251 | 15604.058 | 16291.2432 | 16663.4199 | 16864.9221 | 16554.0513 | 16376.8932 | 15832.6228 | 16249.7321 | 18730.8156 | 21387.7756 | 22230.357 | 22952.3358 | 25910.6092 | 29276.6165 | 28400.2764 | 27100.5733
NSW | N4 | Broken Hill | Wind | 632.4863 | 555.709 | 583.8952 | 633.9031 | 640.2734 | 624.4829 | 639.6233 | 803.4605 | 811.788 | 797.5821 | 773.1214 | 754.2831 | 798.4412 | 788.1506 | 745.9082 | 754.0708 | 734.92 | 736.3742 | 723.8186 | 707.4039 | 588.4455 | 639.4755 | 636.8087 | 664.7815 | 675.7533 | 667.3686 | 715.3028
NSW | N5 | South West NSW | Wind | 0 | 9.2284e-05 | 0.00070438 | 0.00071542 | 0.0007231 | 0.00070768 | 0.00094397 | 0.0013531 | 0.0014148 | 0.0014215 | 0.0018508 | 0.0016462 | 0.0017163 | 0.001756 | 0.0016247 | 0.0016687 | 0.0015645 | 0.0036577 | 0.0034792 | 842.75 | 756.4285 | 838.8987 | 853.2206 | 809.5011 | 776.2507 | 733.2918 | 780.6456
NSW | N6 | Wagga Wagga | Wind | 0 | 0.00032045 | 0.00030305 | 0.00033978 | 0.0004273 | 0.00050794 | 0.00077771 | 0.0010144 | 0.0010359 | 0.0009692 | 0.0010702 | 0.00093799 | 0.00094139 | 0.0010104 | 0.0009143 | 0.00101 | 0.00097032 | 0.0017913 | 0.0016634 | 0.0033819 | 0.0029235 | 0.0030365 | 0.0034372 | 0.0031506 | 421.9863 | 419.0718 | 670.9333
NSW | N7 | Tumut | Wind | 0 | 0 | 0 | 0 | 0 | 0 | 0 | 0 | 0 | 0 | 0 | 0 | 0 | 0 | 0 | 0 | 0 | 0 | 0 | 0 | 0 | 0 | 0 | 0 | 0 | 0 | 0
NSW | N8 | Cooma-Monaro | Wind | 327.4166 | 1236.1606 | 1368.8338 | 1409.6062 | 1399.6258 | 1363.9404 | 1372.4558 | 1457.8226 | 1482.3637 | 1348.6931 | 1373.1736 | 1388.6547 | 1411.323 | 1388.1392 | 1344.8359 | 1359.0841 | 1427.9997 | 2822.9743 | 2576.0664 | 2648.9914 | 2622.2754 | 2680.9847 | 2547.5748 | 2571.9543 | 2573.174 | 2698.6631 | 2629.2956
VIC | V1 | Ovens Murray | Wind | 0 | 0 | 0 | 0 | 0 | 0 | 0 | 0 | 0 | 0 | 0 | 0 | 0 | 0 | 0 | 0 | 0 | 0 | 0 | 0 | 0 | 0 | 0 | 0 | 0 | 0 | 0
VIC | V2 | Murray River | Wind | 0 | 0 | 0 | 0 | 0 | 0 | 0 | 0 | 0 | 0 | 0 | 0 | 0 | 0 | 0 | 0 | 0 | 0 | 0 | 0 | 0 | 0 | 0 | 0 | 0 | 0 | 0
VIC | V3 | Western Victoria | Wind | 3823.3577 | 3673.8128 | 3701.7993 | 3764.8632 | 5205.6054 | 4985.385 | 5122.1195 | 5097.1038 | 5589.5333 | 5156.2005 | 5114.6693 | 4755.1678 | 4960.4433 | 5292.8886 | 5703.5303 | 5888.8426 | 5528.9298 | 6027.6324 | 5175.3555 | 5273.1157 | 5006.3159 | 4638.3878 | 4738.9333 | 5466.4826 | 5494.5329 | 5401.9302 | 5743.8009
VIC | V4 | South West Victoria | Wind | 5852.1572 | 7033.9579 | 7367.122 | 9064.9763 | 9195.2244 | 8491.6918 | 9164.8769 | 9390.0172 | 10569.4909 | 10700.6218 | 16328.1932 | 16322.4229 | 16827.4016 | 17507.7977 | 16114.7954 | 16702.0376 | 15616.5873 | 17085.7089 | 15226.6579 | 15920.6103 | 15427.7514 | 15806.1702 | 13610.7378 | 12363.1855 | 13274.2096 | 12402.7912 | 13767.7309
VIC | V5 | Gippsland | Wind | 0 | 1672.2865 | 1671.3628 | 1757.1547 | 1748.9572 | 2011.9538 | 5334.648 | 5796.2679 | 6648.2869 | 6029.7677 | 6161.2771 | 5932.1464 | 6103.04 | 6098.3767 | 5828.3447 | 6157.4774 | 5868.5516 | 6668.0163 | 6008.9894 | 6226.136 | 6106.1436 | 6248.7861 | 6172.5403 | 5871.2666 | 6241.9079 | 5996.4304 | 6778.3389
VIC | V6 | Central North VIC | Wind | 0 | 0.00070857 | 0.00066651 | 0.0016744 | 0.0017132 | 0.0031456 | 0.0030851 | 1186.0588 | 1221.6076 | 1232.9055 | 1197.6252 | 1080.541 | 1167.4936 | 1515.8318 | 1831.2245 | 1979.2941 | 2112.825 | 2242.0756 | 2255.9018 | 3678.435 | 3216.5993 | 3601.7274 | 3894.1062 | 3643.9608 | 3506.5064 | 3568.6175 | 3695.7973
SA | S1 | South East SA | Wind | 730.6463 | 2038.1067 | 1980.3763 | 3203.6975 | 3161.3953 | 2926.6041 | 3072.3772 | 2777.9752 | 3284.61 | 2968.1842 | 3267.8015 | 2961.9282 | 3159.3525 | 3250.1091 | 2988.4605 | 3263.5214 | 2966.274 | 3363.8964 | 3005.2241 | 3562.5018 | 3357.2218 | 3641.2039 | 3752.436 | 3357.0507 | 3547.1619 | 3271.2365 | 3696.3007
SA | S2 | Riverland | Wind | 0 | 0.00040385 | 0.00037875 | 0.00058645 | 0.00056111 | 0.00053985 | 0.00066222 | 0.00090796 | 0.0009551 | 0.00095376 | 0.0011042 | 0.00098893 | 0.0011682 | 0.0011511 | 0.0010678 | 0.0013309 | 0.0012438 | 0.0012756 | 0.0011012 | 0.0015856 | 0.0014193 | 0.0016888 | 0.0017635 | 0.0016623 | 0.0021568 | 0.0023542 | 0.0024943
SA | S3 | Mid-North SA | Wind | 4101.0049 | 4024.8374 | 3834.9308 | 4356.1446 | 4325.6331 | 6697.9755 | 6648.0453 | 6382.3716 | 6732.85 | 6451.7436 | 6288.4197 | 5614.9591 | 6263.3727 | 5770.4422 | 6445.7768 | 6557.5116 | 6078.5104 | 6246.3181 | 5987.5453 | 7290.4224 | 6104.2671 | 6952.3641 | 6603.998 | 6242.2821 | 7530.5662 | 8424.683 | 9853.2267
SA | S4 | Yorke Peninsula | Wind | 241.9853 | 224.1486 | 217.7863 | 286.6193 | 293.5068 | 280.4732 | 302.8749 | 280.0394 | 319.0413 | 290.1673 | 305.6015 | 267.5657 | 296.6693 | 315.5595 | 282.3475 | 293.8338 | 266.9325 | 294.4929 | 260.4466 | 277.0757 | 251.588 | 276.7823 | 293.1882 | 248.3913 | 258.9298 | 238.5827 | 255.1251
SA | S5 | Northern SA | Wind | 1291.2374 | 1256.2155 | 1262.243 | 1338.1954 | 1346.9364 | 1261.6568 | 1256.9905 | 1247.6421 | 1274.1102 | 1181.5283 | 1221.1499 | 1171.4963 | 1283.6053 | 1334.0142 | 1195.5876 | 1207.1557 | 1203.3693 | 1186.4036 | 1074.3293 | 1109.3793 | 1083.7779 | 1186.9121 | 576.0865 | 449.2389 | 444.6866 | 460.5709 | 484.1124
SA | S6 | Leigh Creek | Wind | 0 | 0.00095853 | 0.00093945 | 0.0012736 | 0.0012182 | 0.0044871 | 0.0047195 | 0.004548 | 0.0041845 | 0.004425 | 0.0040707 | 0.0038487 | 0.0040073 | 0.0040191 | 1911.7118 | 1898.5361 | 1790.5468 | 1702.2394 | 1714.0267 | 1634.7459 | 1626.9346 | 2116.2729 | 2060.638 | 6537.2659 | 6797.9483 | 6526.611 | 6095.5705
SA | S7 | Roxby Downs | Wind | 0 | 0 | 0 | 0 | 0 | 0 | 0 | 0 | 0 | 0 | 0 | 0 | 0 | 0 | 0 | 0 | 0 | 0 | 0 | 0 | 0 | 0 | 0 | 0 | 0 | 0 | 0
SA | S8 | Eastern Eyre Peninsula | Wind | 313.4455 | 294.4445 | 299.5077 | 342.3934 | 338.1145 | 342.4279 | 344.8625 | 497.4397 | 513.3703 | 472.6516 | 479.5462 | 434.9881 | 724.1772 | 761.5484 | 678.9613 | 704.247 | 666.1645 | 693.6452 | 635.1987 | 655.9423 | 589.6226 | 853.5734 | 887.3985 | 789.4529 | 810.5019 | 768.6352 | 791.6931
SA | S9 | Western Eyre Peninsula | Wind | 0 | 0.00093823 | 0.00089184 | 0.0021944 | 0.0022368 | 0.0020468 | 0.0020665 | 0.010661 | 0.011082 | 0.0103 | 0.010546 | 0.0095064 | 0.17777 | 0.18688 | 0.16888 | 0.16979 | 0.16499 | 0.16506 | 0.15053 | 0.15911 | 0.14547 | 0.16292 | 0.16659 | 0.14644 | 0.148 | 0.14311 | 0.14464
TAS | T1 | North East Tasmania | Wind | 500.7797 | 614.3601 | 687.3675 | 650.2845 | 671.007 | 627.3252 | 570.8847 | 558.5672 | 606.2311 | 903.6373 | 897.6202 | 954.9658 | 900.2439 | 985.8014 | 922.0147 | 873.2723 | 846.4616 | 912.43 | 895.8292 | 912.411 | 939.1887 | 896.2778 | 957.2134 | 897.7268 | 840.1562 | 825.4064 | 889.5813
TAS | T2 | North West Tasmania | Wind | 877.2253 | 838.3131 | 891.5505 | 953.2588 | 958.4798 | 1755.708 | 1667.5611 | 1594.6095 | 5394.5816 | 5882.5739 | 5600.5188 | 5631.9372 | 5792.1593 | 5964.0562 | 5834.715 | 5651.1019 | 5442.998 | 5962.3444 | 5892.1612 | 5671.7252 | 5759.0069 | 5988.689 | 6070.6565 | 6167.6442 | 5948.2948 | 5776.9306 | 6285.0042
TAS | T3 | Central Highlands | Wind | 491.2284 | 2916.3204 | 3086.0996 | 3182.5327 | 4640.9202 | 4377.4409 | 6301.3541 | 6213.9861 | 6742.4599 | 6570.3503 | 6200.6921 | 6407.3007 | 6467.1036 | 6855.2211 | 6542.8104 | 6390.9421 | 6248.8948 | 6753.4679 | 6578.4355 | 6274.4769 | 6551.8578 | 6196.6176 | 6893.4143 | 6621.274 | 6415.248 | 6314.7752 | 6760.5908
Region | REZ | REZ Name | Technology | 2023-24 | 2024-25 | 2025-26 | 2026-27 | 2027-28 | 2028-29 | 2029-30 | 2030-31 | 2031-32 | 2032-33 | 2033-34 | 2034-35 | 2035-36 | 2036-37 | 2037-38 | 2038-39 | 2039-40 | 2040-41 | 2041-42 | 2042-43 | 2043-44 | 2044-45 | 2045-46 | 2046-47 | 2047-48 | 2048-49 | 2049-50
NSW | O1 | Hunter Coast | Offshore Wind | 0 | 0 | 0 | 4.1615e-05 | 4.482e-05 | 5.3038e-05 | 4.7625e-05 | 6.5334e-05 | 6.0582e-05 | 6.6887e-05 | 9.2482e-05 | 9.5485e-05 | 9.5279e-05 | 0.00010127 | 0.00011621 | 9.9524e-05 | 0.00014763 | 0.00013909 | 0.00014056 | 0.00025197 | 0.00024675 | 0.0002453 | 0.00024687 | 0.00030346 | 0.00025927 | 0.00036144 | 0.00032518
NSW | O2 | Illawarra Coast | Offshore Wind | 0 | 0 | 0 | 4.1203e-05 | 4.3448e-05 | 5.032e-05 | 4.8837e-05 | 7.0302e-05 | 6.8003e-05 | 6.8223e-05 | 9.8569e-05 | 9.363e-05 | 9.2916e-05 | 9.422e-05 | 0.00011246 | 0.00010172 | 0.00016753 | 0.00017097 | 0.00016206 | 0.00024673 | 0.0002353 | 0.00023116 | 0.00022473 | 0.00030664 | 0.00027766 | 0.00049118 | 0.00047069
VIC | O3 | Gippsland Coast | Offshore Wind | 0 | 0 | 0 | 5.0602e-05 | 4.9906e-05 | 5.3763e-05 | 6.146e-05 | 6.7255e-05 | 7.9756e-05 | 8.091e-05 | 9.4784e-05 | 0.00010435 | 9.9639e-05 | 0.00011367 | 0.00015115 | 0.00017974 | 0.000173 | 0.00028204 | 0.00025818 | 0.0011061 | 0.0014128 | 0.0013727 | 0.012671 | 4274.9087 | 4957.312 | 4758.0796 | 6090.8716
TAS | O4 | North West Tasmania Coast | Offshore Wind | 0 | 0 | 0 | 3.9244e-05 | 4.4816e-05 | 4.8326e-05 | 5.5154e-05 | 5.4392e-05 | 6.7956e-05 | 7.1418e-05 | 7.6576e-05 | 8.4119e-05 | 8.6982e-05 | 9.8776e-05 | 0.00011509 | 0.00013316 | 0.00012052 | 0.00012094 | 0.0001165 | 0.00014319 | 0.00015289 | 0.00016464 | 0.00018019 | 0.00019092 | 0.00022221 | 0.00020601 | 0.00019896
VIC | O5 | Portland Coast | Offshore Wind | 0 | 0 | 0 | 4.2368e-05 | 4.4217e-05 | 4.5391e-05 | 5.8755e-05 | 6.2106e-05 | 6.8898e-05 | 6.6304e-05 | 7.4728e-05 | 8.3136e-05 | 7.9944e-05 | 9.6539e-05 | 0.00010071 | 0.00015985 | 0.00016658 | 0.00021134 | 0.00018467 | 0.0003336 | 0.00059048 | 0.00056685 | 1864.4287 | 1726.7001 | 3762.0981 | 3515.6504 | 3932.3062
SA | O6 | South East SA Coast | Offshore Wind | 0 | 0 | 0 | 3.7534e-05 | 4.1761e-05 | 4.2759e-05 | 5.4622e-05 | 5.6644e-05 | 6.7441e-05 | 6.357e-05 | 7.3202e-05 | 7.1975e-05 | 7.4956e-05 | 8.698e-05 | 8.4721e-05 | 0.00010576 | 0.00011792 | 0.00014182 | 0.0001192 | 0.00013077 | 0.00013945 | 0.00013876 | 0.00015706 | 0.00015127 | 0.00019557 | 0.00020339 | 0.00023156

## BaseCase_REZ Capacity
Capacity by REZ (MW) - BaseCase, Step Change Scenario
Capacity calculated on 1 July. In early study years some wind and solar projects enter later in the financial year and are therefore reflected in the following financial year's capacity.
Note: the REZ capacity includes capacity from the existing, committed and anticipated renewables mapped to the relevant REZs
Explicitly modelled generation
Region | REZ | REZ Name | Technology | 2023-24 | 2024-25 | 2025-26 | 2026-27 | 2027-28 | 2028-29 | 2029-30 | 2030-31 | 2031-32 | 2032-33 | 2033-34 | 2034-35 | 2035-36 | 2036-37 | 2037-38 | 2038-39 | 2039-40 | 2040-41 | 2041-42 | 2042-43 | 2043-44 | 2044-45 | 2045-46 | 2046-47 | 2047-48 | 2048-49 | 2049-50
QLD | Q1 | Far North QLD | Solar | 0 | 0 | 0 | 0 | 0 | 0 | 0 | 0 | 0 | 0 | 0 | 0 | 0 | 0 | 0 | 0 | 0.00010492 | 0.0001051 | 0.00010529 | 0.00011771 | 0.00013033 | 0.00013057 | 0.00013161 | 0.00016364 | 0.00016397 | 0.00018088 | 0.00018114
QLD | Q2 | North Qld Clean Energy Hub | Solar | 83 | 83 | 83 | 83 | 83 | 83 | 83 | 83 | 83 | 83 | 83 | 83 | 83 | 83 | 33 | 33 | 33.0001 | 33.0001 | 33.0001 | 33.0001 | 33.0001 | 33.0001 | 33.0001 | 18.0002 | 18.0002 | 0.00019661 | 0.0001971
QLD | Q3 | Northern Qld | Solar | 513.997 | 513.997 | 513.9971 | 513.9971 | 513.9971 | 513.9979 | 513.9979 | 513.9979 | 513.9979 | 513.9979 | 513.9979 | 513.9979 | 513.9979 | 513.9979 | 589.2398 | 589.2398 | 664.799 | 664.799 | 664.799 | 940.6133 | 812.6133 | 812.6133 | 812.6133 | 1516.0303 | 1405.6303 | 1405.6303 | 1273.0333
QLD | Q4 | Isaac | Solar | 684.9 | 684.9 | 684.9001 | 684.9001 | 684.9001 | 684.9003 | 684.9003 | 684.9004 | 684.9004 | 684.9006 | 684.9006 | 684.9006 | 684.9006 | 684.9006 | 684.9009 | 684.9011 | 684.9035 | 684.9035 | 684.9035 | 2253.9662 | 2253.9662 | 2211.4662 | 2845.881 | 5136.4015 | 5136.4015 | 5565.022 | 5407.522
QLD | Q5 | Barcaldine | Solar | 14 | 14 | 14.0001 | 14.0001 | 14.0001 | 20.0959 | 20.0959 | 20.0959 | 20.0959 | 20.0959 | 20.0959 | 20.0959 | 20.0959 | 20.0959 | 45.9254 | 45.9254 | 73.8521 | 73.8521 | 73.8521 | 73.8522 | 62.3337 | 62.3337 | 79.6978 | 90.0035 | 90.0035 | 90.0036 | 90.0036
QLD | Q6 | Fitzroy | Solar | 401.5 | 401.5 | 401.5001 | 401.5001 | 401.5001 | 401.5003 | 401.5005 | 401.5007 | 529.3242 | 791.8462 | 1272.7129 | 1272.7129 | 1272.7129 | 1272.7129 | 3247.232 | 3605.2188 | 6060.9136 | 7934.4995 | 7934.4995 | 7934.5 | 7934.5 | 7934.5 | 7934.5 | 7934.5 | 7934.5 | 7934.5 | 7961.731
QLD | Q7 | Wide Bay | Solar | 619.03 | 619.03 | 619.03 | 619.03 | 619.03 | 619.0301 | 619.0302 | 619.0302 | 619.0303 | 619.0305 | 619.0305 | 619.0305 | 619.0305 | 619.0305 | 619.0348 | 619.0348 | 651.7351 | 733.7839 | 933.034 | 2819.03 | 2819.03 | 2819.03 | 2819.03 | 2819.03 | 2596.53 | 2596.53 | 2631.039
QLD | Q8 | Darling Downs | Solar | 1330.558 | 1476.558 | 1476.5581 | 1476.5581 | 1476.5581 | 1666.8875 | 1666.8875 | 2366.3539 | 2679.1171 | 3087.8015 | 4173.2457 | 4992.2306 | 4992.2306 | 4871.2306 | 5120.857 | 5120.857 | 7562.363 | 7562.363 | 7562.363 | 8347.558 | 8322.558 | 8163.958 | 8131.854 | 7882.5 | 7482.5 | 7809.703 | 10073.314
QLD | Q9 | Banana | Solar | 0 | 0 | 0.00010347 | 0.00011629 | 0.00011737 | 0.00026414 | 31.9031 | 59.5221 | 166.8121 | 166.8122 | 192.3804 | 192.3804 | 192.3804 | 192.3804 | 273.1726 | 273.1727 | 2325.6133 | 3005.4197 | 3005.4197 | 6100 | 6100 | 6100 | 6183.0645 | 6392.998 | 6953.838 | 8496.069 | 9069.372
NSW | N1 | North West NSW | Solar | 166 | 166.0001 | 166.0001 | 166.0001 | 166.0017 | 174.047 | 181.5886 | 188.136 | 188.136 | 189.7355 | 189.7355 | 189.7355 | 189.7355 | 189.7355 | 202.4326 | 203.3526 | 240.3146 | 257.9207 | 259.6686 | 259.6686 | 268.5934 | 268.5934 | 268.5934 | 275.4511 | 275.6519 | 275.652 | 275.652
NSW | N2 | New England | Solar | 555 | 555 | 555 | 555 | 555.0004 | 555.0004 | 555.0007 | 866.7357 | 866.7357 | 866.7357 | 866.7358 | 866.7358 | 866.7358 | 887.7253 | 2438.4539 | 2438.4539 | 2649.5542 | 3540 | 3540 | 3540.0012 | 3520.0012 | 3520.0012 | 3520.0012 | 3767.6902 | 3767.6902 | 3767.6902 | 6583.1157
NSW | N3 | Central-West Orana | Solar | 826.979 | 906.98 | 1772.052 | 1772.0521 | 1772.0521 | 1772.0521 | 2244.5846 | 3564.009 | 3564.009 | 3564.009 | 4252.1892 | 4252.1892 | 4252.1892 | 4252.1892 | 4452.8174 | 5154.966 | 7074.713 | 7074.713 | 7074.713 | 7654.954 | 7997.5663 | 7997.5663 | 7997.5663 | 9875.438 | 11139.704 | 11909.546 | 11706.506
NSW | N4 | Broken Hill | Solar | 53 | 53 | 53 | 53 | 53 | 53.0002 | 53.0002 | 53.0003 | 53.0003 | 53.0003 | 53.0003 | 53.0005 | 53.0005 | 53.0005 | 53.0012 | 64.9576 | 194.1484 | 221.368 | 221.368 | 271.0364 | 324.8322 | 324.8322 | 324.8322 | 324.8322 | 324.8322 | 331.1746 | 331.1746
NSW | N5 | South West NSW | Solar | 1246.4 | 1500.5 | 1500.5452 | 1500.5452 | 1500.5452 | 1500.5452 | 1500.5452 | 1500.5452 | 1500.5452 | 1500.5504 | 1500.5504 | 1500.5504 | 1500.5504 | 1500.5504 | 1832.1302 | 1681.8307 | 1935.6379 | 2281.0047 | 2281.0047 | 2281.0047 | 2281.0047 | 2281.0047 | 2281.0047 | 2281.0047 | 2281.0047 | 2281.0047 | 2103.3757
NSW | N6 | Wagga Wagga | Solar | 302.672 | 682.672 | 682.6721 | 682.6721 | 682.6721 | 1335.3375 | 1710.672 | 1710.672 | 1710.672 | 1710.672 | 1710.672 | 1710.672 | 1710.672 | 1710.672 | 1710.672 | 1710.672 | 1710.6721 | 1710.6725 | 3327.744 | 3327.744 | 3327.744 | 3327.744 | 3327.744 | 3327.7443 | 3327.7443 | 3327.7443 | 3327.7443
NSW | N7 | Tumut | Solar | 0 | 0 | 0 | 0 | 0 | 0 | 0 | 0 | 0 | 0 | 0 | 0 | 0 | 0 | 0 | 0 | 0 | 0 | 0 | 0 | 0 | 0 | 0 | 0 | 0 | 0 | 0
NSW | N8 | Cooma-Monaro | Solar | 0 | 0 | 0 | 0 | 0 | 0 | 0 | 0 | 0 | 0 | 0 | 0 | 0 | 0 | 0 | 0 | 0 | 0 | 0 | 0 | 0 | 0 | 0 | 0 | 0 | 0 | 0
VIC | V1 | Ovens Murray | Solar | 0 | 0.00015786 | 0.00015883 | 0.00016685 | 0.00016696 | 0.0001689 | 0.00017961 | 0.00050606 | 0.00050616 | 1000 | 1000 | 1000 | 1000 | 1000 | 1096.4685 | 1240.2404 | 1329.4316 | 1732.2816 | 3171.5662 | 3171.5662 | 3171.5664 | 3171.5664 | 3812.0254 | 3950.207 | 3950.207 | 3950.207 | 3950.207
VIC | V2 | Murray River | Solar | 679.093 | 679.093 | 679.093 | 679.093 | 679.093 | 679.093 | 679.093 | 679.0931 | 679.0931 | 679.0931 | 679.0931 | 679.0932 | 679.0932 | 679.0932 | 679.0933 | 679.0938 | 687.5932 | 687.5932 | 687.5932 | 788.0416 | 860.4779 | 860.4779 | 829.3749 | 829.3749 | 829.3749 | 833.983 | 791.8448
VIC | V3 | Western Victoria | Solar | 0 | 0 | 0 | 0.00036773 | 0.0003718 | 0.00037293 | 0.00037681 | 0.00074517 | 0.0007454 | 400 | 400 | 423.7741 | 423.7742 | 423.7743 | 423.7743 | 691.8631 | 731.6305 | 731.6305 | 1614.2728 | 1614.2728 | 1790.689 | 1807.1037 | 1807.1037 | 1807.1037 | 1807.1037 | 1807.1038 | 1807.1038
VIC | V4 | South West Victoria | Solar | 0 | 0 | 0 | 0 | 0 | 0 | 0 | 0 | 0 | 0 | 0 | 0 | 0 | 0 | 0 | 0 | 0 | 0 | 0 | 0 | 0 | 0 | 0 | 0 | 0 | 0 | 0
VIC | V5 | Gippsland | Solar | 0 | 0 | 0 | 0.00021136 | 0.00021171 | 0.00021206 | 0.00021217 | 0.00027449 | 0.00027525 | 0.0013401 | 0.0013418 | 500.0001 | 500.0001 | 500.0001 | 500.0001 | 647.6888 | 2474 | 2474 | 2474 | 2474 | 2474 | 2474 | 2474 | 2474 | 2474 | 2474 | 2474
VIC | V6 | Central North VIC | Solar | 402.48 | 402.48 | 402.48 | 402.4802 | 402.4802 | 402.4802 | 402.4802 | 402.4805 | 402.4805 | 546.1178 | 546.1178 | 615.8388 | 615.8388 | 622.1599 | 637.7413 | 768.4165 | 865.0878 | 865.0878 | 865.0878 | 1397.3871 | 2063.8141 | 1953.3341 | 1953.3341 | 1989.7383 | 1989.7383 | 1992 | 1992
SA | S1 | South East SA | Solar | 155.16 | 155.16 | 155.1601 | 155.1601 | 155.1601 | 155.1601 | 155.1601 | 155.1602 | 155.1602 | 155.1603 | 155.1603 | 155.1603 | 155.1603 | 155.1603 | 155.1604 | 155.1605 | 155.1606 | 155.1608 | 108.0018 | 108.0018 | 108.0018 | 108.0018 | 108.0018 | 108.0018 | 108.0018 | 108.0018 | 0.0017627
SA | S2 | Riverland | Solar | 25.26 | 25.2601 | 25.2602 | 25.2602 | 25.2602 | 25.2602 | 25.2602 | 25.2604 | 19.1404 | 815.776 | 815.776 | 941.6687 | 941.6687 | 941.6688 | 941.6688 | 1084.0863 | 1348.9724 | 3993.4059 | 3981.646 | 4007.3795 | 4007.38 | 4007.38 | 4000 | 4000 | 4000 | 4000 | 4000
SA | S3 | Mid-North SA | Solar | 0 | 0 | 0.00011318 | 0.00011355 | 0.00011407 | 0.00011473 | 0.00011882 | 0.0002099 | 0.00021015 | 0.00025589 | 0.00025614 | 0.00050555 | 0.0005057 | 0.00050633 | 0.00055138 | 0.00055348 | 0.0010001 | 0.0010015 | 0.0010019 | 0.0012462 | 0.053499 | 0.053499 | 0.053499 | 0.053499 | 0.0535 | 0.053509 | 0.05351
SA | S4 | Yorke Peninsula | Solar | 0 | 0 | 0 | 0 | 0 | 0 | 0 | 0 | 0 | 0 | 0 | 0 | 0 | 0 | 0 | 0 | 0 | 0 | 0 | 0 | 0 | 0 | 0 | 0 | 0 | 0 | 0
SA | S5 | Northern SA | Solar | 349.2 | 349.2 | 349.2001 | 349.2001 | 349.2001 | 349.2001 | 349.2001 | 349.2002 | 349.2002 | 349.2004 | 349.2004 | 349.2005 | 349.2005 | 349.2005 | 349.2009 | 349.2009 | 349.2115 | 515.705 | 1343.7857 | 2005.9683 | 3249.1995 | 2979.1995 | 2979.1995 | 2979.1995 | 2899.9995 | 2899.9995 | 2899.9995
SA | S6 | Leigh Creek | Solar | 0 | 0 | 0.00014076 | 0.00014524 | 0.00014568 | 0.00018397 | 0.00018957 | 0.0004621 | 0.00046231 | 0.00046451 | 0.00046463 | 0.00094175 | 0.00094204 | 0.00094283 | 393.7867 | 393.7867 | 514.3837 | 514.3837 | 514.3837 | 577.3731 | 2251.2913 | 2251.2913 | 2251.2913 | 2280.0037 | 2280.0037 | 2698.2502 | 2725.009
SA | S7 | Roxby Downs | Solar | 0 | 0.00010971 | 0.00017072 | 0.00017116 | 0.00017139 | 0.00017226 | 0.00017263 | 0.00047855 | 0.00047872 | 0.0006917 | 0.00069182 | 520.2747 | 520.2747 | 520.2747 | 578.3407 | 578.3407 | 648.17 | 648.17 | 648.17 | 648.1701 | 755.267 | 755.267 | 755.267 | 755.267 | 755.267 | 756.5905 | 756.5905
SA | S8 | Eastern Eyre Peninsula | Solar | 0 | 0 | 0 | 0 | 0 | 0 | 0 | 0.00012929 | 0.00012948 | 0.00015031 | 0.00015084 | 0.00022287 | 0.00022299 | 0.00022758 | 0.00022952 | 0.00025637 | 0.00039186 | 0.00039277 | 0.00039318 | 0.00055198 | 0.00067473 | 0.00067488 | 0.00067503 | 0.00067585 | 0.00067632 | 0.00077704 | 0.00077887
SA | S9 | Western Eyre Peninsula | Solar | 0 | 0 | 0.00011013 | 0.00011151 | 0.00011196 | 0.00011274 | 0.00011625 | 0.0002223 | 0.0002226 | 0.00037291 | 0.00037308 | 0.00067288 | 0.00067303 | 0.00067402 | 0.00074166 | 0.00074494 | 0.0073729 | 0.019358 | 0.019362 | 0.037182 | 0.046725 | 0.046725 | 0.046725 | 0.046726 | 0.046726 | 0.046737 | 0.046739
TAS | T1 | North East Tasmania | Solar | 0 | 0 | 0 | 0 | 0 | 0 | 0.00010141 | 0.00014186 | 0.0001431 | 0.00028616 | 0.0002865 | 0.0057182 | 0.0057488 | 0.0057496 | 11.5314 | 11.5314 | 11.5314 | 11.5314 | 11.5316 | 11.5316 | 262.1258 | 300 | 300 | 300 | 300 | 300 | 300
TAS | T2 | North West Tasmania | Solar | 0 | 0 | 0 | 0 | 0 | 0 | 0 | 0 | 0 | 0.00013847 | 0.00013881 | 0.00018088 | 0.0002064 | 0.00020731 | 0.00024598 | 0.00031777 | 0.00032548 | 0.00032622 | 0.00075152 | 0.00075414 | 0.00075756 | 0.0057799 | 0.0057805 | 0.005781 | 0.0057819 | 0.0057835 | 0.005784
TAS | T3 | Central Highlands | Solar | 0 | 0 | 0 | 0 | 0 | 0 | 0 | 0 | 0.00010115 | 0.00015546 | 0.00015594 | 0.00023025 | 0.00024706 | 0.00024859 | 0.00038609 | 0.00039002 | 0.00040923 | 0.00040964 | 0.00059511 | 0.00069329 | 0.0013298 | 150 | 150 | 150 | 150 | 150 | 150
Region | REZ | REZ Name | Technology | 2023-24 | 2024-25 | 2025-26 | 2026-27 | 2027-28 | 2028-29 | 2029-30 | 2030-31 | 2031-32 | 2032-33 | 2033-34 | 2034-35 | 2035-36 | 2036-37 | 2037-38 | 2038-39 | 2039-40 | 2040-41 | 2041-42 | 2042-43 | 2043-44 | 2044-45 | 2045-46 | 2046-47 | 2047-48 | 2048-49 | 2049-50
QLD | Q1 | Far North QLD | Wind | 337.318 | 829.2917 | 829.2917 | 829.2917 | 829.2917 | 829.2917 | 829.2917 | 886.1602 | 886.1602 | 907.3182 | 907.3185 | 907.3185 | 907.3185 | 907.3185 | 1246.2193 | 1246.2193 | 1246.2193 | 1344.2526 | 1344.2526 | 1386.1022 | 1307.1344 | 1307.1344 | 1307.1344 | 1353.6318 | 1354.8854 | 1334.9488 | 1839.4641
QLD | Q2 | North Qld Clean Energy Hub | Wind | 43.2 | 51.2262 | 51.2262 | 51.2262 | 51.2262 | 748.5672 | 748.5672 | 748.5672 | 748.5672 | 748.5672 | 775.7083 | 778.0097 | 778.0097 | 778.0097 | 800.2205 | 800.2205 | 800.2205 | 800.2205 | 800.2205 | 800.2207 | 1200.0604 | 1200.0604 | 1156.8604 | 1158.7579 | 1158.7579 | 1158.758 | 1158.758
QLD | Q3 | Northern Qld | Wind | 0 | 0 | 0 | 0 | 0 | 0 | 0 | 0 | 0 | 0 | 0 | 0 | 0 | 0 | 0 | 0 | 0 | 0 | 0 | 0 | 0 | 0 | 0 | 0 | 0 | 0 | 0
QLD | Q4 | Isaac | Wind | 0 | 0.00029108 | 0.00029124 | 0.00030318 | 0.00074953 | 1000.0003 | 1000.0003 | 1000.0007 | 1000.0007 | 1000.0007 | 1000.0007 | 1000.0007 | 1000.0007 | 1000.0007 | 1000.0007 | 1000.0007 | 1000.0007 | 1000.0007 | 1000.0007 | 1000.0007 | 1000.0007 | 1000.0007 | 1000.0007 | 1367.0562 | 1367.0562 | 1367.0564 | 1367.0564
QLD | Q5 | Barcaldine | Wind | 0 | 0.00027574 | 0.00027606 | 0.00052166 | 0.0014652 | 0.0024983 | 0.0024995 | 89.6654 | 100.5292 | 102.6862 | 114.55 | 114.55 | 114.55 | 114.55 | 114.55 | 114.55 | 114.55 | 118.3934 | 118.3935 | 118.9669 | 132.0964 | 132.0964 | 132.0965 | 132.0967 | 132.0967 | 132.0967 | 132.0967
QLD | Q6 | Fitzroy | Wind | 0 | 0.00095407 | 0.00095458 | 511.794 | 900.0002 | 1129.8021 | 1129.8021 | 1182.9961 | 1182.9961 | 1182.9962 | 1614.9721 | 1614.9721 | 1614.9721 | 1614.9721 | 3500 | 3500 | 3500 | 3500 | 3500 | 3500 | 3500 | 3500 | 3500 | 3919.422 | 3919.422 | 3919.422 | 3919.422
QLD | Q7 | Wide Bay | Wind | 0 | 0.00022686 | 0.00022717 | 0.0002477 | 0.00027518 | 168.6802 | 168.6802 | 168.6802 | 168.6802 | 168.6802 | 168.6803 | 168.6803 | 168.6803 | 168.6803 | 168.6803 | 168.6803 | 168.6803 | 168.6803 | 168.6803 | 168.6803 | 168.6803 | 168.6803 | 168.6803 | 477.817 | 1100.0001 | 1100.0001 | 1100.0001
QLD | Q8 | Darling Downs | Wind | 753 | 1552.4821 | 1552.4821 | 1552.4823 | 2325.9982 | 3104.5513 | 3104.5513 | 4720.335 | 4720.335 | 6095.7251 | 6525.9976 | 6525.9976 | 6525.9976 | 6525.9976 | 6525.9976 | 6525.9976 | 6525.9976 | 6525.9976 | 6525.9976 | 7404.6954 | 7404.6954 | 6951.6954 | 6951.6954 | 9213.7146 | 9213.7146 | 9213.7146 | 9213.7146
QLD | Q9 | Banana | Wind | 0 | 0.00011539 | 0.00011547 | 0.00014014 | 0.0003471 | 238.0733 | 238.0733 | 238.0733 | 238.0733 | 238.0735 | 238.0735 | 238.0735 | 238.0735 | 238.0735 | 238.0737 | 238.0737 | 238.0737 | 362.466 | 814.6299 | 814.6299 | 935.9462 | 935.9462 | 935.9462 | 1845.0318 | 1845.0318 | 1845.0318 | 1845.0318
NSW | N1 | North West NSW | Wind | 0 | 0 | 0 | 0 | 0 | 0 | 0 | 0 | 0 | 0 | 0 | 0 | 0 | 0 | 0 | 0 | 0 | 0 | 0 | 0 | 0 | 0 | 0 | 0 | 0 | 0 | 0
NSW | N2 | New England | Wind | 442.48 | 442.4846 | 454.3114 | 454.3114 | 3335.1052 | 4035.7389 | 4035.7389 | 4143.9291 | 4143.9291 | 4143.9291 | 4157.918 | 4323.0176 | 6052.4983 | 6664.29 | 7131.2217 | 6958.7417 | 6958.7417 | 6958.7417 | 6958.7417 | 7416.8213 | 7400 | 7400 | 7400 | 7400 | 7400 | 7400 | 7400
NSW | N3 | Central-West Orana | Wind | 113.19 | 2240.861 | 2240.861 | 3113.19 | 3590.0345 | 3590.0345 | 3820.656 | 4282.0987 | 4282.0987 | 4873.4632 | 5582.462 | 5582.462 | 5582.462 | 5582.462 | 5582.462 | 5582.462 | 5936.3697 | 5992.7564 | 5992.7564 | 7110.111 | 8422.0626 | 8422.0626 | 8447.0826 | 9244.353 | 10769.19 | 10769.19 | 10656
NSW | N4 | Broken Hill | Wind | 198.94 | 198.94 | 198.94 | 198.9403 | 198.9403 | 198.9405 | 198.9409 | 259.223 | 259.223 | 263.8398 | 263.8398 | 263.8398 | 263.8398 | 263.8398 | 263.8398 | 263.8398 | 263.8398 | 269.2484 | 269.2484 | 281.531 | 274.7073 | 274.7073 | 274.7073 | 306.3983 | 306.3983 | 306.3983 | 306.3983
NSW | N5 | South West NSW | Wind | 0 | 0 | 0.00031587 | 0.00032438 | 0.00032703 | 0.00033186 | 0.00041858 | 0.00061339 | 0.00061603 | 0.00065723 | 0.00082911 | 0.00082975 | 0.00083049 | 0.00083351 | 0.00083656 | 0.00084089 | 0.00084253 | 0.0018861 | 0.0018875 | 355.2635 | 355.2635 | 355.2635 | 355.2636 | 355.2636 | 355.2639 | 355.2639 | 355.2639
NSW | N6 | Wagga Wagga | Wind | 0 | 0 | 0 | 0 | 0.0002095 | 0.00026043 | 0.00037081 | 0.0004906 | 0.000494 | 0.00049726 | 0.00051669 | 0.00051691 | 0.00051724 | 0.00052156 | 0.00052508 | 0.00056149 | 0.00056546 | 0.0010225 | 0.0010234 | 0.0018683 | 0.0018686 | 0.0018701 | 0.0019512 | 0.0019548 | 191.5045 | 191.5046 | 300.0011
NSW | N7 | Tumut | Wind | 0 | 0 | 0 | 0 | 0 | 0 | 0 | 0 | 0 | 0 | 0 | 0 | 0 | 0 | 0 | 0 | 0 | 0 | 0 | 0 | 0 | 0 | 0 | 0 | 0 | 0 | 0
NSW | N8 | Cooma-Monaro | Wind | 113 | 372.2636 | 412.1289 | 412.1289 | 412.1289 | 412.1289 | 413 | 413.5514 | 413.5514 | 413.5514 | 416.5933 | 416.5933 | 416.5933 | 416.5933 | 416.5933 | 416.5935 | 417.5679 | 828 | 828 | 828 | 828 | 828 | 828 | 828 | 828 | 828 | 828
VIC | V1 | Ovens Murray | Wind | 0 | 0 | 0 | 0 | 0 | 0 | 0 | 0 | 0 | 0 | 0 | 0 | 0 | 0 | 0 | 0 | 0 | 0 | 0 | 0 | 0 | 0 | 0 | 0 | 0 | 0 | 0
VIC | V2 | Murray River | Wind | 0 | 0 | 0 | 0 | 0 | 0 | 0 | 0 | 0 | 0 | 0 | 0 | 0 | 0 | 0 | 0 | 0 | 0 | 0 | 0 | 0 | 0 | 0 | 0 | 0 | 0 | 0
VIC | V3 | Western Victoria | Wind | 1934.5 | 1934.5 | 1934.5 | 1934.5 | 1934.5002 | 1934.5012 | 1941.2106 | 2047.9086 | 2047.9086 | 2062.585 | 2140.3161 | 1948.3162 | 1948.3162 | 1997.2888 | 2365.6765 | 2365.6765 | 2365.6765 | 2365.6765 | 2365.6765 | 2358.9507 | 2227.7509 | 1915.751 | 1915.7551 | 2566.1131 | 2326.1131 | 2521.0562 | 2431.4824
VIC | V4 | South West Victoria | Wind | 2023.21 | 2416.243 | 2416.243 | 2838.3705 | 2838.3705 | 2873.2973 | 2939.8165 | 3191.5364 | 3191.5364 | 3605.6389 | 5292.8108 | 5405.6197 | 5405.6197 | 5405.6197 | 5398.51 | 4978.51 | 4978.51 | 4856.26 | 4856.26 | 4836.76 | 4644.16 | 4644.16 | 3780.6 | 3780.6 | 3780.6 | 3780.6 | 3780.6
VIC | V5 | Gippsland | Wind | 0 | 500.0002 | 500.0002 | 530.946 | 530.946 | 645.0914 | 1759.898 | 2000 | 2000 | 2000 | 2000 | 2000 | 2000 | 2000 | 2000 | 2000 | 2000 | 2000 | 2000 | 2000 | 2000 | 2000 | 2000 | 2000 | 2000 | 2000 | 2000
VIC | V6 | Central North VIC | Wind | 0 | 0.00030091 | 0.00030095 | 0.00066682 | 0.00067331 | 0.0012458 | 0.0012476 | 444.7848 | 444.7848 | 452.9507 | 452.9507 | 452.9507 | 452.9507 | 573.2925 | 732.9314 | 845.9704 | 916.2161 | 946.0039 | 946.0039 | 1600 | 1600 | 1600 | 1600 | 1600 | 1600 | 1600 | 1600
SA | S1 | South East SA | Wind | 324.5 | 759.5671 | 759.5671 | 1086.4183 | 1086.4183 | 1086.4183 | 1124.5006 | 1090.5984 | 1090.5984 | 1090.5984 | 1158.627 | 1158.627 | 1078.127 | 1088.5337 | 1112.9744 | 1143.6759 | 1143.6759 | 1123.0442 | 1123.0442 | 1298.1537 | 1347.9462 | 1347.9462 | 1347.9462 | 1347.9462 | 1378.2791 | 1378.2791 | 1388.9323
SA | S2 | Riverland | Wind | 0 | 0.00011065 | 0.00011068 | 0.00027614 | 0.00027863 | 0.00028824 | 0.00033378 | 0.00047127 | 0.00047288 | 0.00051102 | 0.00057043 | 0.00057234 | 0.00060613 | 0.00061488 | 0.00062461 | 0.00073325 | 0.0007365 | 0.00074142 | 0.00074232 | 0.00096873 | 0.00097188 | 0.0010299 | 0.0010935 | 0.0011328 | 0.0013717 | 0.0015743 | 0.0015761
SA | S3 | Mid-North SA | Wind | 1343.1 | 1343.1007 | 1343.1007 | 1368.4791 | 1368.4791 | 2197.5978 | 2197.5979 | 2197.5985 | 2197.5985 | 2197.5985 | 2098.8985 | 2098.8985 | 2027.4985 | 1850.9595 | 2188.2015 | 2223.3997 | 2155.3499 | 2155.3499 | 2155.3499 | 2578.3179 | 2364.4179 | 2364.4179 | 2233.6179 | 2233.6179 | 2714.7586 | 3234.6442 | 3598.118
SA | S4 | Yorke Peninsula | Wind | 90.75 | 90.751 | 90.751 | 104.8724 | 105.0317 | 105.0317 | 105.6503 | 108.4134 | 108.4134 | 108.4134 | 108.4134 | 108.4134 | 108.4134 | 108.4134 | 108.4134 | 108.4134 | 108.4134 | 108.4135 | 108.4135 | 108.4135 | 108.4135 | 108.4146 | 108.4154 | 108.4154 | 108.4154 | 108.4154 | 108.4293
SA | S5 | Northern SA | Wind | 422.4 | 422.4 | 422.4 | 422.4 | 422.4 | 422.4 | 422.4 | 422.4 | 422.4 | 422.4 | 422.4 | 422.4 | 422.4 | 422.4 | 422.4 | 422.4 | 422.4 | 422.4 | 422.4 | 422.4 | 422.4 | 422.4 | 210 | 210 | 210 | 210 | 210
SA | S6 | Leigh Creek | Wind | 0 | 0.00034904 | 0.00034917 | 0.00043003 | 0.0004384 | 0.0014899 | 0.0015701 | 0.0015993 | 0.0015995 | 0.0016017 | 0.0016021 | 0.0016034 | 0.001604 | 0.0016257 | 609.7949 | 609.7949 | 609.7949 | 609.7949 | 609.7949 | 609.7949 | 609.7949 | 739.2515 | 739.2515 | 2307.9294 | 2399.9999 | 2399.9999 | 2399.9999
SA | S7 | Roxby Downs | Wind | 0 | 0 | 0 | 0 | 0 | 0 | 0 | 0 | 0 | 0 | 0 | 0 | 0 | 0 | 0 | 0 | 0 | 0 | 0 | 0 | 0 | 0 | 0 | 0 | 0 | 0 | 0
SA | S8 | Eastern Eyre Peninsula | Wind | 136 | 136.0004 | 136.0004 | 136.0012 | 136.0013 | 136.0013 | 136.0013 | 186.3039 | 186.3039 | 186.3039 | 186.3039 | 186.3039 | 245.4938 | 245.4938 | 245.4938 | 245.4938 | 245.4938 | 245.4938 | 245.4938 | 245.4938 | 245.4938 | 319.0176 | 319.0177 | 319.0177 | 319.0177 | 319.0177 | 319.0177
SA | S9 | Western Eyre Peninsula | Wind | 0 | 0.00034591 | 0.00034602 | 0.00072966 | 0.00075242 | 0.00076171 | 0.000766 | 0.0039885 | 0.0039896 | 0.0040148 | 0.0040317 | 0.0040341 | 0.065632 | 0.065638 | 0.065644 | 0.065645 | 0.065646 | 0.065656 | 0.065656 | 0.065669 | 0.065673 | 0.066263 | 0.066269 | 0.066292 | 0.066296 | 0.066299 | 0.066301
TAS | T1 | North East Tasmania | Wind | 168 | 196.5305 | 196.5305 | 196.5305 | 196.5305 | 196.5305 | 196.5305 | 196.5305 | 196.5306 | 282.1057 | 282.1057 | 282.1057 | 282.1057 | 282.1057 | 282.1057 | 282.1057 | 282.1057 | 282.1057 | 282.1057 | 282.1057 | 282.1057 | 282.1057 | 282.1057 | 282.1057 | 282.1057 | 282.1057 | 282.1057
TAS | T2 | North West Tasmania | Wind | 251.6 | 251.6013 | 251.6013 | 251.6013 | 251.6014 | 460.5042 | 460.5043 | 460.5048 | 1271.9792 | 1402.4346 | 1402.4346 | 1402.4346 | 1402.4346 | 1402.4347 | 1402.4347 | 1402.4347 | 1402.4347 | 1402.4347 | 1402.4347 | 1402.4347 | 1402.4347 | 1402.4347 | 1402.4349 | 1471.0075 | 1471.0075 | 1471.0075 | 1471.0075
TAS | T3 | Central Highlands | Wind | 144 | 665.3717 | 665.3717 | 681.7947 | 941.0813 | 943.6491 | 1404.1041 | 1413.4898 | 1430.2533 | 1430.2533 | 1430.2533 | 1430.2533 | 1430.2533 | 1430.2533 | 1430.2533 | 1430.2533 | 1430.2533 | 1430.2533 | 1430.2533 | 1430.2533 | 1430.2533 | 1286.2534 | 1383.2746 | 1383.2746 | 1383.2746 | 1383.2746 | 1383.2746
Region | REZ | REZ Name | Technology | 2023-24 | 2024-25 | 2025-26 | 2026-27 | 2027-28 | 2028-29 | 2029-30 | 2030-31 | 2031-32 | 2032-33 | 2033-34 | 2034-35 | 2035-36 | 2036-37 | 2037-38 | 2038-39 | 2039-40 | 2040-41 | 2041-42 | 2042-43 | 2043-44 | 2044-45 | 2045-46 | 2046-47 | 2047-48 | 2048-49 | 2049-50
NSW | O1 | Hunter Coast | Offshore Wind | 0 | 0 | 0 | 0 | 0 | 0 | 0 | 0 | 0 | 0 | 0 | 0 | 0 | 0 | 0 | 0 | 0 | 0 | 0 | 0.00010316 | 0.00010395 | 0.00010408 | 0.00010534 | 0.00012307 | 0.0001232 | 0.00015315 | 0.00015325
NSW | O2 | Illawarra Coast | Offshore Wind | 0 | 0 | 0 | 0 | 0 | 0 | 0 | 0 | 0 | 0 | 0 | 0 | 0 | 0 | 0 | 0 | 0 | 0 | 0 | 0 | 0 | 0 | 0 | 0.00012531 | 0.0001256 | 0.00019771 | 0.00019841
VIC | O3 | Gippsland Coast | Offshore Wind | 0 | 0 | 0 | 0 | 0 | 0 | 0 | 0 | 0 | 0 | 0 | 0 | 0 | 0 | 0 | 0 | 0 | 0 | 0 | 0.00035158 | 0.0004482 | 0.00044898 | 0.0037619 | 1097.7126 | 1241.4456 | 1241.4456 | 1403.8274
TAS | O4 | North West Tasmania Coast | Offshore Wind | 0 | 0 | 0 | 0 | 0 | 0 | 0 | 0 | 0 | 0 | 0 | 0 | 0 | 0 | 0 | 0 | 0 | 0 | 0 | 0 | 0 | 0 | 0 | 0 | 0 | 0 | 0
VIC | O5 | Portland Coast | Offshore Wind | 0 | 0 | 0 | 0 | 0 | 0 | 0 | 0 | 0 | 0 | 0 | 0 | 0 | 0 | 0 | 0 | 0 | 0 | 0 | 0.00012378 | 0.00021003 | 0.00021017 | 469.977 | 469.977 | 933.4535 | 933.4535 | 933.4535
SA | O6 | South East SA Coast | Offshore Wind | 0 | 0 | 0 | 0 | 0 | 0 | 0 | 0 | 0 | 0 | 0 | 0 | 0 | 0 | 0 | 0 | 0 | 0 | 0 | 0 | 0 | 0 | 0 | 0 | 0 | 0 | 0

## BaseCase_VOM Cost
VOM cost by technology ($000s) - BaseCase, Step Change Scenario
VOM | Real June 2021 dollars discounted to 1 July 2021
Explicitly modelled generation
Region | Technology | 2023-24 | 2024-25 | 2025-26 | 2026-27 | 2027-28 | 2028-29 | 2029-30 | 2030-31 | 2031-32 | 2032-33 | 2033-34 | 2034-35 | 2035-36 | 2036-37 | 2037-38 | 2038-39 | 2039-40 | 2040-41 | 2041-42 | 2042-43 | 2043-44 | 2044-45 | 2045-46 | 2046-47 | 2047-48 | 2048-49 | 2049-50
NEM | Black Coal | 331358.9817 | 274668.6869 | 254367.4208 | 223718.394 | 168325.4283 | 133590.448 | 114448.4987 | 79326.127 | 72822.8292 | 61531.6933 | 37687.678 | 35467.7125 | 29406.259 | 27284.4814 | 27142.7777 | 24465.8377 | 6667.2852 | 2460.2868 | 2321.631 | 0 | 0 | 0 | 0 | 0 | 0 | 0 | 0
NEM | Brown Coal | 106918.438 | 88618.5845 | 78383.357 | 58019.697 | 56060.7765 | 44728.6835 | 26769.693 | 16449.6925 | 12412.2565 | 0 | 0 | 0 | 0 | 0 | 0 | 0 | 0 | 0 | 0 | 0 | 0 | 0 | 0 | 0 | 0 | 0 | 0
NEM | CCGT | 14279.6286 | 10331.0212 | 19050.0731 | 22550.7024 | 22592.3438 | 24713.3747 | 26958.4514 | 29140.2775 | 25107.474 | 23314.5139 | 30187.2357 | 32630.9817 | 23497.5194 | 20312.0203 | 14979.439 | 15048.9024 | 12687.7068 | 10411.9932 | 8055.0926 | 8864.255 | 6686.5577 | 4931.3787 | 2723.1833 | 1923.169 | 1786.2309 | 1657.4446 | 1613.1522
NEM | Gas - Steam | 238.9441 | 218.5598 | 651.0039 | 290.6322 | 191.2472 | 400.9715 | 296.5898 | 1540.1635 | 566.2716 | 1401.8319 | 873.6883 | 1028.9423 | 892.4773 | 1003.9678 | 1044.8257 | 1036.2667 | 0 | 0 | 0 | 0 | 0 | 0 | 0 | 0 | 0 | 0 | 0
NEM | OCGT / Diesel | 1875.5311 | 1532.8687 | 3096.6941 | 3101.7931 | 2236.0886 | 3221.0258 | 2413.7768 | 8733.1099 | 5343.3126 | 9637.0437 | 12556.0267 | 20121.6537 | 12356.066 | 14847.6582 | 12129.7923 | 9537.5215 | 20410.0441 | 14409.9144 | 8337.9677 | 8950.0453 | 14919.5022 | 8216.7513 | 9767.7376 | 9516.404 | 4221.6096 | 6686.3411 | 5467.1966
NEM | Hydro | 115773.6695 | 100442.6298 | 97385.4903 | 89105.5691 | 70397.7128 | 79995.0551 | 82117.545 | 76190.189 | 70774.9946 | 64237.6245 | 65006.2237 | 62713.2324 | 54526.7165 | 47590.6701 | 54971.9561 | 47439.6337 | 41366.5081 | 36827.8312 | 33701.3411 | 36119.0511 | 35905.4361 | 31904.8819 | 28525.2637 | 33333.6966 | 30426.3394 | 28579.4451 | 26570.6452
NEM | Hydrogen Turbine | 0 | 0 | 0 | 0 | 0 | 0 | 0 | 0 | 0 | 0 | 0 | 0 | 0 | 0 | 0 | 0 | 0 | 0 | 0 | 0 | 0 | 0 | 0 | 0 | 0 | 0 | 0
NEM | Wind | 2522.8219 | 3882.0649 | 3770.5463 | 4231.2126 | 5288.3454 | 5949.763 | 5951.8166 | 6121.9133 | 6217.3041 | 6145.0021 | 6204.4885 | 5808.3156 | 5874.084 | 5812.9464 | 5888.048 | 5499.5449 | 5084.7697 | 4866.4789 | 4564.0526 | 4564.1408 | 4355.3952 | 4176.4004 | 4037.2929 | 4372.2033 | 4277.3528 | 4042.922 | 3872.4501
NEM | Solar PV | 1829.3886 | 1599.7924 | 1738.1358 | 1733.8691 | 1628.1885 | 1528.8355 | 1637.6316 | 1893.0781 | 1884.5715 | 2127.1677 | 2234.4876 | 2255.8747 | 2197.1427 | 2081.8744 | 2068.8608 | 2183.4617 | 2852.5587 | 2996.1124 | 3252.8401 | 3580.0914 | 3496.2941 | 3322.0513 | 3248.9589 | 2893.2826 | 2789.6284 | 2928.358 | 2825.9719
NEM | Grid Battery | 36.6872 | 34.4502 | 117.8399 | 190.2174 | 392.1442 | 716.2096 | 702.6733 | 810.9845 | 763.6037 | 1296.1982 | 1315.8269 | 1211.1561 | 1235.4501 | 1178.6678 | 1060.9004 | 1022.4115 | 1487.7916 | 1541.3227 | 1881.9261 | 2159.3604 | 2037.5445 | 2003.7695 | 1932.9924 | 1590.354 | 1453.3877 | 1620.6284 | 1475.4174
NEM | Pumped Hydro | 3583.5374 | 5592.958 | 5298.6249 | 8707.4424 | 10988.9118 | 16800.3932 | 17012.2572 | 22588.4518 | 21820.1929 | 19803.941 | 19810.0537 | 18647.3021 | 19819.8294 | 18568.8547 | 17377.9061 | 14012.302 | 11579.6326 | 9531.5258 | 11025.3174 | 9900.1856 | 8251.5001 | 7882.275 | 7168.6513 | 8753.0164 | 6490.4463 | 5535.7968 | 4101.1816
NEM | VPP | 19.3526 | 36.6196 | 61.6707 | 85.3429 | 108.7637 | 126.4508 | 160.1576 | 183.6908 | 200.2386 | 220.9785 | 248.0223 | 265.9287 | 287.6602 | 308.5432 | 305.8677 | 315.3469 | 327.897 | 316.5224 | 326.0979 | 315.2605 | 302.2535 | 304.2925 | 307.6368 | 283.1708 | 278.9385 | 278.3192 | 265.7344
Total excluding storage |  | 578436.9807 | 486958.2361 | 463920.8569 | 411734.8722 | 338209.9508 | 311771.2107 | 278469.091 | 242977.6778 | 217913.0492 | 189715.9948 | 176123.7315 | 180151.0998 | 150093.2045 | 138989.6843 | 136970.3738 | 120561.2291 | 102464.1938 | 83361.9877 | 73466.2666 | 74452.3901 | 75954.4835 | 62741.8008 | 57711.7171 | 62665.2967 | 51723.9336 | 51329.2551 | 46191.7493
Region | Technology | 2023-24 | 2024-25 | 2025-26 | 2026-27 | 2027-28 | 2028-29 | 2029-30 | 2030-31 | 2031-32 | 2032-33 | 2033-34 | 2034-35 | 2035-36 | 2036-37 | 2037-38 | 2038-39 | 2039-40 | 2040-41 | 2041-42 | 2042-43 | 2043-44 | 2044-45 | 2045-46 | 2046-47 | 2047-48 | 2048-49 | 2049-50
NSW1 | Black Coal | 166038.888 | 131067.311 | 114351.457 | 102519.832 | 67103.7765 | 58415.765 | 46124.73 | 35389.3605 | 33358.986 | 32300.044 | 17026.2055 | 16529.3055 | 13790.8085 | 11657.038 | 12330.4795 | 11734.1975 | 0 | 0 | 0 | 0 | 0 | 0 | 0 | 0 | 0 | 0 | 0
NSW1 | Brown Coal | 0 | 0 | 0 | 0 | 0 | 0 | 0 | 0 | 0 | 0 | 0 | 0 | 0 | 0 | 0 | 0 | 0 | 0 | 0 | 0 | 0 | 0 | 0 | 0 | 0 | 0 | 0
NSW1 | CCGT | 91.8161 | 40.1074 | 1834.7388 | 3760.4265 | 4257.95 | 3435.7472 | 5407.108 | 4960.9245 | 4250.8145 | 3421.862 | 5560.6925 | 6220.437 | 3784.8272 | 3780.4242 | 3881.943 | 4207.01 | 3902.499 | 3017.3562 | 2359.1082 | 2708.3792 | 0 | 0 | 0 | 0 | 0 | 0 | 0
NSW1 | Gas - Steam | 0 | 0 | 0 | 0 | 0 | 0 | 0 | 0 | 0 | 0 | 0 | 0 | 0 | 0 | 0 | 0 | 0 | 0 | 0 | 0 | 0 | 0 | 0 | 0 | 0 | 0 | 0
NSW1 | OCGT / Diesel | 65.8384 | 31.322 | 167.3111 | 182.7517 | 112.3084 | 15.5788 | 12.3891 | 321.3101 | 56.8718 | 377.8844 | 524.4927 | 2368.7853 | 1133.844 | 2077.1183 | 867.4842 | 926.8107 | 3537.9535 | 3015.9048 | 1625.7108 | 1298.7607 | 2935.2868 | 1168.2855 | 1839.2885 | 1239.9857 | 890.0804 | 990.0833 | 1021.4932
NSW1 | Hydro | 13510.626 | 17877.5414 | 17669.104 | 16876.4282 | 13412.584 | 18303.3613 | 14450.2183 | 13892.249 | 12804.3473 | 10806.5988 | 12324.029 | 12202.3496 | 10791.8681 | 8796.0835 | 11776.9245 | 9269.7169 | 7630.1968 | 7224.0735 | 6541.1414 | 6933.0119 | 6791.3704 | 5914.4759 | 4853.1934 | 6898.0615 | 6384.8869 | 5900.4559 | 5443.6682
NSW1 | Hydrogen Turbine | 0 | 0 | 0 | 0 | 0 | 0 | 0 | 0 | 0 | 0 | 0 | 0 | 0 | 0 | 0 | 0 | 0 | 0 | 0 | 0 | 0 | 0 | 0 | 0 | 0 | 0 | 0
NSW1 | Wind | 524.0031 | 1148.7679 | 1107.2058 | 1292.3174 | 1987.232 | 2058.9584 | 1896.5449 | 1880.1498 | 1773.3879 | 1789.2806 | 1759.5646 | 1671.0774 | 1870.8738 | 1852.691 | 1848.172 | 1636.8822 | 1550.292 | 1422.8644 | 1387.8387 | 1402.5199 | 1386.6312 | 1362.1945 | 1311.9911 | 1348.7309 | 1287.989 | 1190.5935 | 1060.8323
NSW1 | Solar PV | 772.0379 | 687.1919 | 812.2864 | 849.8969 | 811.8151 | 786.8251 | 883.0964 | 1093.9747 | 1035.2473 | 989.9213 | 999.3005 | 921.5304 | 922.1042 | 870.099 | 862.967 | 875.6456 | 1036.2093 | 1005.7199 | 1079.9636 | 1008.6608 | 944.2655 | 926.7345 | 885.4206 | 843.4297 | 794.9289 | 837.2396 | 833.8229
NSW1 | Grid Battery | 1.8077 | 2.0813 | 85.5489 | 159.9817 | 364.0581 | 431.8267 | 433.7432 | 440.1991 | 398.6518 | 455.1854 | 403.8918 | 364.4715 | 357.6314 | 332.3042 | 296.6862 | 278.521 | 485.0931 | 443.9365 | 521.9276 | 468.0845 | 405.564 | 452.0376 | 391.9993 | 372.0481 | 293.4331 | 379.5807 | 357.2734
NSW1 | Pumped Hydro | 732.4032 | 1380.0037 | 1324.3837 | 3591.4103 | 5941.1042 | 14187.2562 | 14014.7084 | 18717.8968 | 18144.3627 | 16526.0032 | 16928.5533 | 16107.6671 | 16919.7755 | 16197.7157 | 15642.4241 | 12217.2801 | 9817.8753 | 7904.2387 | 9308.5386 | 8326.9075 | 6875.4575 | 6496.431 | 6037.3588 | 7824.773 | 5588.811 | 4727.9268 | 3411.0772
NSW1 | VPP | 5.0784 | 11.071 | 19.4065 | 26.997 | 34.4357 | 40.1713 | 51.0966 | 60.2227 | 66.6287 | 76.2386 | 87.078 | 93.0969 | 102.805 | 107.7336 | 107.4101 | 111.5952 | 116.0263 | 110.4775 | 115.2393 | 110.0916 | 104.5416 | 107.5551 | 106.9957 | 99.2784 | 96.861 | 97.9745 | 96.3589
Total excluding storage |  | 181742.4988 | 152245.3974 | 137371.4421 | 129260.0416 | 94025.2641 | 97675.49 | 83273.6348 | 76756.2872 | 71889.298 | 66743.0183 | 55613.8079 | 56478.7206 | 49674.5377 | 45671.2075 | 47614.4908 | 41257.6593 | 28076.1455 | 24144.5714 | 22939.4682 | 22256.416 | 19443.1169 | 16427.7141 | 15426.2474 | 18626.3074 | 15336.9903 | 14123.8543 | 12224.526
Region | Technology | 2023-24 | 2024-25 | 2025-26 | 2026-27 | 2027-28 | 2028-29 | 2029-30 | 2030-31 | 2031-32 | 2032-33 | 2033-34 | 2034-35 | 2035-36 | 2036-37 | 2037-38 | 2038-39 | 2039-40 | 2040-41 | 2041-42 | 2042-43 | 2043-44 | 2044-45 | 2045-46 | 2046-47 | 2047-48 | 2048-49 | 2049-50
QLD1 | Black Coal | 165320.0937 | 143601.3759 | 140015.9638 | 121198.562 | 101221.6518 | 75174.683 | 68323.7687 | 43936.7665 | 39463.8432 | 29231.6493 | 20661.4725 | 18938.407 | 15615.4505 | 15627.4434 | 14812.2982 | 12731.6402 | 6667.2852 | 2460.2868 | 2321.631 | 0 | 0 | 0 | 0 | 0 | 0 | 0 | 0
QLD1 | Brown Coal | 0 | 0 | 0 | 0 | 0 | 0 | 0 | 0 | 0 | 0 | 0 | 0 | 0 | 0 | 0 | 0 | 0 | 0 | 0 | 0 | 0 | 0 | 0 | 0 | 0 | 0 | 0
QLD1 | CCGT | 6919.2599 | 5486.8789 | 10194.7423 | 14510.5064 | 14541.3833 | 15715.166 | 16683.4189 | 17802.311 | 16276.384 | 14917.1829 | 19579.0487 | 20583.8402 | 15990.9854 | 12340.4129 | 11097.496 | 10841.8924 | 8785.2078 | 7394.637 | 5695.9844 | 6155.8758 | 6686.5577 | 4931.3787 | 2723.1833 | 1923.169 | 1786.2309 | 1657.4446 | 1613.1522
QLD1 | Gas - Steam | 0 | 0 | 0 | 0 | 0 | 0 | 0 | 0 | 0 | 0 | 0 | 0 | 0 | 0 | 0 | 0 | 0 | 0 | 0 | 0 | 0 | 0 | 0 | 0 | 0 | 0 | 0
QLD1 | OCGT / Diesel | 23.5782 | 0.0018142 | 23.0133 | 153.6287 | 193.4332 | 120.8344 | 36.033 | 2290.3714 | 2183.3622 | 2387.443 | 6334.6669 | 6643.4323 | 5860.5665 | 6689.9274 | 2926.9873 | 1558.3686 | 4430.9754 | 2977.1478 | 1204.2169 | 1689.447 | 2407.7456 | 1781.7945 | 2572.992 | 2388.6742 | 657.678 | 1796.8242 | 1092.2521
QLD1 | Hydro | 4790.1955 | 4543.4526 | 4412.6081 | 4012.6902 | 3874.1456 | 3734.895 | 3508.5204 | 3284.1522 | 3092.2383 | 2948.0033 | 2778.3156 | 2601.0342 | 2442.5601 | 2262.3618 | 657.6778 | 610.3353 | 451.8542 | 398.5508 | 366.1797 | 0 | 0 | 0 | 0 | 0 | 0 | 0 | 0
QLD1 | Hydrogen Turbine | 0 | 0 | 0 | 0 | 0 | 0 | 0 | 0 | 0 | 0 | 0 | 0 | 0 | 0 | 0 | 0 | 0 | 0 | 0 | 0 | 0 | 0 | 0 | 0 | 0 | 0 | 0
QLD1 | Wind | 353.7941 | 648.9752 | 650.1313 | 741.1379 | 1012.0772 | 1596.4842 | 1497.4299 | 1742.1116 | 1620.3557 | 1743.5214 | 1704.5664 | 1607.5099 | 1496.8707 | 1509.6492 | 1692.5485 | 1585.7864 | 1484.7427 | 1351.5828 | 1344.5224 | 1307.2722 | 1281.1204 | 1148.6329 | 1147.0202 | 1368.3798 | 1296.0216 | 1282.0157 | 1172.5231
QLD1 | Solar PV | 751.2148 | 663.6257 | 686.8435 | 658.4483 | 604.1521 | 543.1658 | 570.346 | 631.0773 | 690.2726 | 723.1766 | 862.0035 | 883.5427 | 832.6641 | 776.1316 | 802.3725 | 874.801 | 1266.7514 | 1343.8727 | 1324.4131 | 1764.2765 | 1624.605 | 1474.7338 | 1417.4869 | 1293.0529 | 1282.7735 | 1377.0706 | 1353.4862
QLD1 | Grid Battery | 4.6923 | 4.4314 | 4.284 | 4.1143 | 3.8958 | 262.1239 | 248.0157 | 300.2077 | 301.1263 | 419.0429 | 541.5205 | 511.5527 | 484.206 | 464.5719 | 387.5102 | 386.2148 | 599.4964 | 592.8878 | 707.187 | 1134.8831 | 1017.305 | 949.1804 | 915.2173 | 736.2521 | 721.7704 | 818.2737 | 764.8886
QLD1 | Pumped Hydro | 2851.1342 | 4212.9543 | 3974.2407 | 5116.0315 | 5047.8069 | 2613.1364 | 2997.5481 | 3870.4407 | 3595.6449 | 3162.1002 | 2766.3556 | 2435.524 | 2770.7642 | 2248.4115 | 1613.5934 | 1678.378 | 1639.0252 | 1485.8803 | 1500.9583 | 1361.8113 | 1185.8659 | 1146.3003 | 911.813 | 723.8989 | 704.1697 | 628.5488 | 533.9494
QLD1 | VPP | 4.4908 | 9.0277 | 15.1631 | 22.4641 | 28.7816 | 34.8619 | 45.8302 | 54.287 | 59.6593 | 66.8519 | 75.2572 | 81.9089 | 87.4323 | 93.9769 | 92.7386 | 96.3773 | 98.1304 | 98.9153 | 98.3256 | 99.0091 | 97.2003 | 94.1768 | 94.7254 | 90.5698 | 88.5478 | 86.7623 | 84.8762
Total excluding storage |  | 181018.4534 | 159170.7235 | 159976.9902 | 146417.5834 | 126527.3274 | 99795.3506 | 93910.9109 | 73911.7254 | 67282.8865 | 55598.9715 | 55303.2071 | 54286.7518 | 45581.4998 | 42012.8866 | 34083.2225 | 30363.7939 | 25423.4686 | 18103.7613 | 14563.4184 | 13512.5749 | 14300.3999 | 11526.1975 | 9782.4381 | 8523.9967 | 6537.1919 | 7646.94 | 6615.1278
Region | Technology | 2023-24 | 2024-25 | 2025-26 | 2026-27 | 2027-28 | 2028-29 | 2029-30 | 2030-31 | 2031-32 | 2032-33 | 2033-34 | 2034-35 | 2035-36 | 2036-37 | 2037-38 | 2038-39 | 2039-40 | 2040-41 | 2041-42 | 2042-43 | 2043-44 | 2044-45 | 2045-46 | 2046-47 | 2047-48 | 2048-49 | 2049-50
VIC1 | Black Coal | 0 | 0 | 0 | 0 | 0 | 0 | 0 | 0 | 0 | 0 | 0 | 0 | 0 | 0 | 0 | 0 | 0 | 0 | 0 | 0 | 0 | 0 | 0 | 0 | 0 | 0 | 0
VIC1 | Brown Coal | 106918.438 | 88618.5845 | 78383.357 | 58019.697 | 56060.7765 | 44728.6835 | 26769.693 | 16449.6925 | 12412.2565 | 0 | 0 | 0 | 0 | 0 | 0 | 0 | 0 | 0 | 0 | 0 | 0 | 0 | 0 | 0 | 0 | 0 | 0
VIC1 | CCGT | 0 | 0 | 0 | 0 | 0 | 0 | 0 | 0 | 0 | 0 | 0 | 0 | 0 | 0 | 0 | 0 | 0 | 0 | 0 | 0 | 0 | 0 | 0 | 0 | 0 | 0 | 0
VIC1 | Gas - Steam | 35.9228 | 36.8826 | 135.2593 | 290.6322 | 191.2472 | 400.9715 | 296.5898 | 1540.1635 | 566.2716 | 1401.8319 | 873.6883 | 1028.9423 | 892.4773 | 1003.9678 | 1044.8257 | 1036.2667 | 0 | 0 | 0 | 0 | 0 | 0 | 0 | 0 | 0 | 0 | 0
VIC1 | OCGT / Diesel | 222.6903 | 145.5005 | 339.7743 | 1173.4835 | 669.4205 | 1140.8368 | 668.3506 | 2861.2634 | 935.2705 | 4306.24 | 2724.4503 | 6772.5719 | 3079.2684 | 3749.6843 | 4998.319 | 4199.5272 | 8769.2214 | 6195.1628 | 4053.0297 | 4274.3826 | 7546.4807 | 4897.6187 | 5081.2438 | 5738.1665 | 2568.9402 | 3753.2524 | 3175.5467
VIC1 | Hydro | 18151.8772 | 20865.0511 | 20378.2749 | 18313.4861 | 14482.2131 | 20673.1161 | 16310.0411 | 13354.7686 | 12657.4237 | 10928.0481 | 12689.7098 | 12391.462 | 11184.4072 | 8866.0828 | 12733.6572 | 10067.6403 | 8249.8677 | 7798.4957 | 6742.8217 | 7820.9727 | 7677.81 | 6924.3143 | 5481.8597 | 7832.8935 | 7425.6355 | 7034.8383 | 6633.0889
VIC1 | Hydrogen Turbine | 0 | 0 | 0 | 0 | 0 | 0 | 0 | 0 | 0 | 0 | 0 | 0 | 0 | 0 | 0 | 0 | 0 | 0 | 0 | 0 | 0 | 0 | 0 | 0 | 0 | 0 | 0
VIC1 | Wind | 890.5146 | 1066.3164 | 1041.7098 | 1124.4915 | 1176.8752 | 1071.171 | 1278.6231 | 1323.3975 | 1404.661 | 1276.3279 | 1498.734 | 1389.6597 | 1360.742 | 1349.6789 | 1239.8077 | 1225.4317 | 1102.0234 | 1136.8253 | 962.8165 | 988.7809 | 899.1375 | 866.5662 | 821.4804 | 856.0389 | 905.4079 | 822.3562 | 875.5961
VIC1 | Solar PV | 192.9757 | 156.7603 | 149.5283 | 143.6514 | 133.8959 | 125.9307 | 117.4017 | 108.0095 | 101.7455 | 270.0073 | 243.3598 | 271.731 | 268.9813 | 258.1911 | 228.2008 | 260.8471 | 372.9459 | 356.9372 | 490.3242 | 471.365 | 467.2522 | 482.4843 | 485.8262 | 400.0451 | 381.104 | 379.5602 | 333.1918
VIC1 | Grid Battery | 14.0418 | 12.3517 | 13.7119 | 12.7919 | 11.5841 | 10.5125 | 9.9449 | 60.5671 | 54.6627 | 269.0567 | 234.0166 | 208.291 | 207.054 | 198.249 | 216.2483 | 208.2249 | 255.7561 | 271.3828 | 311.2712 | 269.2271 | 230.4353 | 240.7959 | 237.9347 | 206.0179 | 194.7981 | 181.563 | 151.4388
VIC1 | Pumped Hydro | 0 | 0 | 0.00012156 | 0.00026892 | 0.00025954 | 0.00023965 | 0.00024801 | 0.00043636 | 0.00042402 | 0.00042476 | 0.00041463 | 0.00038806 | 0.0038406 | 0.0035857 | 6.4213 | 6.4035 | 6.1679 | 43.2128 | 120.1568 | 124.6098 | 110.7973 | 155.7882 | 145.5777 | 129.992 | 124.1063 | 112.1967 | 99.5485
VIC1 | VPP | 3.57 | 7.838 | 16.4795 | 23.6824 | 31.4301 | 35.6653 | 44.1423 | 47.7471 | 49.8944 | 51.0546 | 55.607 | 59.4101 | 64.162 | 70.5818 | 69.9285 | 71.6922 | 76.8685 | 71.7342 | 76.1916 | 71.274 | 65.5866 | 67.8084 | 69.688 | 61.2242 | 62.9755 | 62.1789 | 56.2819
Total excluding storage |  | 126430.0303 | 110909.2851 | 100458.0952 | 79101.9162 | 72757.4429 | 68186.8876 | 45494.7869 | 35745.6098 | 28182.1864 | 18502.567 | 18319.5663 | 22122.0683 | 17057.096 | 15496.4392 | 20537.4085 | 17076.0334 | 18832.8509 | 15873.7508 | 12756.6117 | 14020.6121 | 16997.4997 | 13635.3759 | 12323.6105 | 15224.3782 | 11662.9674 | 12345.9456 | 11324.6926
Region | Technology | 2023-24 | 2024-25 | 2025-26 | 2026-27 | 2027-28 | 2028-29 | 2029-30 | 2030-31 | 2031-32 | 2032-33 | 2033-34 | 2034-35 | 2035-36 | 2036-37 | 2037-38 | 2038-39 | 2039-40 | 2040-41 | 2041-42 | 2042-43 | 2043-44 | 2044-45 | 2045-46 | 2046-47 | 2047-48 | 2048-49 | 2049-50
SA1 | Black Coal | 0 | 0 | 0 | 0 | 0 | 0 | 0 | 0 | 0 | 0 | 0 | 0 | 0 | 0 | 0 | 0 | 0 | 0 | 0 | 0 | 0 | 0 | 0 | 0 | 0 | 0 | 0
SA1 | Brown Coal | 0 | 0 | 0 | 0 | 0 | 0 | 0 | 0 | 0 | 0 | 0 | 0 | 0 | 0 | 0 | 0 | 0 | 0 | 0 | 0 | 0 | 0 | 0 | 0 | 0 | 0 | 0
SA1 | CCGT | 7268.5527 | 4804.035 | 7020.592 | 4279.7695 | 3793.0105 | 5562.4615 | 4867.9245 | 6377.042 | 4580.2755 | 4975.469 | 5047.4945 | 5826.7045 | 3721.7068 | 4191.1832 | 0 | 0 | 0 | 0 | 0 | 0 | 0 | 0 | 0 | 0 | 0 | 0 | 0
SA1 | Gas - Steam | 203.0213 | 181.6772 | 515.7445 | 0 | 0 | 0 | 0 | 0 | 0 | 0 | 0 | 0 | 0 | 0 | 0 | 0 | 0 | 0 | 0 | 0 | 0 | 0 | 0 | 0 | 0 | 0 | 0
SA1 | OCGT / Diesel | 1563.4237 | 1356.0437 | 2566.5947 | 1590.3854 | 1260.9257 | 1943.7751 | 1689.791 | 3223.6182 | 2146.6091 | 2475.0198 | 2913.7676 | 4164.212 | 2220.0357 | 2272.8774 | 3200.407 | 2792.9935 | 3437.532 | 2183.1495 | 1417.2753 | 1651.1213 | 1983.5648 | 355.5049 | 256.4886 | 141.3429 | 96.2709 | 119.7903 | 160.8603
SA1 | Hydro | 0 | 0 | 0 | 0 | 0 | 0 | 0 | 0 | 0 | 0 | 0 | 0 | 0 | 0 | 0 | 0 | 0 | 0 | 0 | 0 | 0 | 0 | 0 | 0 | 0 | 0 | 0
SA1 | Hydrogen Turbine | 0 | 0 | 0 | 0 | 0 | 0 | 0 | 0 | 0 | 0 | 0 | 0 | 0 | 0 | 0 | 0 | 0 | 0 | 0 | 0 | 0 | 0 | 0 | 0 | 0 | 0 | 0
SA1 | Wind | 590.9622 | 655.7738 | 604.255 | 716.5927 | 669.2815 | 770.3704 | 737.2934 | 672.924 | 691.6909 | 614.4421 | 591.7025 | 508.5854 | 540.1707 | 498.9654 | 557.8523 | 545.4442 | 481.9703 | 475.0025 | 423.0232 | 459.1425 | 390.8949 | 427.3573 | 381.9349 | 449.6181 | 468.5825 | 451.6619 | 460.3737
SA1 | Solar PV | 113.1603 | 92.2145 | 89.4776 | 81.8726 | 78.3254 | 72.914 | 66.7875 | 60.0166 | 57.306 | 144.0625 | 129.8238 | 179.0701 | 173.3925 | 177.4524 | 174.5657 | 171.4132 | 175.9245 | 288.9562 | 357.4995 | 335.1267 | 446.7488 | 414.7864 | 438.7724 | 339.157 | 313.4287 | 317.3133 | 290.4714
SA1 | Grid Battery | 16.1454 | 15.5857 | 14.295 | 13.3294 | 12.6061 | 11.7463 | 10.9693 | 10.0103 | 9.1625 | 152.9129 | 136.3977 | 126.8406 | 186.5583 | 183.5424 | 160.4554 | 149.4506 | 147.4457 | 233.1153 | 341.54 | 287.1654 | 384.2398 | 361.7553 | 387.8409 | 276.0355 | 243.3857 | 241.2106 | 201.8161
SA1 | Pumped Hydro | 0 | 0 | 0.00011575 | 0.00015947 | 0.00015586 | 0.00014561 | 0.00014351 | 0.00017973 | 0.00017608 | 0.00016633 | 0.00016021 | 0.00015614 | 0.00018162 | 0.00017569 | 0.00018261 | 0.00017708 | 0.00017538 | 0.00018829 | 0.00020932 | 0.00019825 | 0.00019192 | 0.00022586 | 0.0002175 | 0.00019885 | 0.00019198 | 0.00018245 | 0.00019248
SA1 | VPP | 6.1749 | 8.3584 | 10.1774 | 11.4347 | 12.86 | 14.1303 | 16.6881 | 18.4581 | 20.1973 | 23.0129 | 25.8495 | 27.2902 | 28.8406 | 31.4572 | 31.0272 | 31.0979 | 31.5636 | 29.8305 | 31.3375 | 30.0084 | 30.5674 | 30.3246 | 31.8802 | 28.1616 | 26.6405 | 27.0797 | 24.5729
Total excluding storage |  | 9761.4405 | 7113.6883 | 10821.1363 | 6693.3844 | 5827.0094 | 8375.3978 | 7389.4539 | 10362.0694 | 7505.2415 | 8384.9194 | 8845.0357 | 10832.7029 | 6870.705 | 7355.4781 | 4124.3078 | 3690.3996 | 4274.4362 | 3210.0542 | 2570.6757 | 2762.5644 | 3236.0159 | 1589.7287 | 1496.9173 | 1234.3154 | 1148.3085 | 1157.056 | 1138.0946
Region | Technology | 2023-24 | 2024-25 | 2025-26 | 2026-27 | 2027-28 | 2028-29 | 2029-30 | 2030-31 | 2031-32 | 2032-33 | 2033-34 | 2034-35 | 2035-36 | 2036-37 | 2037-38 | 2038-39 | 2039-40 | 2040-41 | 2041-42 | 2042-43 | 2043-44 | 2044-45 | 2045-46 | 2046-47 | 2047-48 | 2048-49 | 2049-50
TAS1 | Black Coal | 0 | 0 | 0 | 0 | 0 | 0 | 0 | 0 | 0 | 0 | 0 | 0 | 0 | 0 | 0 | 0 | 0 | 0 | 0 | 0 | 0 | 0 | 0 | 0 | 0 | 0 | 0
TAS1 | Brown Coal | 0 | 0 | 0 | 0 | 0 | 0 | 0 | 0 | 0 | 0 | 0 | 0 | 0 | 0 | 0 | 0 | 0 | 0 | 0 | 0 | 0 | 0 | 0 | 0 | 0 | 0 | 0
TAS1 | CCGT | 0 | 0 | 0 | 0 | 0 | 0 | 0 | 0 | 0 | 0 | 0 | 0 | 0 | 0 | 0 | 0 | 0 | 0 | 0 | 0 | 0 | 0 | 0 | 0 | 0 | 0 | 0
TAS1 | Gas - Steam | 0 | 0 | 0 | 0 | 0 | 0 | 0 | 0 | 0 | 0 | 0 | 0 | 0 | 0 | 0 | 0 | 0 | 0 | 0 | 0 | 0 | 0 | 0 | 0 | 0 | 0 | 0
TAS1 | OCGT / Diesel | 0.00054837 | 0.00068535 | 0.00068946 | 1.5437 | 0.0006784 | 0.00068637 | 7.213 | 36.5468 | 21.199 | 90.4565 | 58.6491 | 172.6522 | 62.3513 | 58.0508 | 136.5947 | 59.8215 | 234.3618 | 38.5496 | 37.7351 | 36.3337 | 46.4244 | 13.5477 | 17.7247 | 8.2347 | 8.6401 | 26.3909 | 17.0443
TAS1 | Hydro | 79320.9708 | 57156.5848 | 54925.5033 | 49902.9646 | 38628.7701 | 37283.6827 | 47848.7652 | 45659.0191 | 42220.9853 | 39554.9742 | 37214.1693 | 35518.3867 | 30107.8811 | 27666.142 | 29803.6966 | 27491.9412 | 25034.5894 | 21406.7111 | 20051.1982 | 21365.0665 | 21436.2557 | 19066.0918 | 18190.2107 | 18602.7415 | 16615.817 | 15644.1508 | 14493.8881
TAS1 | Hydrogen Turbine | 0 | 0 | 0 | 0 | 0 | 0 | 0 | 0 | 0 | 0 | 0 | 0 | 0 | 0 | 0 | 0 | 0 | 0 | 0 | 0 | 0 | 0 | 0 | 0 | 0 | 0 | 0
TAS1 | Wind | 163.5479 | 362.2317 | 367.2445 | 356.6731 | 442.8795 | 452.7791 | 541.9253 | 503.3304 | 727.2086 | 721.4301 | 649.9209 | 631.4833 | 605.4269 | 601.962 | 549.6674 | 506.0004 | 465.7413 | 480.2038 | 445.8519 | 406.4254 | 397.6112 | 371.6495 | 374.8663 | 349.4356 | 319.3519 | 296.2948 | 303.1249
TAS1 | Solar PV | 0 | 2.5344e-05 | 2.3687e-05 | 2.5006e-05 | 2.2562e-05 | 1.8309e-05 | 1.8411e-05 | 2.4734e-05 | 2.2458e-05 | 4.173e-05 | 4.1677e-05 | 0.00048023 | 0.00046446 | 0.00041678 | 0.75475 | 0.75486 | 0.72769 | 0.62632 | 0.63973 | 0.66247 | 13.4226 | 23.3124 | 21.4527 | 17.5978 | 17.3933 | 17.1743 | 14.9997
TAS1 | Grid Battery | 0 | 0.00010931 | 0.00012044 | 0.0001295 | 0.00014845 | 0.00014211 | 0.0001639 | 0.0002446 | 0.00030444 | 0.00030866 | 0.00030913 | 0.00028988 | 0.00029824 | 0.00028685 | 0.00026888 | 0.0002672 | 0.00030245 | 0.00034989 | 0.00033472 | 0.00030289 | 0.000322 | 0.0003552 | 0.00031869 | 0.00030326 | 0.0003269 | 0.00034913 | 0.00046569
TAS1 | Pumped Hydro | 0 | 0 | 0.00019073 | 0.0001951 | 0.00022194 | 0.00023358 | 0.00032922 | 0.11372 | 80.1847 | 115.8369 | 115.1442 | 104.1105 | 129.2857 | 122.7237 | 115.4671 | 110.2403 | 116.5639 | 98.1939 | 95.6634 | 86.8568 | 79.3793 | 83.7553 | 73.9016 | 74.3523 | 73.3591 | 67.1243 | 56.6063
TAS1 | VPP | 0.03847 | 0.32445 | 0.44422 | 0.76464 | 1.2563 | 1.6219 | 2.4005 | 2.9759 | 3.8588 | 3.8206 | 4.2306 | 4.2227 | 4.4203 | 4.7937 | 4.7634 | 4.5844 | 5.3082 | 5.5648 | 5.0038 | 4.8775 | 4.3576 | 4.4276 | 4.3474 | 3.9368 | 3.9136 | 4.3237 | 3.6445
Total excluding storage |  | 79484.5577 | 57519.1417 | 55293.1931 | 50261.9464 | 39072.9069 | 37738.0847 | 48400.3045 | 46201.9861 | 43053.4368 | 40486.5187 | 38042.1145 | 36430.8562 | 30909.366 | 28453.6729 | 30610.9443 | 28173.3429 | 25857.2926 | 22029.85 | 20636.0926 | 21900.2227 | 21977.451 | 19562.7846 | 18682.5038 | 19056.299 | 17038.4754 | 16055.4592 | 14889.3082
Explicitly modelled pumping
Region | Technology | 2023-24 | 2024-25 | 2025-26 | 2026-27 | 2027-28 | 2028-29 | 2029-30 | 2030-31 | 2031-32 | 2032-33 | 2033-34 | 2034-35 | 2035-36 | 2036-37 | 2037-38 | 2038-39 | 2039-40 | 2040-41 | 2041-42 | 2042-43 | 2043-44 | 2044-45 | 2045-46 | 2046-47 | 2047-48 | 2048-49 | 2049-50
NEM | Grid Battery pump | 43.4353 | 40.9569 | 41.0202 | 38.4266 | 35.7939 | 32.6429 | 30.7854 | 28.3975 | 26.2349 | 25.0622 | 21.31 | 18.4376 | 17.2165 | 15.3823 | 13.7903 | 12.9838 | 12.9052 | 11.5393 | 7.5317 | 7.0687 | 3.3733 | 3.1137 | 2.9806 | 2.5707 | 2.3707 | 2.2886 | 2.0896
NEM | Pumped Hydro Pump | 8460.214 | 13926.8563 | 12375.4315 | 19029.3369 | 22843.4183 | 25499.6926 | 28832.8769 | 35207.5788 | 35838.9795 | 31348.6492 | 31864.8086 | 28273.3981 | 30984.3737 | 29037.2914 | 26097.5853 | 22106.9485 | 17286.6065 | 14493.7141 | 16504.6534 | 15431.3703 | 11673.542 | 11703.0099 | 11012.9074 | 12507.8196 | 9690.7201 | 7489.3078 | 5712.6557
NEM | VPP pump | 22.7018 | 43.1329 | 72.5923 | 100.3245 | 128.1127 | 148.6248 | 188.5637 | 215.9865 | 236.1167 | 259.6405 | 291.8214 | 313.1067 | 338.1579 | 362.9088 | 360.5485 | 371.2277 | 384.9139 | 373.3647 | 382.8877 | 371.2429 | 355.296 | 358.0016 | 362.4109 | 332.7392 | 328.7176 | 326.8307 | 312.5197
Region | Technology | 2023-24 | 2024-25 | 2025-26 | 2026-27 | 2027-28 | 2028-29 | 2029-30 | 2030-31 | 2031-32 | 2032-33 | 2033-34 | 2034-35 | 2035-36 | 2036-37 | 2037-38 | 2038-39 | 2039-40 | 2040-41 | 2041-42 | 2042-43 | 2043-44 | 2044-45 | 2045-46 | 2046-47 | 2047-48 | 2048-49 | 2049-50
NSW1 | Grid Battery pump | 2.1441 | 2.4769 | 2.701 | 2.5895 | 2.3749 | 2.0959 | 1.9637 | 1.9334 | 1.7798 | 1.7061 | 1.6006 | 1.4007 | 1.3686 | 0 | 0 | 0 | 0 | 0 | 0 | 0 | 0 | 0 | 0 | 0 | 0 | 0 | 0
NSW1 | Pumped Hydro Pump | 4396.126 | 7971.905 | 6884.8363 | 12005.6144 | 15888.158 | 22008.0946 | 24809.6333 | 29984.0278 | 30984.8335 | 27113.5834 | 28215.7067 | 25069.3073 | 27331.4986 | 26079.1051 | 24406.7663 | 20397.7465 | 15722.5028 | 13070.776 | 15063.1256 | 14132.13 | 10542.8911 | 10568.8734 | 10147.0965 | 11958.3496 | 9109.1555 | 6995.4626 | 5293.5567
NSW1 | VPP pump | 5.9545 | 13.0319 | 22.8256 | 31.7626 | 40.5254 | 47.252 | 60.1169 | 70.8542 | 78.5899 | 89.5017 | 102.4807 | 109.6306 | 120.8235 | 126.7537 | 126.7532 | 131.308 | 136.1315 | 130.3579 | 135.2196 | 129.5377 | 122.9855 | 126.5266 | 126.1044 | 116.6221 | 114.2513 | 114.9501 | 113.3716
Region | Technology | 2023-24 | 2024-25 | 2025-26 | 2026-27 | 2027-28 | 2028-29 | 2029-30 | 2030-31 | 2031-32 | 2032-33 | 2033-34 | 2034-35 | 2035-36 | 2036-37 | 2037-38 | 2038-39 | 2039-40 | 2040-41 | 2041-42 | 2042-43 | 2043-44 | 2044-45 | 2045-46 | 2046-47 | 2047-48 | 2048-49 | 2049-50
QLD1 | Grid Battery pump | 5.5703 | 5.2756 | 5.1137 | 4.8843 | 4.6378 | 4.2165 | 3.9374 | 3.7867 | 3.5679 | 3.468 | 3.2244 | 2.9888 | 2.7511 | 2.6316 | 2.3239 | 2.2186 | 2.1561 | 2.0964 | 2.0422 | 1.9852 | 1.8486 | 1.7093 | 1.6487 | 1.4783 | 1.395 | 1.327 | 1.2609
QLD1 | Pumped Hydro Pump | 4064.088 | 5954.9513 | 5490.5952 | 7023.7225 | 6955.2603 | 3491.598 | 4023.2436 | 5223.551 | 4854.146 | 4235.0658 | 3649.1019 | 3204.0908 | 3652.8751 | 2958.1863 | 1690.819 | 1709.2021 | 1564.1037 | 1422.9381 | 1441.5278 | 1299.2403 | 1130.6509 | 1134.1365 | 865.8109 | 549.47 | 581.5646 | 493.8452 | 419.099
QLD1 | VPP pump | 5.2684 | 10.6213 | 17.8871 | 26.3822 | 33.8622 | 41.0161 | 53.9207 | 63.8704 | 70.3793 | 78.4656 | 88.6013 | 96.4831 | 102.8283 | 110.4364 | 109.4334 | 113.2041 | 115.3223 | 116.5772 | 115.6501 | 116.4921 | 114.3409 | 110.8032 | 111.3879 | 106.6693 | 104.0399 | 102.1579 | 99.729
Region | Technology | 2023-24 | 2024-25 | 2025-26 | 2026-27 | 2027-28 | 2028-29 | 2029-30 | 2030-31 | 2031-32 | 2032-33 | 2033-34 | 2034-35 | 2035-36 | 2036-37 | 2037-38 | 2038-39 | 2039-40 | 2040-41 | 2041-42 | 2042-43 | 2043-44 | 2044-45 | 2045-46 | 2046-47 | 2047-48 | 2048-49 | 2049-50
VIC1 | Grid Battery pump | 16.6761 | 14.7523 | 16.3193 | 15.1863 | 13.8308 | 12.4747 | 11.8753 | 10.8782 | 10.0581 | 9.4249 | 6.6598 | 6.044 | 5.6071 | 5.4094 | 4.8076 | 4.5579 | 4.7736 | 3.9851 | 0 | 0 | 0 | 0 | 0 | 0 | 0 | 0 | 0
VIC1 | Pumped Hydro Pump | 0 | 0 | 0 | 0 | 0 | 0 | 0 | 0 | 0 | 0 | 0 | 0 | 0 | 0 | 0 | 0 | 0 | 0 | 0 | 0 | 0 | 0 | 0 | 0 | 0 | 0 | 0
VIC1 | VPP pump | 4.1884 | 9.248 | 19.3987 | 27.8269 | 37.071 | 41.8691 | 52.0072 | 56.1043 | 58.8443 | 60.038 | 65.3783 | 69.9306 | 75.3933 | 83.0431 | 82.2767 | 84.6229 | 90.1798 | 84.6594 | 89.3693 | 84.1025 | 76.9224 | 79.7807 | 82.2509 | 71.7757 | 74.3511 | 72.9013 | 66.2196
Region | Technology | 2023-24 | 2024-25 | 2025-26 | 2026-27 | 2027-28 | 2028-29 | 2029-30 | 2030-31 | 2031-32 | 2032-33 | 2033-34 | 2034-35 | 2035-36 | 2036-37 | 2037-38 | 2038-39 | 2039-40 | 2040-41 | 2041-42 | 2042-43 | 2043-44 | 2044-45 | 2045-46 | 2046-47 | 2047-48 | 2048-49 | 2049-50
SA1 | Grid Battery pump | 19.0448 | 18.4522 | 16.8861 | 15.7665 | 14.9503 | 13.8558 | 13.009 | 11.7992 | 10.829 | 10.4632 | 9.8251 | 8.0041 | 7.4896 | 7.3413 | 6.6589 | 6.2073 | 5.9755 | 5.4577 | 5.4894 | 5.0835 | 1.5247 | 1.4043 | 1.3319 | 1.0924 | 0.97574 | 0.96159 | 0.82869
SA1 | Pumped Hydro Pump | 0 | 0 | 0 | 0 | 0 | 0 | 0 | 0 | 0 | 0 | 0 | 0 | 0 | 0 | 0 | 0 | 0 | 0 | 0 | 0 | 0 | 0 | 0 | 0 | 0 | 0 | 0
SA1 | VPP pump | 7.2466 | 9.8476 | 11.9604 | 13.4533 | 15.169 | 16.5862 | 19.6858 | 21.6651 | 23.7631 | 27.1376 | 30.3765 | 32.0831 | 33.9325 | 37.011 | 36.5051 | 36.698 | 37.0356 | 35.1964 | 36.7618 | 35.372 | 35.945 | 35.6819 | 37.5271 | 33.0654 | 31.4457 | 31.759 | 28.9113
Region | Technology | 2023-24 | 2024-25 | 2025-26 | 2026-27 | 2027-28 | 2028-29 | 2029-30 | 2030-31 | 2031-32 | 2032-33 | 2033-34 | 2034-35 | 2035-36 | 2036-37 | 2037-38 | 2038-39 | 2039-40 | 2040-41 | 2041-42 | 2042-43 | 2043-44 | 2044-45 | 2045-46 | 2046-47 | 2047-48 | 2048-49 | 2049-50
TAS1 | Grid Battery pump | 0 | 0 | 0 | 0 | 0 | 0 | 0 | 0 | 0 | 0 | 0 | 0 | 0 | 0 | 0 | 0 | 0 | 0 | 0 | 0 | 0 | 0 | 0 | 0 | 0 | 0 | 0
TAS1 | Pumped Hydro Pump | 0 | 0 | 0 | 0 | 0 | 0 | 0 | 0 | 0 | 0 | 0 | 0 | 0 | 0 | 0 | 0 | 0 | 0 | 0 | 0 | 0 | 0 | 0 | 0 | 0 | 0 | 0
TAS1 | VPP pump | 0.043921 | 0.38406 | 0.52055 | 0.89947 | 1.4851 | 1.9013 | 2.8331 | 3.4925 | 4.5402 | 4.4977 | 4.9846 | 4.9792 | 5.1803 | 5.6646 | 5.5802 | 5.3947 | 6.2447 | 6.5737 | 5.887 | 5.7386 | 5.1022 | 5.2091 | 5.1406 | 4.6067 | 4.6297 | 5.0624 | 4.2881

## BaseCase_FOM Cost
FOM cost by technology ($000s) - BaseCase, Step Change Scenario
FOM | Real June 2021 dollars discounted to 1 July 2021. For new entrant capacity, the FOM is incurred annually in modelling. For existing capacity, FOM is considered to be a sunk cost, since the fixed retirement dates are assumed to be the same in the Base Case and the option case.
Explicitly modelled generation
Region | Technology | 2023-24 | 2024-25 | 2025-26 | 2026-27 | 2027-28 | 2028-29 | 2029-30 | 2030-31 | 2031-32 | 2032-33 | 2033-34 | 2034-35 | 2035-36 | 2036-37 | 2037-38 | 2038-39 | 2039-40 | 2040-41 | 2041-42 | 2042-43 | 2043-44 | 2044-45 | 2045-46 | 2046-47 | 2047-48 | 2048-49 | 2049-50
NEM | Black Coal | 0 | 0 | 0 | 0 | 0 | 0 | 0 | 0 | 0 | 0 | 0 | 0 | 0 | 0 | 0 | 0 | 0 | 0 | 0 | 0 | 0 | 0 | 0 | 0 | 0 | 0 | 0
NEM | Brown Coal | 0 | 0 | 0 | 0 | 0 | 0 | 0 | 0 | 0 | 0 | 0 | 0 | 0 | 0 | 0 | 0 | 0 | 0 | 0 | 0 | 0 | 0 | 0 | 0 | 0 | 0 | 0
NEM | CCGT | 0 | 0 | 0 | 0 | 0 | 0 | 0 | 0 | 0 | 0 | 0 | 0 | 0 | 0 | 0 | 0 | 0 | 0 | 0 | 0 | 0 | 0 | 0 | 0 | 0 | 0 | 0
NEM | Gas - Steam | 0 | 0 | 0 | 0 | 0 | 0 | 0 | 0 | 0 | 0 | 0 | 0 | 0 | 0 | 0 | 0 | 0 | 0 | 0 | 0 | 0 | 0 | 0 | 0 | 0 | 0 | 0
NEM | OCGT / Diesel | 0 | 0.0081581 | 0.0077328 | 0.0075506 | 0.0072111 | 259.7195 | 246.1797 | 233.346 | 221.7708 | 209.6199 | 198.6919 | 188.3343 | 4679.4763 | 4423.0792 | 10029.8797 | 9506.995 | 9035.3957 | 8540.3299 | 9138.7368 | 8662.3098 | 11446.0626 | 16362.5168 | 15509.4946 | 20790.6729 | 19759.3409 | 24120.5929 | 22863.1213
NEM | Hydro | 0 | 0 | 0 | 0 | 0 | 0 | 0 | 0 | 0 | 0 | 0 | 0 | 0 | 0 | 0 | 0 | 0 | 0 | 0 | 0 | 0 | 0 | 0 | 0 | 0 | 0 | 0
NEM | Hydrogen Turbine | 0 | 0 | 0 | 0 | 0 | 0 | 0 | 0 | 0 | 0 | 0 | 0 | 0 | 0 | 0 | 0 | 0 | 0 | 0 | 0 | 0 | 0 | 0 | 0 | 0 | 0 | 0
NEM | Wind | 0 | 117002.7122 | 111990.9402 | 149418.573 | 228042.8617 | 300818.0858 | 317622.6519 | 357710.9501 | 353084.9126 | 370805.7467 | 398299.9155 | 381007.3951 | 383912.8846 | 371755.659 | 397887.5572 | 380539.6184 | 368382.4083 | 356398.0889 | 342084.5956 | 358740.652 | 360621.0774 | 342488.9333 | 345605.2981 | 422502.4566 | 443879.9887 | 424688.2891 | 417279.5554
NEM | Solar PV | 0 | 0.051356 | 12585.9546 | 11929.8229 | 11338.0629 | 21163.6813 | 30493.5039 | 54404.8061 | 57201.4198 | 82426.3647 | 98651.2316 | 111185.6337 | 105670.2144 | 100086.8357 | 131850.7365 | 138290.0522 | 212207.0251 | 244666.2972 | 262015.9153 | 304850.2592 | 315984.0051 | 299667.6975 | 290537.0127 | 300746.4467 | 294118.0378 | 295727.3184 | 304781.9355
NEM | Grid Battery | 0 | 0.048786 | 9107.2248 | 8632.4813 | 20308.1732 | 42249.4253 | 41344.5269 | 45728.5614 | 44765.5373 | 77921.3045 | 84453.2549 | 80050.4789 | 82251.3324 | 77744.6322 | 77959.6956 | 73895.4478 | 101636.7237 | 111737.3941 | 127657.3339 | 150756.7763 | 150706.0107 | 149899.6553 | 142085.017 | 139086.4955 | 132187.0421 | 150978.027 | 143223.9604
NEM | Pumped Hydro | 0 | 0 | 6082.1666 | 5765.0956 | 5479.1172 | 7738.7833 | 7335.3444 | 6958.2208 | 9631.494 | 11621.8585 | 12350.5084 | 11706.6437 | 12876.086 | 12170.5819 | 23703.4683 | 22467.7427 | 25143.004 | 25111.2167 | 26354.8672 | 25685.2184 | 24411.0906 | 24996.551 | 23693.4176 | 25658.979 | 24386.1524 | 23049.9914 | 21848.3335
NEM | VPP | 0 | 0 | 0 | 0 | 0 | 0 | 0 | 0 | 0 | 0 | 0 | 0 | 0 | 0 | 0 | 0 | 0 | 0 | 0 | 0 | 0 | 0 | 0 | 0 | 0 | 0 | 0
Total excluding storage |  | 0 | 117002.8205 | 139766.294 | 175745.9804 | 265168.2221 | 372229.6952 | 397042.2068 | 465035.8843 | 464905.1344 | 542984.8942 | 593953.6023 | 584138.4856 | 589389.9937 | 566180.788 | 641431.3373 | 624699.856 | 716404.5567 | 746453.3267 | 767251.4488 | 848695.2157 | 863168.2464 | 833415.354 | 817430.24 | 908785.0507 | 914330.5619 | 918564.2188 | 909996.9061
Region | Technology | 2023-24 | 2024-25 | 2025-26 | 2026-27 | 2027-28 | 2028-29 | 2029-30 | 2030-31 | 2031-32 | 2032-33 | 2033-34 | 2034-35 | 2035-36 | 2036-37 | 2037-38 | 2038-39 | 2039-40 | 2040-41 | 2041-42 | 2042-43 | 2043-44 | 2044-45 | 2045-46 | 2046-47 | 2047-48 | 2048-49 | 2049-50
NSW1 | Black Coal | 0 | 0 | 0 | 0 | 0 | 0 | 0 | 0 | 0 | 0 | 0 | 0 | 0 | 0 | 0 | 0 | 0 | 0 | 0 | 0 | 0 | 0 | 0 | 0 | 0 | 0 | 0
NSW1 | Brown Coal | 0 | 0 | 0 | 0 | 0 | 0 | 0 | 0 | 0 | 0 | 0 | 0 | 0 | 0 | 0 | 0 | 0 | 0 | 0 | 0 | 0 | 0 | 0 | 0 | 0 | 0 | 0
NSW1 | CCGT | 0 | 0 | 0 | 0 | 0 | 0 | 0 | 0 | 0 | 0 | 0 | 0 | 0 | 0 | 0 | 0 | 0 | 0 | 0 | 0 | 0 | 0 | 0 | 0 | 0 | 0 | 0
NSW1 | Gas - Steam | 0 | 0 | 0 | 0 | 0 | 0 | 0 | 0 | 0 | 0 | 0 | 0 | 0 | 0 | 0 | 0 | 0 | 0 | 0 | 0 | 0 | 0 | 0 | 0 | 0 | 0 | 0
NSW1 | OCGT / Diesel | 0 | 0.0035081 | 0.0033252 | 0.0031519 | 0.0029963 | 0.0028354 | 0.0026915 | 0.0025549 | 0.0024302 | 0.0022997 | 0.0021852 | 0.0020778 | 0.0019758 | 0.0018728 | 2463.8839 | 2335.435 | 2219.5845 | 2097.9694 | 1988.5966 | 1884.9257 | 1791.423 | 1693.2677 | 1604.9931 | 3791.585 | 3603.5015 | 3406.059 | 3228.492
NSW1 | Hydro | 0 | 0 | 0 | 0 | 0 | 0 | 0 | 0 | 0 | 0 | 0 | 0 | 0 | 0 | 0 | 0 | 0 | 0 | 0 | 0 | 0 | 0 | 0 | 0 | 0 | 0 | 0
NSW1 | Hydrogen Turbine | 0 | 0 | 0 | 0 | 0 | 0 | 0 | 0 | 0 | 0 | 0 | 0 | 0 | 0 | 0 | 0 | 0 | 0 | 0 | 0 | 0 | 0 | 0 | 0 | 0 | 0 | 0
NSW1 | Wind | 0 | 53907.3403 | 52184.9004 | 67164.7164 | 124484.6564 | 129492.772 | 126741.5872 | 130409.4234 | 123940.3973 | 125922.8701 | 129468.001 | 124739.7319 | 138674.9537 | 137805.0445 | 135488.3877 | 128425.0148 | 125652.4922 | 124380.3998 | 117896.1139 | 128447.5257 | 136431.3531 | 128956.0297 | 122416.635 | 121813.3846 | 127106.28 | 120141.8983 | 114520.567
NSW1 | Solar PV | 0 | 0.020872 | 12585.9181 | 11929.781 | 11338.0228 | 18901.398 | 27960.0397 | 44473.5596 | 42267.426 | 39967.5646 | 44405.6746 | 42090.6896 | 40002.7594 | 37967.8124 | 51350.1813 | 53864.1554 | 68877.0377 | 73214.7275 | 79391.2084 | 79559.0094 | 78209.9835 | 73924.7154 | 70070.8204 | 76666.7182 | 78539.0524 | 77743.0186 | 85105.5783
NSW1 | Grid Battery | 0 | 0.03085 | 9107.2052 | 8632.4247 | 20308.1157 | 26496.956 | 26413.2748 | 25036.2875 | 23794.3504 | 26237.5831 | 24869.7475 | 23573.2205 | 22403.8626 | 21176.3143 | 20072.3363 | 19025.9115 | 32102.6357 | 30343.6787 | 32023.7937 | 31917.1126 | 30333.8541 | 31418.8137 | 29780.9015 | 32637.0962 | 31018.1171 | 39474.7246 | 37461.2669
NSW1 | Pumped Hydro | 0 | 0 | 6082.1498 | 5765.071 | 5479.0921 | 5178.8832 | 4908.8942 | 4652.9804 | 4422.167 | 4179.8685 | 3961.9607 | 3755.4131 | 3569.124 | 3373.5653 | 3197.6983 | 3030.9937 | 2880.6398 | 2722.8043 | 2580.8573 | 2446.3104 | 2324.96 | 2197.5725 | 2083.0072 | 1974.4226 | 1876.4804 | 1773.6646 | 1681.1987
NSW1 | VPP | 0 | 0 | 0 | 0 | 0 | 0 | 0 | 0 | 0 | 0 | 0 | 0 | 0 | 0 | 0 | 0 | 0 | 0 | 0 | 0 | 0 | 0 | 0 | 0 | 0 | 0 | 0
Total excluding storage |  | 0 | 53907.3956 | 79960.1769 | 93491.9963 | 161609.89 | 180070.0121 | 186023.7986 | 204572.2534 | 194424.3431 | 196307.8885 | 202705.386 | 194159.0572 | 204650.7017 | 200322.7384 | 212572.4875 | 206681.5103 | 231732.3899 | 232759.5799 | 233880.57 | 244254.8838 | 249091.5737 | 238190.399 | 225956.3571 | 236883.2065 | 242143.4313 | 242539.3651 | 241997.103
Region | Technology | 2023-24 | 2024-25 | 2025-26 | 2026-27 | 2027-28 | 2028-29 | 2029-30 | 2030-31 | 2031-32 | 2032-33 | 2033-34 | 2034-35 | 2035-36 | 2036-37 | 2037-38 | 2038-39 | 2039-40 | 2040-41 | 2041-42 | 2042-43 | 2043-44 | 2044-45 | 2045-46 | 2046-47 | 2047-48 | 2048-49 | 2049-50
QLD1 | Black Coal | 0 | 0 | 0 | 0 | 0 | 0 | 0 | 0 | 0 | 0 | 0 | 0 | 0 | 0 | 0 | 0 | 0 | 0 | 0 | 0 | 0 | 0 | 0 | 0 | 0 | 0 | 0
QLD1 | Brown Coal | 0 | 0 | 0 | 0 | 0 | 0 | 0 | 0 | 0 | 0 | 0 | 0 | 0 | 0 | 0 | 0 | 0 | 0 | 0 | 0 | 0 | 0 | 0 | 0 | 0 | 0 | 0
QLD1 | CCGT | 0 | 0 | 0 | 0 | 0 | 0 | 0 | 0 | 0 | 0 | 0 | 0 | 0 | 0 | 0 | 0 | 0 | 0 | 0 | 0 | 0 | 0 | 0 | 0 | 0 | 0 | 0
QLD1 | Gas - Steam | 0 | 0 | 0 | 0 | 0 | 0 | 0 | 0 | 0 | 0 | 0 | 0 | 0 | 0 | 0 | 0 | 0 | 0 | 0 | 0 | 0 | 0 | 0 | 0 | 0 | 0 | 0
QLD1 | OCGT / Diesel | 0 | 0.0009499 | 0.00090038 | 0.00091312 | 0.0008742 | 259.7135 | 246.1739 | 233.3402 | 221.7653 | 209.6143 | 198.6866 | 188.3285 | 178.9864 | 169.1794 | 3533.865 | 3349.6351 | 3183.4748 | 3009.0463 | 2852.1766 | 2703.485 | 2569.3772 | 2428.5963 | 2301.987 | 6001.4438 | 5703.7391 | 10835.1232 | 10270.259
QLD1 | Hydro | 0 | 0 | 0 | 0 | 0 | 0 | 0 | 0 | 0 | 0 | 0 | 0 | 0 | 0 | 0 | 0 | 0 | 0 | 0 | 0 | 0 | 0 | 0 | 0 | 0 | 0 | 0
QLD1 | Hydrogen Turbine | 0 | 0 | 0 | 0 | 0 | 0 | 0 | 0 | 0 | 0 | 0 | 0 | 0 | 0 | 0 | 0 | 0 | 0 | 0 | 0 | 0 | 0 | 0 | 0 | 0 | 0 | 0
QLD1 | Wind | 0 | 23564.1124 | 22335.6517 | 30789.903 | 50012.9792 | 100308.74 | 95079.3749 | 117826.6834 | 112157.4731 | 125074.913 | 130213.5612 | 123453.3515 | 117329.3848 | 110900.6942 | 128533.8525 | 121833.0356 | 115789.4457 | 111591.8493 | 110040.766 | 111650.4594 | 111054.9842 | 104970.0784 | 99497.7051 | 122795.941 | 120518.3049 | 114706.243 | 111491.3646
QLD1 | Solar PV | 0 | 0.0084427 | 0.01178 | 0.011699 | 0.011272 | 2262.2553 | 2533.4371 | 9931.1954 | 14933.945 | 20331.354 | 33271.6744 | 38351.1364 | 36448.7086 | 34451.6174 | 49792.5877 | 49600.6871 | 93975.0771 | 105222.0619 | 100875.8313 | 139677.4559 | 132763.0198 | 125488.691 | 122394.1315 | 130190.1295 | 126346.828 | 131129.3613 | 135874.7808
QLD1 | Grid Battery | 0 | 0.0040576 | 0.0045377 | 0.0067993 | 0.0083723 | 15752.4229 | 14931.2066 | 17491.6534 | 17929.3304 | 24050.7177 | 33391.0865 | 31650.3191 | 30080.2889 | 28432.1349 | 26949.891 | 25544.9206 | 39040.5438 | 37081.387 | 44006.6005 | 69904.1756 | 66436.5445 | 62796.3647 | 59522.6206 | 56419.5458 | 53620.8254 | 66560.4469 | 63090.471
QLD1 | Pumped Hydro | 0 | 0 | 0.003825 | 0.0056363 | 0.0055674 | 2559.8808 | 2426.4273 | 2299.9311 | 2185.8419 | 2066.0756 | 3292.8938 | 3121.2265 | 2966.3965 | 2803.8623 | 14605.7228 | 13844.287 | 16947.3189 | 16018.7443 | 15183.6439 | 14392.0796 | 13678.1531 | 12928.7021 | 12254.6939 | 14816.5787 | 14081.5947 | 13310.0384 | 12616.1502
QLD1 | VPP | 0 | 0 | 0 | 0 | 0 | 0 | 0 | 0 | 0 | 0 | 0 | 0 | 0 | 0 | 0 | 0 | 0 | 0 | 0 | 0 | 0 | 0 | 0 | 0 | 0 | 0 | 0
Total excluding storage |  | 0 | 23564.1259 | 22335.6727 | 30789.928 | 50013.0053 | 121143.0124 | 115216.6197 | 147782.8035 | 147428.3557 | 171732.6746 | 200367.9025 | 196764.362 | 187003.7653 | 176757.4882 | 223415.9191 | 214172.5654 | 268935.8602 | 272923.0888 | 272959.0184 | 338327.6555 | 326502.0788 | 308612.4326 | 295971.1382 | 330223.6387 | 320271.292 | 336541.2129 | 333343.0256
Region | Technology | 2023-24 | 2024-25 | 2025-26 | 2026-27 | 2027-28 | 2028-29 | 2029-30 | 2030-31 | 2031-32 | 2032-33 | 2033-34 | 2034-35 | 2035-36 | 2036-37 | 2037-38 | 2038-39 | 2039-40 | 2040-41 | 2041-42 | 2042-43 | 2043-44 | 2044-45 | 2045-46 | 2046-47 | 2047-48 | 2048-49 | 2049-50
VIC1 | Black Coal | 0 | 0 | 0 | 0 | 0 | 0 | 0 | 0 | 0 | 0 | 0 | 0 | 0 | 0 | 0 | 0 | 0 | 0 | 0 | 0 | 0 | 0 | 0 | 0 | 0 | 0 | 0
VIC1 | Brown Coal | 0 | 0 | 0 | 0 | 0 | 0 | 0 | 0 | 0 | 0 | 0 | 0 | 0 | 0 | 0 | 0 | 0 | 0 | 0 | 0 | 0 | 0 | 0 | 0 | 0 | 0 | 0
VIC1 | CCGT | 0 | 0 | 0 | 0 | 0 | 0 | 0 | 0 | 0 | 0 | 0 | 0 | 0 | 0 | 0 | 0 | 0 | 0 | 0 | 0 | 0 | 0 | 0 | 0 | 0 | 0 | 0
VIC1 | Gas - Steam | 0 | 0 | 0 | 0 | 0 | 0 | 0 | 0 | 0 | 0 | 0 | 0 | 0 | 0 | 0 | 0 | 0 | 0 | 0 | 0 | 0 | 0 | 0 | 0 | 0 | 0 | 0
VIC1 | OCGT / Diesel | 0 | 0.001858 | 0.0017612 | 0.0016718 | 0.0015913 | 0.0015105 | 0.0014353 | 0.0013656 | 0.0012995 | 0.0013105 | 0.0012451 | 0.0016901 | 4500.4834 | 4253.8937 | 4032.1267 | 3821.921 | 3632.3328 | 3433.3106 | 4297.9599 | 4073.8956 | 7085.2514 | 12240.6273 | 11602.4903 | 10997.6211 | 10452.0785 | 9879.39 | 9364.3507
VIC1 | Hydro | 0 | 0 | 0 | 0 | 0 | 0 | 0 | 0 | 0 | 0 | 0 | 0 | 0 | 0 | 0 | 0 | 0 | 0 | 0 | 0 | 0 | 0 | 0 | 0 | 0 | 0 | 0
VIC1 | Hydrogen Turbine | 0 | 0 | 0 | 0 | 0 | 0 | 0 | 0 | 0 | 0 | 0 | 0 | 0 | 0 | 0 | 0 | 0 | 0 | 0 | 0 | 0 | 0 | 0 | 0 | 0 | 0 | 0
VIC1 | Wind | 0 | 18927.34 | 17940.6067 | 25758.4111 | 24480.6552 | 25673.8265 | 43382.5631 | 57446.85 | 54597.17 | 57740.4778 | 78907.9591 | 76216.781 | 72436.0086 | 70411.519 | 73088.7636 | 70451.232 | 67649.1111 | 64220.1198 | 60872.1516 | 63374.8813 | 60231.1477 | 56930.9737 | 74091.9809 | 119104.1942 | 136623.7722 | 130469.8213 | 132941.9005
VIC1 | Solar PV | 0 | 0.0073016 | 0.0072123 | 0.013236 | 0.012641 | 0.012011 | 0.011588 | 0.022822 | 0.021702 | 14750.2183 | 13981.2496 | 18225.2126 | 17321.142 | 16421.6929 | 16385.4195 | 20292.9834 | 32493.2386 | 33215.8978 | 45158.9574 | 46394.613 | 49017.7919 | 46414.3328 | 47038.9248 | 45376.44 | 43125.5185 | 41429.9807 | 40633.2361
VIC1 | Grid Battery | 0 | 0.0062395 | 0.0059669 | 0.034486 | 0.0329 | 0.031102 | 0.029571 | 3200.3078 | 3041.5551 | 18738.3244 | 17761.4451 | 16835.493 | 17055.1991 | 16120.7136 | 19543.6218 | 18524.7603 | 20229.4194 | 25650.4499 | 26666.9109 | 25276.6929 | 24022.8297 | 25825.44 | 24479.0901 | 23202.9295 | 22051.9367 | 20843.672 | 19829.3892
VIC1 | Pumped Hydro | 0 | 0 | 0.0034954 | 0.0079957 | 0.0076386 | 0.007257 | 0.0074055 | 0.012859 | 0.012233 | 0.013165 | 0.012553 | 0.011993 | 0.11655 | 0.11022 | 219.436 | 207.9962 | 197.6786 | 1532.6909 | 3695.5994 | 4207.239 | 3998.5368 | 5105.9719 | 4839.7881 | 4587.4769 | 4359.9127 | 4121.0257 | 3906.1855
VIC1 | VPP | 0 | 0 | 0 | 0 | 0 | 0 | 0 | 0 | 0 | 0 | 0 | 0 | 0 | 0 | 0 | 0 | 0 | 0 | 0 | 0 | 0 | 0 | 0 | 0 | 0 | 0 | 0
Total excluding storage |  | 0 | 18927.3554 | 17940.6251 | 25758.4685 | 24480.71 | 25673.8784 | 43382.6131 | 60647.1949 | 57638.7603 | 91229.035 | 110650.6675 | 111277.5002 | 111312.9497 | 107207.9294 | 113269.3675 | 113298.8929 | 124201.7804 | 128052.469 | 140691.5791 | 143327.3217 | 144355.5576 | 146517.3457 | 162052.2742 | 203268.6617 | 216613.2187 | 206743.8897 | 206675.062
Region | Technology | 2023-24 | 2024-25 | 2025-26 | 2026-27 | 2027-28 | 2028-29 | 2029-30 | 2030-31 | 2031-32 | 2032-33 | 2033-34 | 2034-35 | 2035-36 | 2036-37 | 2037-38 | 2038-39 | 2039-40 | 2040-41 | 2041-42 | 2042-43 | 2043-44 | 2044-45 | 2045-46 | 2046-47 | 2047-48 | 2048-49 | 2049-50
SA1 | Black Coal | 0 | 0 | 0 | 0 | 0 | 0 | 0 | 0 | 0 | 0 | 0 | 0 | 0 | 0 | 0 | 0 | 0 | 0 | 0 | 0 | 0 | 0 | 0 | 0 | 0 | 0 | 0
SA1 | Brown Coal | 0 | 0 | 0 | 0 | 0 | 0 | 0 | 0 | 0 | 0 | 0 | 0 | 0 | 0 | 0 | 0 | 0 | 0 | 0 | 0 | 0 | 0 | 0 | 0 | 0 | 0 | 0
SA1 | CCGT | 0 | 0 | 0 | 0 | 0 | 0 | 0 | 0 | 0 | 0 | 0 | 0 | 0 | 0 | 0 | 0 | 0 | 0 | 0 | 0 | 0 | 0 | 0 | 0 | 0 | 0 | 0
SA1 | Gas - Steam | 0 | 0 | 0 | 0 | 0 | 0 | 0 | 0 | 0 | 0 | 0 | 0 | 0 | 0 | 0 | 0 | 0 | 0 | 0 | 0 | 0 | 0 | 0 | 0 | 0 | 0 | 0
SA1 | OCGT / Diesel | 0 | 0.00096288 | 0.00091269 | 0.0010202 | 0.00097294 | 0.00092474 | 0.00088233 | 0.00097852 | 0.00093598 | 0.0010132 | 0.00096663 | 0.0010677 | 0.0028279 | 0.0026757 | 0.0025425 | 0.0024118 | 0.0023006 | 0.0021768 | 0.0020653 | 0.0019607 | 0.0095158 | 0.021958 | 0.020815 | 0.019731 | 0.018755 | 0.01773 | 0.016809
SA1 | Hydro | 0 | 0 | 0 | 0 | 0 | 0 | 0 | 0 | 0 | 0 | 0 | 0 | 0 | 0 | 0 | 0 | 0 | 0 | 0 | 0 | 0 | 0 | 0 | 0 | 0 | 0 | 0
SA1 | Hydrogen Turbine | 0 | 0 | 0 | 0 | 0 | 0 | 0 | 0 | 0 | 0 | 0 | 0 | 0 | 0 | 0 | 0 | 0 | 0 | 0 | 0 | 0 | 0 | 0 | 0 | 0 | 0 | 0
SA1 | Wind | 0 | 9100.9031 | 8626.4484 | 15061.9741 | 14317.6659 | 27531.2704 | 28167.5856 | 28898.3736 | 27464.8552 | 25960.0067 | 25485.2953 | 24156.6782 | 24640.93 | 23496.1135 | 33153.5311 | 33647.3761 | 34407.2184 | 32685.0268 | 30981.0681 | 34135.5613 | 32819.6425 | 32648.3372 | 30946.297 | 40629.4692 | 42372.9734 | 43057.3016 | 42863.1405
SA1 | Solar PV | 0 | 0.011665 | 0.014573 | 0.013979 | 0.01334 | 0.013159 | 0.012844 | 0.024875 | 0.023662 | 7377.2223 | 6992.6277 | 12518.544 | 11897.5552 | 11245.6665 | 14240.8499 | 14454.7868 | 16788.0732 | 32944.0441 | 36523.9743 | 39156.6742 | 54643.0146 | 51649.0239 | 48956.4208 | 46544.7086 | 44235.8345 | 43656.6581 | 41492.2268
SA1 | Grid Battery | 0 | 0.0043929 | 0.0053675 | 0.011094 | 0.011155 | 0.010549 | 0.010187 | 0.30266 | 0.28884 | 8894.665 | 8430.9622 | 7991.4334 | 12711.9687 | 12015.4568 | 11393.8344 | 10799.8432 | 10264.1119 | 18661.8662 | 24960.0162 | 23658.7833 | 29912.7692 | 29859.0208 | 28302.3894 | 26826.9095 | 25496.1471 | 24099.1667 | 22842.8168
SA1 | Pumped Hydro | 0 | 0 | 0.002949 | 0.0040582 | 0.0039239 | 0.0037447 | 0.0036364 | 0.0046232 | 0.0044079 | 0.0043176 | 0.0041751 | 0.0040312 | 0.0046279 | 0.0044107 | 0.0047314 | 0.0045047 | 0.0043415 | 0.0045096 | 0.0048083 | 0.0047695 | 0.0046491 | 0.0052506 | 0.0049935 | 0.0047444 | 0.0045206 | 0.0042893 | 0.0044151
SA1 | VPP | 0 | 0 | 0 | 0 | 0 | 0 | 0 | 0 | 0 | 0 | 0 | 0 | 0 | 0 | 0 | 0 | 0 | 0 | 0 | 0 | 0 | 0 | 0 | 0 | 0 | 0 | 0
Total excluding storage |  | 0 | 9100.9201 | 8626.4722 | 15062.0042 | 14317.6953 | 27531.2988 | 28167.6132 | 28898.7067 | 27465.1731 | 42231.8994 | 40908.8904 | 44666.6608 | 49250.4614 | 46757.244 | 58788.2227 | 58902.013 | 61459.4103 | 84290.9437 | 92465.0655 | 96951.0255 | 117375.4405 | 114156.4091 | 108205.1331 | 114001.1118 | 112104.9783 | 110813.1484 | 107198.2052
Region | Technology | 2023-24 | 2024-25 | 2025-26 | 2026-27 | 2027-28 | 2028-29 | 2029-30 | 2030-31 | 2031-32 | 2032-33 | 2033-34 | 2034-35 | 2035-36 | 2036-37 | 2037-38 | 2038-39 | 2039-40 | 2040-41 | 2041-42 | 2042-43 | 2043-44 | 2044-45 | 2045-46 | 2046-47 | 2047-48 | 2048-49 | 2049-50
TAS1 | Black Coal | 0 | 0 | 0 | 0 | 0 | 0 | 0 | 0 | 0 | 0 | 0 | 0 | 0 | 0 | 0 | 0 | 0 | 0 | 0 | 0 | 0 | 0 | 0 | 0 | 0 | 0 | 0
TAS1 | Brown Coal | 0 | 0 | 0 | 0 | 0 | 0 | 0 | 0 | 0 | 0 | 0 | 0 | 0 | 0 | 0 | 0 | 0 | 0 | 0 | 0 | 0 | 0 | 0 | 0 | 0 | 0 | 0
TAS1 | CCGT | 0 | 0 | 0 | 0 | 0 | 0 | 0 | 0 | 0 | 0 | 0 | 0 | 0 | 0 | 0 | 0 | 0 | 0 | 0 | 0 | 0 | 0 | 0 | 0 | 0 | 0 | 0
TAS1 | Gas - Steam | 0 | 0 | 0 | 0 | 0 | 0 | 0 | 0 | 0 | 0 | 0 | 0 | 0 | 0 | 0 | 0 | 0 | 0 | 0 | 0 | 0 | 0 | 0 | 0 | 0 | 0 | 0
TAS1 | OCGT / Diesel | 0 | 0.00087918 | 0.00083335 | 0.00079356 | 0.00077636 | 0.00077364 | 0.00078507 | 0.00089195 | 0.00085452 | 0.0009609 | 0.00091575 | 0.00089959 | 0.0017119 | 0.0016209 | 0.001539 | 0.0014616 | 0.0013928 | 0.001319 | 0.00162 | 0.0015395 | 0.0014689 | 0.0035816 | 0.0033975 | 0.0032236 | 0.0030671 | 0.0029029 | 0.0027548
TAS1 | Hydro | 0 | 0 | 0 | 0 | 0 | 0 | 0 | 0 | 0 | 0 | 0 | 0 | 0 | 0 | 0 | 0 | 0 | 0 | 0 | 0 | 0 | 0 | 0 | 0 | 0 | 0 | 0
TAS1 | Hydrogen Turbine | 0 | 0 | 0 | 0 | 0 | 0 | 0 | 0 | 0 | 0 | 0 | 0 | 0 | 0 | 0 | 0 | 0 | 0 | 0 | 0 | 0 | 0 | 0 | 0 | 0 | 0 | 0
TAS1 | Wind | 0 | 11503.0163 | 10903.3331 | 10643.5685 | 14746.905 | 17811.4769 | 24251.5411 | 23129.6197 | 34925.017 | 36107.4791 | 34225.099 | 32440.8524 | 30831.6075 | 29142.2877 | 27623.0223 | 26182.9599 | 24884.1408 | 23520.6932 | 22294.496 | 21132.2244 | 20083.9499 | 18983.5143 | 18652.6801 | 18159.4676 | 17258.6583 | 16313.0248 | 15462.5828
TAS1 | Solar PV | 0 | 0.0030753 | 0.0029224 | 0.0029835 | 0.0028533 | 0.0027275 | 0.0026897 | 0.0034057 | 0.0033369 | 0.0054818 | 0.0052064 | 0.051125 | 0.049183 | 0.046513 | 81.6982 | 77.4396 | 73.5984 | 69.5658 | 65.9439 | 62.5067 | 1350.1953 | 2190.9345 | 2076.7152 | 1968.4504 | 1870.8044 | 1768.2997 | 1676.1134
TAS1 | Grid Battery | 0 | 0.0032454 | 0.0037884 | 0.0042103 | 0.0050174 | 0.0047546 | 0.0057146 | 0.0099877 | 0.012427 | 0.014188 | 0.013516 | 0.012855 | 0.012974 | 0.012461 | 0.012109 | 0.012228 | 0.012878 | 0.012275 | 0.012545 | 0.011978 | 0.013176 | 0.01613 | 0.015346 | 0.014611 | 0.015848 | 0.016877 | 0.016564
TAS1 | Pumped Hydro | 0 | 0 | 0.0065517 | 0.0069144 | 0.0079217 | 0.0083256 | 0.011911 | 5.2918 | 3023.4685 | 5375.8969 | 5095.6372 | 4829.9881 | 6340.4443 | 5993.0398 | 5680.6065 | 5384.4612 | 5117.3623 | 4836.9727 | 4894.7618 | 4639.5847 | 4409.436 | 4764.2992 | 4515.9234 | 4280.4961 | 4068.16 | 3845.2583 | 3644.7947
TAS1 | VPP | 0 | 0 | 0 | 0 | 0 | 0 | 0 | 0 | 0 | 0 | 0 | 0 | 0 | 0 | 0 | 0 | 0 | 0 | 0 | 0 | 0 | 0 | 0 | 0 | 0 | 0 | 0
Total excluding storage |  | 0 | 11503.0235 | 10903.3472 | 10643.5834 | 14746.9215 | 17811.4935 | 24251.5622 | 23134.9258 | 37948.5021 | 41483.3967 | 39320.7558 | 37270.9055 | 37172.1156 | 35135.3881 | 33385.3406 | 31644.8744 | 30075.1158 | 28427.2453 | 27255.2159 | 25834.3293 | 25843.5959 | 25938.7677 | 25245.3374 | 24408.432 | 23197.6417 | 21926.6026 | 20783.5102

## BaseCase_Fuel Cost
Fuel cost by technology ($000s) - BaseCase, Step Change Scenario
Fuel | Real June 2021 dollars discounted to 1 July 2021
Explicitly modelled generation
Region | Technology | 2023-24 | 2024-25 | 2025-26 | 2026-27 | 2027-28 | 2028-29 | 2029-30 | 2030-31 | 2031-32 | 2032-33 | 2033-34 | 2034-35 | 2035-36 | 2036-37 | 2037-38 | 2038-39 | 2039-40 | 2040-41 | 2041-42 | 2042-43 | 2043-44 | 2044-45 | 2045-46 | 2046-47 | 2047-48 | 2048-49 | 2049-50
NEM | Black Coal | 1659280.56 | 1331397.7 | 1205145.298 | 1035461.762 | 780838.414 | 678066.79 | 573607.43 | 373594.158 | 342339.439 | 290076.24 | 170057.818 | 160012.394 | 131083.795 | 118248.22 | 117306.127 | 106015.1745 | 18059.856 | 6663.406 | 6287.8725 | 0 | 0 | 0 | 0 | 0 | 0 | 0 | 0
NEM | Brown Coal | 215882.073 | 178467.878 | 156379.214 | 113472.968 | 109710.134 | 87613.355 | 52884.879 | 32822.988 | 24766.903 | 0 | 0 | 0 | 0 | 0 | 0 | 0 | 0 | 0 | 0 | 0 | 0 | 0 | 0 | 0 | 0 | 0 | 0
NEM | CCGT | 148508.6189 | 113261.8364 | 192012.5384 | 217554.4734 | 216970.0681 | 234358.963 | 254671.5945 | 279474.2575 | 242103.7128 | 226107.2207 | 285529.9865 | 308262.731 | 220775.517 | 195098.433 | 137803.807 | 138604.0197 | 119352.7073 | 98334.1227 | 76754.4476 | 84037.4553 | 60329.9005 | 45265.6497 | 25882.1384 | 19838.662 | 18402.132 | 17075.348 | 16597.428
NEM | Gas - Steam | 11398.7254 | 10589.6301 | 32062.0305 | 14156.257 | 9331.492 | 19632.172 | 14584.028 | 75928.352 | 27940.446 | 69581.704 | 43845.612 | 52461.412 | 46105.832 | 52331.224 | 54769.36 | 54451.8 | 0 | 0 | 0 | 0 | 0 | 0 | 0 | 0 | 0 | 0 | 0
NEM | OCGT / Diesel | 17491.3487 | 13729.9145 | 30315.3495 | 36045.9142 | 25873.4525 | 33353.173 | 24040.3405 | 101258.2556 | 57298.8619 | 112264.0982 | 145716.6026 | 272115.617 | 164876.5523 | 215776.6067 | 212860.1319 | 192846.8717 | 386265.5589 | 308895.4494 | 173893.2004 | 192023.3528 | 354549.4025 | 220956.7756 | 257442.8634 | 306250.5943 | 189467.884 | 287694.7107 | 242938.8945
NEM | Hydro | 0 | 0 | 0 | 0 | 0 | 0 | 0 | 0 | 0 | 0 | 0 | 0 | 0 | 0 | 0 | 0 | 0 | 0 | 0 | 0 | 0 | 0 | 0 | 0 | 0 | 0 | 0
NEM | Hydrogen Turbine | 0 | 0 | 0 | 0 | 0 | 0 | 0 | 0 | 0 | 0 | 0 | 0 | 0 | 0 | 0 | 0 | 0 | 0 | 0 | 0 | 0 | 0 | 0 | 0 | 0 | 0 | 0
NEM | Wind | 0 | 0 | 0 | 0 | 0 | 0 | 0 | 0 | 0 | 0 | 0 | 0 | 0 | 0 | 0 | 0 | 0 | 0 | 0 | 0 | 0 | 0 | 0 | 0 | 0 | 0 | 0
NEM | Solar PV | 0 | 0 | 0 | 0 | 0 | 0 | 0 | 0 | 0 | 0 | 0 | 0 | 0 | 0 | 0 | 0 | 0 | 0 | 0 | 0 | 0 | 0 | 0 | 0 | 0 | 0 | 0
NEM | Grid Battery | 0 | 0 | 0 | 0 | 0 | 0 | 0 | 0 | 0 | 0 | 0 | 0 | 0 | 0 | 0 | 0 | 0 | 0 | 0 | 0 | 0 | 0 | 0 | 0 | 0 | 0 | 0
NEM | Pumped Hydro | 0 | 0 | 0 | 0 | 0 | 0 | 0 | 0 | 0 | 0 | 0 | 0 | 0 | 0 | 0 | 0 | 0 | 0 | 0 | 0 | 0 | 0 | 0 | 0 | 0 | 0 | 0
NEM | VPP | 0 | 0 | 0 | 0 | 0 | 0 | 0 | 0 | 0 | 0 | 0 | 0 | 0 | 0 | 0 | 0 | 0 | 0 | 0 | 0 | 0 | 0 | 0 | 0 | 0 | 0 | 0
Total excluding storage |  | 2052561.326 | 1647446.959 | 1615914.4304 | 1416691.3746 | 1142723.5606 | 1053024.453 | 919788.272 | 863078.0111 | 694449.3627 | 698029.2629 | 645150.0191 | 792852.154 | 562841.6963 | 581454.4837 | 522739.4259 | 491917.8659 | 523678.1222 | 413892.9781 | 256935.5205 | 276060.8081 | 414879.303 | 266222.4253 | 283325.0018 | 326089.2563 | 207870.016 | 304770.0587 | 259536.3225
Region | Technology | 2023-24 | 2024-25 | 2025-26 | 2026-27 | 2027-28 | 2028-29 | 2029-30 | 2030-31 | 2031-32 | 2032-33 | 2033-34 | 2034-35 | 2035-36 | 2036-37 | 2037-38 | 2038-39 | 2039-40 | 2040-41 | 2041-42 | 2042-43 | 2043-44 | 2044-45 | 2045-46 | 2046-47 | 2047-48
NSW1 | Black Coal | 910345.352 | 689862.84 | 556021.44 | 483704.892 | 338326.524 | 334616.976 | 264812.596 | 200981.36 | 188362.936 | 181477.868 | 97840.42 | 94303.744 | 77259.404 | 63866.008 | 66030.87 | 61387.536 | 0 | 0 | 0 | 0 | 0 | 0 | 0 | 0 | 0 | 0 | 0
NSW1 | Brown Coal | 0 | 0 | 0 | 0 | 0 | 0 | 0 | 0 | 0 | 0 | 0 | 0 | 0 | 0 | 0 | 0 | 0 | 0 | 0 | 0 | 0 | 0 | 0 | 0 | 0 | 0 | 0
NSW1 | CCGT | 875.6035 | 385.3814 | 17828.362 | 36914.04 | 42144.028 | 34316.368 | 54445.856 | 50266.704 | 43340.216 | 34981.128 | 56946.48 | 63815.204 | 38896.748 | 38885.636 | 39929.864 | 43311.508 | 40176.544 | 31063.928 | 24265.908 | 27858.528 | 0 | 0 | 0 | 0 | 0 | 0 | 0
NSW1 | Gas - Steam | 0 | 0 | 0 | 0 | 0 | 0 | 0 | 0 | 0 | 0 | 0 | 0 | 0 | 0 | 0 | 0 | 0 | 0 | 0 | 0 | 0 | 0 | 0 | 0 | 0 | 0 | 0
NSW1 | OCGT / Diesel | 927.3954 | 551.8723 | 3599.9376 | 3155.6245 | 2548.6396 | 488.0436 | 140.0384 | 11000.5342 | 2094.5998 | 10934.7031 | 22929.1687 | 73338.8436 | 28639.6224 | 60229.4684 | 29554.2291 | 46884.6635 | 106704.2696 | 114300.2919 | 50202.7875 | 47954.3408 | 96944.3508 | 41832.142 | 63764.419 | 62524.3377 | 48153.3389 | 46443.777 | 50785.6242
NSW1 | Hydro | 0 | 0 | 0 | 0 | 0 | 0 | 0 | 0 | 0 | 0 | 0 | 0 | 0 | 0 | 0 | 0 | 0 | 0 | 0 | 0 | 0 | 0 | 0 | 0 | 0 | 0 | 0
NSW1 | Hydrogen Turbine | 0 | 0 | 0 | 0 | 0 | 0 | 0 | 0 | 0 | 0 | 0 | 0 | 0 | 0 | 0 | 0 | 0 | 0 | 0 | 0 | 0 | 0 | 0 | 0 | 0 | 0 | 0
NSW1 | Wind | 0 | 0 | 0 | 0 | 0 | 0 | 0 | 0 | 0 | 0 | 0 | 0 | 0 | 0 | 0 | 0 | 0 | 0 | 0 | 0 | 0 | 0 | 0 | 0 | 0 | 0 | 0
NSW1 | Solar PV | 0 | 0 | 0 | 0 | 0 | 0 | 0 | 0 | 0 | 0 | 0 | 0 | 0 | 0 | 0 | 0 | 0 | 0 | 0 | 0 | 0 | 0 | 0 | 0 | 0 | 0 | 0
NSW1 | Grid Battery | 0 | 0 | 0 | 0 | 0 | 0 | 0 | 0 | 0 | 0 | 0 | 0 | 0 | 0 | 0 | 0 | 0 | 0 | 0 | 0 | 0 | 0 | 0 | 0 | 0 | 0 | 0
NSW1 | Pumped Hydro | 0 | 0 | 0 | 0 | 0 | 0 | 0 | 0 | 0 | 0 | 0 | 0 | 0 | 0 | 0 | 0 | 0 | 0 | 0 | 0 | 0 | 0 | 0 | 0 | 0 | 0 | 0
NSW1 | VPP | 0 | 0 | 0 | 0 | 0 | 0 | 0 | 0 | 0 | 0 | 0 | 0 | 0 | 0 | 0 | 0 | 0 | 0 | 0 | 0 | 0 | 0 | 0 | 0 | 0 | 0 | 0
Total excluding storage |  | 912148.3509 | 690800.0937 | 577449.7396 | 523774.5565 | 383019.1916 | 369421.3876 | 319398.4904 | 262248.5982 | 233797.7518 | 227393.6991 | 177716.0687 | 231457.7916 | 144795.7744 | 162981.1124 | 135514.9631 | 151583.7075 | 146880.8136 | 145364.2199 | 74468.6955 | 75812.8688 | 96944.3508 | 41832.142 | 63764.419 | 62524.3377 | 48153.3389 | 46443.777 | 50785.6242
Region | Technology | 2023-24 | 2024-25 | 2025-26 | 2026-27 | 2027-28 | 2028-29 | 2029-30 | 2030-31 | 2031-32 | 2032-33 | 2033-34 | 2034-35 | 2035-36 | 2036-37 | 2037-38 | 2038-39 | 2039-40 | 2040-41 | 2041-42 | 2042-43 | 2043-44 | 2044-45 | 2045-46 | 2046-47 | 2047-48
QLD1 | Black Coal | 748935.208 | 641534.86 | 649123.858 | 551756.87 | 442511.89 | 343449.814 | 308794.834 | 172612.798 | 153976.503 | 108598.372 | 72217.398 | 65708.65 | 53824.391 | 54382.212 | 51275.257 | 44627.6385 | 18059.856 | 6663.406 | 6287.8725 | 0 | 0 | 0 | 0 | 0 | 0 | 0 | 0
QLD1 | Brown Coal | 0 | 0 | 0 | 0 | 0 | 0 | 0 | 0 | 0 | 0 | 0 | 0 | 0 | 0 | 0 | 0 | 0 | 0 | 0 | 0 | 0 | 0 | 0 | 0 | 0 | 0 | 0
QLD1 | CCGT | 70563.2319 | 61553.231 | 97713.9444 | 133455.0134 | 132683.0681 | 137711.571 | 145353.8665 | 157021.9215 | 146873.0648 | 134900.2167 | 171687.4945 | 178657.491 | 139821.185 | 108889.633 | 97873.943 | 95292.5117 | 79176.1633 | 67270.1947 | 52488.5396 | 56178.9273 | 60329.9005 | 45265.6497 | 25882.1384 | 19838.662 | 18402.132 | 17075.348 | 16597.428
QLD1 | Gas - Steam | 0 | 0 | 0 | 0 | 0 | 0 | 0 | 0 | 0 | 0 | 0 | 0 | 0 | 0 | 0 | 0 | 0 | 0 | 0 | 0 | 0 | 0 | 0 | 0 | 0 | 0 | 0
QLD1 | OCGT / Diesel | 215.0463 | 0.025344 | 214.3519 | 1427.8224 | 1899.6946 | 1217.7747 | 402.0651 | 23749.2716 | 22323.9419 | 23278.4373 | 61331.1105 | 65091.4515 | 57702.489 | 65887.1135 | 50228.6523 | 37240.5904 | 71068.411 | 55070.2419 | 24693.6227 | 34605.6124 | 42993.8115 | 27738.208 | 42234.1736 | 68892.1031 | 22943.1577 | 68184.2662 | 46211.5119
QLD1 | Hydro | 0 | 0 | 0 | 0 | 0 | 0 | 0 | 0 | 0 | 0 | 0 | 0 | 0 | 0 | 0 | 0 | 0 | 0 | 0 | 0 | 0 | 0 | 0 | 0 | 0 | 0 | 0
QLD1 | Hydrogen Turbine | 0 | 0 | 0 | 0 | 0 | 0 | 0 | 0 | 0 | 0 | 0 | 0 | 0 | 0 | 0 | 0 | 0 | 0 | 0 | 0 | 0 | 0 | 0 | 0 | 0 | 0 | 0
QLD1 | Wind | 0 | 0 | 0 | 0 | 0 | 0 | 0 | 0 | 0 | 0 | 0 | 0 | 0 | 0 | 0 | 0 | 0 | 0 | 0 | 0 | 0 | 0 | 0 | 0 | 0 | 0 | 0
QLD1 | Solar PV | 0 | 0 | 0 | 0 | 0 | 0 | 0 | 0 | 0 | 0 | 0 | 0 | 0 | 0 | 0 | 0 | 0 | 0 | 0 | 0 | 0 | 0 | 0 | 0 | 0 | 0 | 0
QLD1 | Grid Battery | 0 | 0 | 0 | 0 | 0 | 0 | 0 | 0 | 0 | 0 | 0 | 0 | 0 | 0 | 0 | 0 | 0 | 0 | 0 | 0 | 0 | 0 | 0 | 0 | 0 | 0 | 0
QLD1 | Pumped Hydro | 0 | 0 | 0 | 0 | 0 | 0 | 0 | 0 | 0 | 0 | 0 | 0 | 0 | 0 | 0 | 0 | 0 | 0 | 0 | 0 | 0 | 0 | 0 | 0 | 0 | 0 | 0
QLD1 | VPP | 0 | 0 | 0 | 0 | 0 | 0 | 0 | 0 | 0 | 0 | 0 | 0 | 0 | 0 | 0 | 0 | 0 | 0 | 0 | 0 | 0 | 0 | 0 | 0 | 0 | 0 | 0
Total excluding storage |  | 819713.4862 | 703088.1164 | 747052.1543 | 686639.7058 | 577094.6527 | 482379.1597 | 454550.7656 | 353383.9911 | 323173.5097 | 266777.026 | 305236.003 | 309457.5925 | 251348.065 | 229158.9585 | 199377.8523 | 177160.7406 | 168304.4303 | 129003.8426 | 83470.0348 | 90784.5397 | 103323.712 | 73003.8577 | 68116.312 | 88730.7651 | 41345.2897 | 85259.6142 | 62808.9399
Region | Technology | 2023-24 | 2024-25 | 2025-26 | 2026-27 | 2027-28 | 2028-29 | 2029-30 | 2030-31 | 2031-32 | 2032-33 | 2033-34 | 2034-35 | 2035-36 | 2036-37 | 2037-38 | 2038-39 | 2039-40 | 2040-41 | 2041-42 | 2042-43 | 2043-44 | 2044-45 | 2045-46 | 2046-47 | 2047-48
VIC1 | Black Coal | 0 | 0 | 0 | 0 | 0 | 0 | 0 | 0 | 0 | 0 | 0 | 0 | 0 | 0 | 0 | 0 | 0 | 0 | 0 | 0 | 0 | 0 | 0 | 0 | 0 | 0 | 0
VIC1 | Brown Coal | 215882.073 | 178467.878 | 156379.214 | 113472.968 | 109710.134 | 87613.355 | 52884.879 | 32822.988 | 24766.903 | 0 | 0 | 0 | 0 | 0 | 0 | 0 | 0 | 0 | 0 | 0 | 0 | 0 | 0 | 0 | 0 | 0 | 0
VIC1 | CCGT | 0 | 0 | 0 | 0 | 0 | 0 | 0 | 0 | 0 | 0 | 0 | 0 | 0 | 0 | 0 | 0 | 0 | 0 | 0 | 0 | 0 | 0 | 0 | 0 | 0 | 0 | 0
VIC1 | Gas - Steam | 1711.8704 | 1785.6091 | 6571.1645 | 14156.257 | 9331.492 | 19632.172 | 14584.028 | 75928.352 | 27940.446 | 69581.704 | 43845.612 | 52461.412 | 46105.832 | 52331.224 | 54769.36 | 54451.8 | 0 | 0 | 0 | 0 | 0 | 0 | 0 | 0 | 0 | 0 | 0
VIC1 | OCGT / Diesel | 2798.4956 | 1801.8126 | 4109.4971 | 14302.7472 | 8110.015 | 13138.6164 | 7827.3322 | 33624.2507 | 11198.8414 | 51926.8861 | 32170.1897 | 84485.8469 | 53801.869 | 65241.8685 | 96178.1522 | 78147.0425 | 165646.1929 | 114927.8078 | 83215.5215 | 91049.1291 | 191482.3112 | 143982.4747 | 146020.1492 | 173044.4846 | 116970.5197 | 171235.395 | 143736.9325
VIC1 | Hydro | 0 | 0 | 0 | 0 | 0 | 0 | 0 | 0 | 0 | 0 | 0 | 0 | 0 | 0 | 0 | 0 | 0 | 0 | 0 | 0 | 0 | 0 | 0 | 0 | 0 | 0 | 0
VIC1 | Hydrogen Turbine | 0 | 0 | 0 | 0 | 0 | 0 | 0 | 0 | 0 | 0 | 0 | 0 | 0 | 0 | 0 | 0 | 0 | 0 | 0 | 0 | 0 | 0 | 0 | 0 | 0 | 0 | 0
VIC1 | Wind | 0 | 0 | 0 | 0 | 0 | 0 | 0 | 0 | 0 | 0 | 0 | 0 | 0 | 0 | 0 | 0 | 0 | 0 | 0 | 0 | 0 | 0 | 0 | 0 | 0 | 0 | 0
VIC1 | Solar PV | 0 | 0 | 0 | 0 | 0 | 0 | 0 | 0 | 0 | 0 | 0 | 0 | 0 | 0 | 0 | 0 | 0 | 0 | 0 | 0 | 0 | 0 | 0 | 0 | 0 | 0 | 0
VIC1 | Grid Battery | 0 | 0 | 0 | 0 | 0 | 0 | 0 | 0 | 0 | 0 | 0 | 0 | 0 | 0 | 0 | 0 | 0 | 0 | 0 | 0 | 0 | 0 | 0 | 0 | 0 | 0 | 0
VIC1 | Pumped Hydro | 0 | 0 | 0 | 0 | 0 | 0 | 0 | 0 | 0 | 0 | 0 | 0 | 0 | 0 | 0 | 0 | 0 | 0 | 0 | 0 | 0 | 0 | 0 | 0 | 0 | 0 | 0
VIC1 | VPP | 0 | 0 | 0 | 0 | 0 | 0 | 0 | 0 | 0 | 0 | 0 | 0 | 0 | 0 | 0 | 0 | 0 | 0 | 0 | 0 | 0 | 0 | 0 | 0 | 0 | 0 | 0
Total excluding storage |  | 220392.439 | 182055.2997 | 167059.8756 | 141931.9722 | 127151.641 | 120384.1434 | 75296.2392 | 142375.5907 | 63906.1904 | 121508.5901 | 76015.8017 | 136947.2589 | 99907.701 | 117573.0925 | 150947.5122 | 132598.8425 | 165646.1929 | 114927.8078 | 83215.5215 | 91049.1291 | 191482.3112 | 143982.4747 | 146020.1492 | 173044.4846 | 116970.5197 | 171235.395 | 143736.9325
Region | Technology | 2023-24 | 2024-25 | 2025-26 | 2026-27 | 2027-28 | 2028-29 | 2029-30 | 2030-31 | 2031-32 | 2032-33 | 2033-34 | 2034-35 | 2035-36 | 2036-37 | 2037-38 | 2038-39 | 2039-40 | 2040-41 | 2041-42 | 2042-43 | 2043-44 | 2044-45 | 2045-46 | 2046-47 | 2047-48
SA1 | Black Coal | 0 | 0 | 0 | 0 | 0 | 0 | 0 | 0 | 0 | 0 | 0 | 0 | 0 | 0 | 0 | 0 | 0 | 0 | 0 | 0 | 0 | 0 | 0 | 0 | 0 | 0 | 0
SA1 | Brown Coal | 0 | 0 | 0 | 0 | 0 | 0 | 0 | 0 | 0 | 0 | 0 | 0 | 0 | 0 | 0 | 0 | 0 | 0 | 0 | 0 | 0 | 0 | 0 | 0 | 0 | 0 | 0
SA1 | CCGT | 77069.7835 | 51323.224 | 76470.232 | 47185.42 | 42142.972 | 62331.024 | 54871.872 | 72185.632 | 51890.432 | 56225.876 | 56896.012 | 65790.036 | 42057.584 | 47323.164 | 0 | 0 | 0 | 0 | 0 | 0 | 0 | 0 | 0 | 0 | 0 | 0 | 0
SA1 | Gas - Steam | 9686.855 | 8804.021 | 25490.866 | 0 | 0 | 0 | 0 | 0 | 0 | 0 | 0 | 0 | 0 | 0 | 0 | 0 | 0 | 0 | 0 | 0 | 0 | 0 | 0 | 0 | 0 | 0 | 0
SA1 | OCGT / Diesel | 13550.4036 | 11376.1895 | 22391.548 | 17138.101 | 13315.0885 | 18508.7234 | 15566.8485 | 32353.2642 | 21371.3798 | 24790.0142 | 28418.8234 | 46602.5132 | 23780.4083 | 23527.3348 | 34802.5942 | 29649.4419 | 39223.6473 | 23979.389 | 15176.6 | 17832.0578 | 22385.0248 | 7186.8581 | 5140.0967 | 1657.807 | 1262.5137 | 1408.6836 | 1931.9006
SA1 | Hydro | 0 | 0 | 0 | 0 | 0 | 0 | 0 | 0 | 0 | 0 | 0 | 0 | 0 | 0 | 0 | 0 | 0 | 0 | 0 | 0 | 0 | 0 | 0 | 0 | 0 | 0 | 0
SA1 | Hydrogen Turbine | 0 | 0 | 0 | 0 | 0 | 0 | 0 | 0 | 0 | 0 | 0 | 0 | 0 | 0 | 0 | 0 | 0 | 0 | 0 | 0 | 0 | 0 | 0 | 0 | 0 | 0 | 0
SA1 | Wind | 0 | 0 | 0 | 0 | 0 | 0 | 0 | 0 | 0 | 0 | 0 | 0 | 0 | 0 | 0 | 0 | 0 | 0 | 0 | 0 | 0 | 0 | 0 | 0 | 0 | 0 | 0
SA1 | Solar PV | 0 | 0 | 0 | 0 | 0 | 0 | 0 | 0 | 0 | 0 | 0 | 0 | 0 | 0 | 0 | 0 | 0 | 0 | 0 | 0 | 0 | 0 | 0 | 0 | 0 | 0 | 0
SA1 | Grid Battery | 0 | 0 | 0 | 0 | 0 | 0 | 0 | 0 | 0 | 0 | 0 | 0 | 0 | 0 | 0 | 0 | 0 | 0 | 0 | 0 | 0 | 0 | 0 | 0 | 0 | 0 | 0
SA1 | Pumped Hydro | 0 | 0 | 0 | 0 | 0 | 0 | 0 | 0 | 0 | 0 | 0 | 0 | 0 | 0 | 0 | 0 | 0 | 0 | 0 | 0 | 0 | 0 | 0 | 0 | 0 | 0 | 0
SA1 | VPP | 0 | 0 | 0 | 0 | 0 | 0 | 0 | 0 | 0 | 0 | 0 | 0 | 0 | 0 | 0 | 0 | 0 | 0 | 0 | 0 | 0 | 0 | 0 | 0 | 0 | 0 | 0
Total excluding storage |  | 100307.0421 | 71503.4345 | 124352.646 | 64323.521 | 55458.0605 | 80839.7474 | 70438.7205 | 104538.8962 | 73261.8118 | 81015.8902 | 85314.8354 | 112392.5492 | 65837.9923 | 70850.4988 | 34802.5942 | 29649.4419 | 39223.6473 | 23979.389 | 15176.6 | 17832.0578 | 22385.0248 | 7186.8581 | 5140.0967 | 1657.807 | 1262.5137 | 1408.6836 | 1931.9006
Region | Technology | 2023-24 | 2024-25 | 2025-26 | 2026-27 | 2027-28 | 2028-29 | 2029-30 | 2030-31 | 2031-32 | 2032-33 | 2033-34 | 2034-35 | 2035-36 | 2036-37 | 2037-38 | 2038-39 | 2039-40 | 2040-41 | 2041-42 | 2042-43 | 2043-44 | 2044-45 | 2045-46 | 2046-47 | 2047-48
TAS1 | Black Coal | 0 | 0 | 0 | 0 | 0 | 0 | 0 | 0 | 0 | 0 | 0 | 0 | 0 | 0 | 0 | 0 | 0 | 0 | 0 | 0 | 0 | 0 | 0 | 0 | 0 | 0 | 0
TAS1 | Brown Coal | 0 | 0 | 0 | 0 | 0 | 0 | 0 | 0 | 0 | 0 | 0 | 0 | 0 | 0 | 0 | 0 | 0 | 0 | 0 | 0 | 0 | 0 | 0 | 0 | 0 | 0 | 0
TAS1 | CCGT | 0 | 0 | 0 | 0 | 0 | 0 | 0 | 0 | 0 | 0 | 0 | 0 | 0 | 0 | 0 | 0 | 0 | 0 | 0 | 0 | 0 | 0 | 0 | 0 | 0 | 0 | 0
TAS1 | Gas - Steam | 0 | 0 | 0 | 0 | 0 | 0 | 0 | 0 | 0 | 0 | 0 | 0 | 0 | 0 | 0 | 0 | 0 | 0 | 0 | 0 | 0 | 0 | 0 | 0 | 0 | 0 | 0
TAS1 | OCGT / Diesel | 0.0077425 | 0.014758 | 0.014891 | 21.6192 | 0.014768 | 0.014977 | 104.0563 | 530.9348 | 310.099 | 1334.0576 | 867.3104 | 2596.9618 | 952.1636 | 890.8214 | 2096.5042 | 925.1334 | 3623.038 | 617.7188 | 604.6687 | 582.2127 | 743.9042 | 217.0928 | 284.0248 | 131.8619 | 138.3541 | 422.589 | 272.9253
TAS1 | Hydro | 0 | 0 | 0 | 0 | 0 | 0 | 0 | 0 | 0 | 0 | 0 | 0 | 0 | 0 | 0 | 0 | 0 | 0 | 0 | 0 | 0 | 0 | 0 | 0 | 0 | 0 | 0
TAS1 | Hydrogen Turbine | 0 | 0 | 0 | 0 | 0 | 0 | 0 | 0 | 0 | 0 | 0 | 0 | 0 | 0 | 0 | 0 | 0 | 0 | 0 | 0 | 0 | 0 | 0 | 0 | 0 | 0 | 0
TAS1 | Wind | 0 | 0 | 0 | 0 | 0 | 0 | 0 | 0 | 0 | 0 | 0 | 0 | 0 | 0 | 0 | 0 | 0 | 0 | 0 | 0 | 0 | 0 | 0 | 0 | 0 | 0 | 0
TAS1 | Solar PV | 0 | 0 | 0 | 0 | 0 | 0 | 0 | 0 | 0 | 0 | 0 | 0 | 0 | 0 | 0 | 0 | 0 | 0 | 0 | 0 | 0 | 0 | 0 | 0 | 0 | 0 | 0
TAS1 | Grid Battery | 0 | 0 | 0 | 0 | 0 | 0 | 0 | 0 | 0 | 0 | 0 | 0 | 0 | 0 | 0 | 0 | 0 | 0 | 0 | 0 | 0 | 0 | 0 | 0 | 0 | 0 | 0
TAS1 | Pumped Hydro | 0 | 0 | 0 | 0 | 0 | 0 | 0 | 0 | 0 | 0 | 0 | 0 | 0 | 0 | 0 | 0 | 0 | 0 | 0 | 0 | 0 | 0 | 0 | 0 | 0 | 0 | 0
TAS1 | VPP | 0 | 0 | 0 | 0 | 0 | 0 | 0 | 0 | 0 | 0 | 0 | 0 | 0 | 0 | 0 | 0 | 0 | 0 | 0 | 0 | 0 | 0 | 0 | 0 | 0 | 0 | 0
Total excluding storage |  | 0.0077425 | 0.014758 | 0.014891 | 21.6192 | 0.014768 | 0.014977 | 104.0563 | 530.9348 | 310.099 | 1334.0576 | 867.3104 | 2596.9618 | 952.1636 | 890.8214 | 2096.5042 | 925.1334 | 3623.038 | 617.7188 | 604.6687 | 582.2127 | 743.9042 | 217.0928 | 284.0248 | 131.8619 | 138.3541 | 422.589 | 272.9253

## BaseCase_Build Cost
New generation build cost (CAPEX) by technology ($000s) - BaseCase, Step Change Scenario
CAPEX | Real June 2021 dollars discounted to 1 July 2021. The total capital costs are annualised for modelling purposes.
Explicitly modelled generation
Region | Technology | 2023-24 | 2024-25 | 2025-26 | 2026-27 | 2027-28 | 2028-29 | 2029-30 | 2030-31 | 2031-32 | 2032-33 | 2033-34 | 2034-35 | 2035-36 | 2036-37 | 2037-38 | 2038-39 | 2039-40 | 2040-41 | 2041-42 | 2042-43 | 2043-44 | 2044-45 | 2045-46 | 2046-47 | 2047-48 | 2048-49 | 2049-50
NEM | Black Coal | 0 | 0 | 0 | 0 | 0 | 0 | 0 | 0 | 0 | 0 | 0 | 0 | 0 | 0 | 0 | 0 | 0 | 0 | 0 | 0 | 0 | 0 | 0 | 0 | 0 | 0 | 0
NEM | Brown Coal | 0 | 0 | 0 | 0 | 0 | 0 | 0 | 0 | 0 | 0 | 0 | 0 | 0 | 0 | 0 | 0 | 0 | 0 | 0 | 0 | 0 | 0 | 0 | 0 | 0 | 0 | 0
NEM | CCGT | 0 | 0 | 0 | 0 | 0 | 0 | 0 | 0 | 0 | 0 | 0 | 0 | 0 | 0 | 0 | 0 | 0 | 0 | 0 | 0 | 0 | 0 | 0 | 0 | 0 | 0 | 0
NEM | Gas - Steam | 0 | 0 | 0 | 0 | 0 | 0 | 0 | 0 | 0 | 0 | 0 | 0 | 0 | 0 | 0 | 0 | 0 | 0 | 0 | 0 | 0 | 0 | 0 | 0 | 0 | 0 | 0
NEM | OCGT / Diesel | 0 | 0.067491 | 0.063973 | 0.062466 | 0.059667 | 1926.3512 | 1825.9259 | 1730.738 | 1644.884 | 1554.761 | 1473.7073 | 1396.885 | 34446.5893 | 32559.1978 | 73051.3803 | 69243.0146 | 65808.1803 | 62202.4298 | 66559.0201 | 63089.1187 | 88687.0068 | 124107.5414 | 117637.4801 | 154863.6122 | 147181.5235 | 178062.605 | 168779.7028
NEM | Hydro | 0 | 0 | 0 | 0 | 0 | 0 | 0 | 0 | 0 | 0 | 0 | 0 | 0 | 0 | 0 | 0 | 0 | 0 | 0 | 0 | 0 | 0 | 0 | 0 | 0 | 0 | 0
NEM | Hydrogen Turbine | 0 | 0 | 0 | 0 | 0 | 0 | 0 | 0 | 0 | 0 | 0 | 0 | 0 | 0 | 0 | 0 | 0 | 0 | 0 | 0 | 0 | 0 | 0 | 0 | 0 | 0 | 0
NEM | Wind | 0 | 748832.8583 | 716451.0587 | 948238.9208 | 1438222.3835 | 1894263.0838 | 2001824.5893 | 2245485.1432 | 2217725.3105 | 2323050.7607 | 2488552.8263 | 2379523.0463 | 2388971.4222 | 2310181.3668 | 2453479.2489 | 2345772.6109 | 2270758.3061 | 2195382.9747 | 2103744.6888 | 2199511.2553 | 2206326.7429 | 2094265.1529 | 2030618.4913 | 2302808.0167 | 2343768.3427 | 2244048.0461 | 1992428.8266
NEM | Solar PV | 0 | 0.24733 | 56452.8129 | 53509.8127 | 50855.538 | 91824.0829 | 129641.3079 | 225623.5367 | 236225.6692 | 341548.3762 | 403012.883 | 451910.0407 | 429492.8164 | 406719.3807 | 511183.9491 | 532832.1727 | 775659.3612 | 877443.993 | 955179.1934 | 1087007.6856 | 1122594.8243 | 1065014 | 1035803.6954 | 1077211.3897 | 1056556.2913 | 1064661.6239 | 1106109.7856
NEM | Grid Battery | 0 | 0.29487 | 50506.9476 | 47874.1003 | 103913.2144 | 205324.9249 | 200149.5459 | 216250.1224 | 210544.6253 | 333130.7959 | 355157.6932 | 336642.3644 | 342110.1496 | 323365.3115 | 321434.6779 | 304677.4256 | 394022.7735 | 424322.3866 | 472777.609 | 543356.5419 | 539821.6023 | 533179.7588 | 488086.3566 | 475531.2841 | 431936.8525 | 446218.299 | 421391.9748
NEM | Pumped Hydro | 0 | 0 | 70451.2253 | 66778.5183 | 63465.9559 | 93446.4622 | 88574.8876 | 83994.5601 | 101097.2152 | 113301.5124 | 124692.3539 | 118191.8126 | 125069.4401 | 118216.6594 | 269061.3 | 255034.4098 | 291005.0305 | 294646.0487 | 314646.6357 | 308458.6239 | 293157.3817 | 301589.9256 | 285867.2739 | 311532.4826 | 296078.7555 | 279856.0679 | 265266.422
NEM | VPP | 0 | 0 | 0 | 0 | 0 | 0 | 0 | 0 | 0 | 0 | 0 | 0 | 0 | 0 | 0 | 0 | 0 | 0 | 0 | 0 | 0 | 0 | 0 | 0 | 0 | 0 | 0
Total excluding storage |  | 0 | 748833.468 | 893862.1084 | 1116401.4146 | 1656457.1515 | 2286784.905 | 2422016.2567 | 2773084.1004 | 2767237.7042 | 3112586.2062 | 3372889.4637 | 3287664.1488 | 3320090.4176 | 3191041.9162 | 3628210.5562 | 3507559.6336 | 3797253.6516 | 3853997.8328 | 3912907.147 | 4201423.2255 | 4250587.558 | 4118156.3787 | 3958013.2973 | 4321946.7854 | 4275521.7655 | 4212846.6419 | 3953976.7119
Region | Technology | 2023-24 | 2024-25 | 2025-26 | 2026-27 | 2027-28 | 2028-29 | 2029-30 | 2030-31 | 2031-32 | 2032-33 | 2033-34 | 2034-35 | 2035-36 | 2036-37 | 2037-38 | 2038-39 | 2039-40 | 2040-41 | 2041-42 | 2042-43 | 2043-44 | 2044-45 | 2045-46 | 2046-47 | 2047-48 | 2048-49 | 2049-50
NSW1 | Black Coal | 0 | 0 | 0 | 0 | 0 | 0 | 0 | 0 | 0 | 0 | 0 | 0 | 0 | 0 | 0 | 0 | 0 | 0 | 0 | 0 | 0 | 0 | 0 | 0 | 0 | 0 | 0
NSW1 | Brown Coal | 0 | 0 | 0 | 0 | 0 | 0 | 0 | 0 | 0 | 0 | 0 | 0 | 0 | 0 | 0 | 0 | 0 | 0 | 0 | 0 | 0 | 0 | 0 | 0 | 0 | 0 | 0
NSW1 | CCGT | 0 | 0 | 0 | 0 | 0 | 0 | 0 | 0 | 0 | 0 | 0 | 0 | 0 | 0 | 0 | 0 | 0 | 0 | 0 | 0 | 0 | 0 | 0 | 0 | 0 | 0 | 0
NSW1 | Gas - Steam | 0 | 0 | 0 | 0 | 0 | 0 | 0 | 0 | 0 | 0 | 0 | 0 | 0 | 0 | 0 | 0 | 0 | 0 | 0 | 0 | 0 | 0 | 0 | 0 | 0 | 0 | 0
NSW1 | OCGT / Diesel | 0 | 0.028116 | 0.02665 | 0.025261 | 0.024013 | 0.022725 | 0.021573 | 0.020478 | 0.019479 | 0.018433 | 0.017516 | 0.016656 | 0.015837 | 0.015011 | 17559.7807 | 16644.3419 | 15818.6909 | 14951.9559 | 14172.4701 | 13433.6209 | 12767.2394 | 12067.699 | 11438.5773 | 26758.6586 | 25431.2816 | 24037.8552 | 22784.6896
NSW1 | Hydro | 0 | 0 | 0 | 0 | 0 | 0 | 0 | 0 | 0 | 0 | 0 | 0 | 0 | 0 | 0 | 0 | 0 | 0 | 0 | 0 | 0 | 0 | 0 | 0 | 0 | 0 | 0
NSW1 | Hydrogen Turbine | 0 | 0 | 0 | 0 | 0 | 0 | 0 | 0 | 0 | 0 | 0 | 0 | 0 | 0 | 0 | 0 | 0 | 0 | 0 | 0 | 0 | 0 | 0 | 0 | 0 | 0 | 0
NSW1 | Wind | 0 | 334860.2779 | 324059.9862 | 415000.4754 | 772882.1998 | 802815.6614 | 787386.303 | 812032.746 | 771751.4465 | 786299.0021 | 810421.5203 | 780041.0634 | 858847.1544 | 850836.7381 | 834570.2586 | 791061.8736 | 774347.8913 | 766297.6695 | 726348.5036 | 786251.8252 | 832524.8511 | 786909.2916 | 746987.6888 | 742462.1238 | 772323.9064 | 730006.8758 | 607580.5402
NSW1 | Solar PV | 0 | 0.09643 | 56452.6344 | 53509.6096 | 50855.3437 | 82268.0569 | 119041.2367 | 185119.3363 | 175936.3974 | 166358.9359 | 182699.9869 | 173175.3535 | 164584.9015 | 156121.5485 | 199593.5128 | 205778.1278 | 250717.4253 | 262399.4537 | 289435.3388 | 287642.568 | 283260.7668 | 267740.3911 | 253782.3617 | 281591.2981 | 290315.5912 | 288343.1969 | 318877.6376
NSW1 | Grid Battery | 0 | 0.18518 | 50506.8286 | 47873.7855 | 103912.897 | 131767.671 | 130427.0236 | 123627.5439 | 117494.9392 | 124902.1175 | 118390.6346 | 112218.6113 | 106651.9636 | 100808.3083 | 95552.9004 | 90571.4707 | 132117.4114 | 124878.4739 | 128744.192 | 126923.111 | 120627.0442 | 122331.729 | 98656.9489 | 106403.9503 | 81120.2676 | 93836.0956 | 87173.8414
NSW1 | Pumped Hydro | 0 | 0 | 70451.0317 | 66778.2304 | 63465.6671 | 59988.2745 | 56860.9248 | 53896.6133 | 51223.0445 | 48416.4414 | 45892.3627 | 43499.8704 | 41342.0393 | 39076.8341 | 37039.7462 | 35108.7645 | 33367.177 | 31538.9291 | 29894.7207 | 28336.2308 | 26930.5981 | 25455.0418 | 24128.0027 | 22870.2714 | 21735.78 | 20544.8372 | 19473.7797
NSW1 | VPP | 0 | 0 | 0 | 0 | 0 | 0 | 0 | 0 | 0 | 0 | 0 | 0 | 0 | 0 | 0 | 0 | 0 | 0 | 0 | 0 | 0 | 0 | 0 | 0 | 0 | 0 | 0
Total excluding storage |  | 0 | 334860.5876 | 501470.5075 | 583162.1261 | 991116.1316 | 1076839.6866 | 1093715.5097 | 1174676.26 | 1116405.8471 | 1125976.5154 | 1157404.522 | 1108934.9152 | 1171426.0745 | 1146843.4441 | 1184316.1987 | 1139164.5785 | 1206368.5959 | 1200066.4821 | 1188595.2251 | 1242587.3559 | 1276110.4997 | 1214504.1525 | 1134993.5794 | 1180086.3022 | 1190926.8269 | 1156768.8608 | 1055890.4884
Region | Technology | 2023-24 | 2024-25 | 2025-26 | 2026-27 | 2027-28 | 2028-29 | 2029-30 | 2030-31 | 2031-32 | 2032-33 | 2033-34 | 2034-35 | 2035-36 | 2036-37 | 2037-38 | 2038-39 | 2039-40 | 2040-41 | 2041-42 | 2042-43 | 2043-44 | 2044-45 | 2045-46 | 2046-47 | 2047-48 | 2048-49 | 2049-50
QLD1 | Black Coal | 0 | 0 | 0 | 0 | 0 | 0 | 0 | 0 | 0 | 0 | 0 | 0 | 0 | 0 | 0 | 0 | 0 | 0 | 0 | 0 | 0 | 0 | 0 | 0 | 0 | 0 | 0
QLD1 | Brown Coal | 0 | 0 | 0 | 0 | 0 | 0 | 0 | 0 | 0 | 0 | 0 | 0 | 0 | 0 | 0 | 0 | 0 | 0 | 0 | 0 | 0 | 0 | 0 | 0 | 0 | 0 | 0
QLD1 | CCGT | 0 | 0 | 0 | 0 | 0 | 0 | 0 | 0 | 0 | 0 | 0 | 0 | 0 | 0 | 0 | 0 | 0 | 0 | 0 | 0 | 0 | 0 | 0 | 0 | 0 | 0 | 0
QLD1 | Gas - Steam | 0 | 0 | 0 | 0 | 0 | 0 | 0 | 0 | 0 | 0 | 0 | 0 | 0 | 0 | 0 | 0 | 0 | 0 | 0 | 0 | 0 | 0 | 0 | 0 | 0 | 0 | 0
QLD1 | OCGT / Diesel | 0 | 0.0080807 | 0.0076594 | 0.0077566 | 0.007427 | 1926.3014 | 1825.8781 | 1730.6902 | 1644.8384 | 1554.7147 | 1473.6634 | 1396.8374 | 1327.5466 | 1254.8079 | 25819.2062 | 24473.1812 | 23259.1768 | 21984.764 | 20838.6389 | 19752.2643 | 18772.4432 | 17743.8667 | 16818.831 | 43384.5063 | 41232.3957 | 77918.6236 | 73856.5132
QLD1 | Hydro | 0 | 0 | 0 | 0 | 0 | 0 | 0 | 0 | 0 | 0 | 0 | 0 | 0 | 0 | 0 | 0 | 0 | 0 | 0 | 0 | 0 | 0 | 0 | 0 | 0 | 0 | 0
QLD1 | Hydrogen Turbine | 0 | 0 | 0 | 0 | 0 | 0 | 0 | 0 | 0 | 0 | 0 | 0 | 0 | 0 | 0 | 0 | 0 | 0 | 0 | 0 | 0 | 0 | 0 | 0 | 0 | 0 | 0
QLD1 | Wind | 0 | 152331.8075 | 144390.3395 | 196404.4245 | 313864.8643 | 628472.4233 | 595708.4612 | 730388.9871 | 695171.5335 | 769850.6656 | 798362.6993 | 756918.4714 | 719371.143 | 679955.4881 | 780215.1119 | 739540.3907 | 702855.112 | 676394.4535 | 663945.14 | 675337.4372 | 670364.7006 | 633634.192 | 600601.1319 | 734892.9685 | 718944.2034 | 684042.0338 | 624084.9141
QLD1 | Solar PV | 0 | 0.04088 | 0.056175 | 0.055587 | 0.053495 | 9555.89 | 10599.9393 | 40503.9651 | 60289.0476 | 81432.8403 | 131444.0807 | 150146.8488 | 142698.7374 | 134880.0133 | 185537.89 | 183629.0114 | 320304.7985 | 353640.9022 | 338769.5634 | 460790.4189 | 437977.0288 | 413979.4659 | 404724.8189 | 434089.1572 | 422643.6927 | 443607.6751 | 466789.9972
QLD1 | Grid Battery | 0 | 0.024786 | 0.027401 | 0.039198 | 0.046697 | 73556.9979 | 69722.2732 | 79618.5584 | 80690.7199 | 103049.6924 | 137071.3361 | 129925.4374 | 123480.4201 | 116714.7022 | 110630.0497 | 104862.6071 | 149242.5096 | 141660.3467 | 163115.6754 | 244947.4186 | 232796.6805 | 220041.3163 | 208569.9668 | 197696.6469 | 187889.8004 | 198382.466 | 188040.2522
QLD1 | Pumped Hydro | 0 | 0 | 0.045143 | 0.066104 | 0.065389 | 33457.9687 | 31713.7147 | 30060.3935 | 28569.2324 | 27003.8721 | 42893.6366 | 40657.4774 | 38640.6436 | 36523.4523 | 188418.5702 | 178595.8015 | 218358.1942 | 206393.9494 | 195634.0755 | 185435.1435 | 176236.5383 | 166580.2159 | 157895.9394 | 190232.5122 | 180795.931 | 170889.7923 | 161980.8458
QLD1 | VPP | 0 | 0 | 0 | 0 | 0 | 0 | 0 | 0 | 0 | 0 | 0 | 0 | 0 | 0 | 0 | 0 | 0 | 0 | 0 | 0 | 0 | 0 | 0 | 0 | 0 | 0 | 0
Total excluding storage |  | 0 | 152331.8813 | 144390.4758 | 196404.5931 | 313865.0373 | 746969.5813 | 709570.2665 | 882302.5943 | 866365.3718 | 982891.7852 | 1111245.4161 | 1079045.0723 | 1025518.4907 | 969328.4638 | 1290620.8279 | 1231100.9919 | 1414019.7911 | 1400074.4158 | 1382303.0932 | 1586262.6826 | 1536147.3914 | 1451979.0568 | 1388610.688 | 1600295.7912 | 1551506.0232 | 1574840.5909 | 1514752.5225
Region | Technology | 2023-24 | 2024-25 | 2025-26 | 2026-27 | 2027-28 | 2028-29 | 2029-30 | 2030-31 | 2031-32 | 2032-33 | 2033-34 | 2034-35 | 2035-36 | 2036-37 | 2037-38 | 2038-39 | 2039-40 | 2040-41 | 2041-42 | 2042-43 | 2043-44 | 2044-45 | 2045-46 | 2046-47 | 2047-48 | 2048-49 | 2049-50
VIC1 | Black Coal | 0 | 0 | 0 | 0 | 0 | 0 | 0 | 0 | 0 | 0 | 0 | 0 | 0 | 0 | 0 | 0 | 0 | 0 | 0 | 0 | 0 | 0 | 0 | 0 | 0 | 0 | 0
VIC1 | Brown Coal | 0 | 0 | 0 | 0 | 0 | 0 | 0 | 0 | 0 | 0 | 0 | 0 | 0 | 0 | 0 | 0 | 0 | 0 | 0 | 0 | 0 | 0 | 0 | 0 | 0 | 0 | 0
VIC1 | CCGT | 0 | 0 | 0 | 0 | 0 | 0 | 0 | 0 | 0 | 0 | 0 | 0 | 0 | 0 | 0 | 0 | 0 | 0 | 0 | 0 | 0 | 0 | 0 | 0 | 0 | 0 | 0
VIC1 | Gas - Steam | 0 | 0 | 0 | 0 | 0 | 0 | 0 | 0 | 0 | 0 | 0 | 0 | 0 | 0 | 0 | 0 | 0 | 0 | 0 | 0 | 0 | 0 | 0 | 0 | 0 | 0 | 0
VIC1 | OCGT / Diesel | 0 | 0.015601 | 0.014788 | 0.014039 | 0.013363 | 0.012686 | 0.012054 | 0.011467 | 0.010912 | 0.011105 | 0.010551 | 0.014259 | 33118.9897 | 31304.3396 | 29672.3599 | 28125.4597 | 26730.2823 | 25265.6813 | 31547.881 | 29903.2047 | 57147.2392 | 94295.7849 | 89379.8909 | 84720.2758 | 80517.6831 | 76105.9719 | 72138.358
VIC1 | Hydro | 0 | 0 | 0 | 0 | 0 | 0 | 0 | 0 | 0 | 0 | 0 | 0 | 0 | 0 | 0 | 0 | 0 | 0 | 0 | 0 | 0 | 0 | 0 | 0 | 0 | 0 | 0
VIC1 | Hydrogen Turbine | 0 | 0 | 0 | 0 | 0 | 0 | 0 | 0 | 0 | 0 | 0 | 0 | 0 | 0 | 0 | 0 | 0 | 0 | 0 | 0 | 0 | 0 | 0 | 0 | 0 | 0 | 0
VIC1 | Wind | 0 | 123366.1374 | 116934.7275 | 167098.265 | 158809.2904 | 165980.1655 | 275468.3086 | 363350.1212 | 345325.9536 | 364134.7929 | 492746.3756 | 475717.7927 | 452119.5685 | 439179.2103 | 453712.1765 | 437259.9693 | 419802.3127 | 398482.0445 | 377708.0995 | 391927.8713 | 372486.1132 | 352076.9214 | 374158.7399 | 470514.193 | 494086.3695 | 474167.486 | 448143.4393
VIC1 | Solar PV | 0 | 0.036771 | 0.036264 | 0.064133 | 0.061229 | 0.058164 | 0.056073 | 0.10552 | 0.10034 | 63657.5173 | 60338.8791 | 77409.1416 | 73569.2236 | 69742.9366 | 69998.9526 | 87064.5896 | 141012.9101 | 144944.4742 | 198534.6342 | 201558.9947 | 210297.2719 | 199116.6365 | 202720.6791 | 195625.6582 | 185921.5472 | 178085.6504 | 173544.8185
VIC1 | Grid Battery | 0 | 0.038203 | 0.036509 | 0.18836 | 0.17963 | 0.16982 | 0.16136 | 13002.7272 | 12357.7213 | 71647.2451 | 67912.0811 | 64371.6411 | 64976.1274 | 61415.9668 | 73124.8034 | 69312.6107 | 74712.8939 | 92280.4693 | 95156.9276 | 90196.1403 | 85721.9151 | 90730.4016 | 86000.3808 | 81516.8974 | 77473.2111 | 73228.3157 | 69617.2792
VIC1 | Pumped Hydro | 0 | 0 | 0.043335 | 0.096113 | 0.091851 | 0.087297 | 0.090003 | 0.16004 | 0.15225 | 0.1674 | 0.15972 | 0.15269 | 1.6827 | 1.5912 | 3209.8149 | 3042.4792 | 2891.5573 | 22318.8314 | 53735.0296 | 61149.0362 | 58115.7077 | 74101.5033 | 70238.436 | 66576.7168 | 63274.1448 | 59807.2442 | 56689.3312
VIC1 | VPP | 0 | 0 | 0 | 0 | 0 | 0 | 0 | 0 | 0 | 0 | 0 | 0 | 0 | 0 | 0 | 0 | 0 | 0 | 0 | 0 | 0 | 0 | 0 | 0 | 0 | 0 | 0
Total excluding storage |  | 0 | 123366.228 | 116934.8584 | 167098.6277 | 158809.6364 | 165980.4935 | 275468.6281 | 376353.1254 | 357683.9384 | 499439.7338 | 620997.506 | 617498.7424 | 623785.5918 | 601644.0446 | 629718.1074 | 624805.1085 | 665149.9563 | 683291.5006 | 756682.5719 | 774735.2473 | 783768.2472 | 810321.2477 | 822498.1267 | 898953.7411 | 901272.9557 | 861394.6682 | 820133.226
Region | Technology | 2023-24 | 2024-25 | 2025-26 | 2026-27 | 2027-28 | 2028-29 | 2029-30 | 2030-31 | 2031-32 | 2032-33 | 2033-34 | 2034-35 | 2035-36 | 2036-37 | 2037-38 | 2038-39 | 2039-40 | 2040-41 | 2041-42 | 2042-43 | 2043-44 | 2044-45 | 2045-46 | 2046-47 | 2047-48 | 2048-49 | 2049-50
SA1 | Black Coal | 0 | 0 | 0 | 0 | 0 | 0 | 0 | 0 | 0 | 0 | 0 | 0 | 0 | 0 | 0 | 0 | 0 | 0 | 0 | 0 | 0 | 0 | 0 | 0 | 0 | 0 | 0
SA1 | Brown Coal | 0 | 0 | 0 | 0 | 0 | 0 | 0 | 0 | 0 | 0 | 0 | 0 | 0 | 0 | 0 | 0 | 0 | 0 | 0 | 0 | 0 | 0 | 0 | 0 | 0 | 0 | 0
SA1 | CCGT | 0 | 0 | 0 | 0 | 0 | 0 | 0 | 0 | 0 | 0 | 0 | 0 | 0 | 0 | 0 | 0 | 0 | 0 | 0 | 0 | 0 | 0 | 0 | 0 | 0 | 0 | 0
SA1 | Gas - Steam | 0 | 0 | 0 | 0 | 0 | 0 | 0 | 0 | 0 | 0 | 0 | 0 | 0 | 0 | 0 | 0 | 0 | 0 | 0 | 0 | 0 | 0 | 0 | 0 | 0 | 0 | 0
SA1 | OCGT / Diesel | 0 | 0.0081957 | 0.0077684 | 0.0086427 | 0.0082425 | 0.0078342 | 0.0074758 | 0.0082947 | 0.0079335 | 0.0085672 | 0.0081731 | 0.0090336 | 0.023051 | 0.02181 | 0.020726 | 0.019661 | 0.018755 | 0.017746 | 0.016837 | 0.015985 | 0.0729 | 0.1626 | 0.15413 | 0.14611 | 0.13888 | 0.13129 | 0.12233
SA1 | Hydro | 0 | 0 | 0 | 0 | 0 | 0 | 0 | 0 | 0 | 0 | 0 | 0 | 0 | 0 | 0 | 0 | 0 | 0 | 0 | 0 | 0 | 0 | 0 | 0 | 0 | 0 | 0
SA1 | Hydrogen Turbine | 0 | 0 | 0 | 0 | 0 | 0 | 0 | 0 | 0 | 0 | 0 | 0 | 0 | 0 | 0 | 0 | 0 | 0 | 0 | 0 | 0 | 0 | 0 | 0 | 0 | 0 | 0
SA1 | Wind | 0 | 58448.0539 | 55400.999 | 95908.6665 | 91168.5307 | 175822.9206 | 179228.3342 | 183289.4661 | 174197.2992 | 164652.717 | 161322.1512 | 152911.9929 | 155312.1221 | 148028.8474 | 202819.5346 | 205244.8149 | 209652.5912 | 199099.7694 | 188720.1608 | 206636.0292 | 198505.9139 | 196456.4928 | 186214.7162 | 235873.8425 | 245255.2484 | 248873.2028 | 232152.3229
SA1 | Solar PV | 0 | 0.05679 | 0.070426 | 0.067503 | 0.064403 | 0.063192 | 0.061504 | 0.11217 | 0.1067 | 30099.0558 | 28529.9108 | 51178.4778 | 48639.7433 | 45974.6832 | 55742.0777 | 56065.1655 | 63343.5954 | 116193.9073 | 128188.2117 | 136777.3647 | 186242.0072 | 176037.4669 | 166860.1583 | 158591.8379 | 150724.8086 | 148055.2889 | 140670.0261
SA1 | Grid Battery | 0 | 0.026835 | 0.032234 | 0.062336 | 0.062249 | 0.058865 | 0.056621 | 1.2442 | 1.1871 | 33531.6768 | 31783.5803 | 30126.6166 | 47001.5807 | 44426.2787 | 42126.8708 | 39930.6838 | 37949.9034 | 65503.0443 | 85760.7613 | 81289.8217 | 100675.9089 | 100076.2566 | 94859.0089 | 89913.7419 | 85453.5241 | 80771.3697 | 76560.553
SA1 | Pumped Hydro | 0 | 0 | 0.052947 | 0.070613 | 0.068572 | 0.06559 | 0.06409 | 0.080967 | 0.077247 | 0.076526 | 0.074411 | 0.072159 | 0.08532 | 0.081292 | 0.087084 | 0.082888 | 0.079799 | 0.082753 | 0.089122 | 0.089058 | 0.086655 | 0.098636 | 0.093733 | 0.089023 | 0.084788 | 0.080398 | 0.082265
SA1 | VPP | 0 | 0 | 0 | 0 | 0 | 0 | 0 | 0 | 0 | 0 | 0 | 0 | 0 | 0 | 0 | 0 | 0 | 0 | 0 | 0 | 0 | 0 | 0 | 0 | 0 | 0 | 0
Total excluding storage |  | 0 | 58448.1457 | 55401.1624 | 95908.8756 | 91168.7342 | 175823.116 | 179228.5238 | 183290.9117 | 174198.6783 | 228283.5347 | 221635.7249 | 234217.1684 | 250953.5545 | 238429.9123 | 300688.5909 | 301240.7668 | 310946.1886 | 380796.8214 | 402669.2398 | 424703.3207 | 485423.9896 | 472570.4776 | 447934.1313 | 484379.6575 | 481433.8048 | 477700.073 | 449383.1066
Region | Technology | 2023-24 | 2024-25 | 2025-26 | 2026-27 | 2027-28 | 2028-29 | 2029-30 | 2030-31 | 2031-32 | 2032-33 | 2033-34 | 2034-35 | 2035-36 | 2036-37 | 2037-38 | 2038-39 | 2039-40 | 2040-41 | 2041-42 | 2042-43 | 2043-44 | 2044-45 | 2045-46 | 2046-47 | 2047-48 | 2048-49 | 2049-50
TAS1 | Black Coal | 0 | 0 | 0 | 0 | 0 | 0 | 0 | 0 | 0 | 0 | 0 | 0 | 0 | 0 | 0 | 0 | 0 | 0 | 0 | 0 | 0 | 0 | 0 | 0 | 0 | 0 | 0
TAS1 | Brown Coal | 0 | 0 | 0 | 0 | 0 | 0 | 0 | 0 | 0 | 0 | 0 | 0 | 0 | 0 | 0 | 0 | 0 | 0 | 0 | 0 | 0 | 0 | 0 | 0 | 0 | 0 | 0
TAS1 | CCGT | 0 | 0 | 0 | 0 | 0 | 0 | 0 | 0 | 0 | 0 | 0 | 0 | 0 | 0 | 0 | 0 | 0 | 0 | 0 | 0 | 0 | 0 | 0 | 0 | 0 | 0 | 0
TAS1 | Gas - Steam | 0 | 0 | 0 | 0 | 0 | 0 | 0 | 0 | 0 | 0 | 0 | 0 | 0 | 0 | 0 | 0 | 0 | 0 | 0 | 0 | 0 | 0 | 0 | 0 | 0 | 0 | 0
TAS1 | OCGT / Diesel | 0 | 0.0074981 | 0.0071072 | 0.006767 | 0.0066211 | 0.006596 | 0.0066891 | 0.0075714 | 0.0072535 | 0.0081329 | 0.0077501 | 0.0076285 | 0.01417 | 0.013417 | 0.012739 | 0.012099 | 0.01153 | 0.010918 | 0.013357 | 0.012693 | 0.012112 | 0.028228 | 0.026778 | 0.025408 | 0.024176 | 0.022882 | 0.019751
TAS1 | Hydro | 0 | 0 | 0 | 0 | 0 | 0 | 0 | 0 | 0 | 0 | 0 | 0 | 0 | 0 | 0 | 0 | 0 | 0 | 0 | 0 | 0 | 0 | 0 | 0 | 0 | 0 | 0
TAS1 | Hydrogen Turbine | 0 | 0 | 0 | 0 | 0 | 0 | 0 | 0 | 0 | 0 | 0 | 0 | 0 | 0 | 0 | 0 | 0 | 0 | 0 | 0 | 0 | 0 | 0 | 0 | 0 | 0 | 0
TAS1 | Wind | 0 | 79826.5816 | 75665.0065 | 73827.0894 | 101497.4983 | 121171.913 | 164033.1822 | 156423.8228 | 231279.0777 | 238113.5831 | 225700.08 | 213933.726 | 203321.4343 | 192181.0829 | 182162.1672 | 172665.5624 | 164100.3989 | 155109.0378 | 147022.785 | 139358.0925 | 132445.164 | 125188.2552 | 122656.2145 | 119064.8889 | 113158.6151 | 106958.4476 | 80467.6103
TAS1 | Solar PV | 0 | 0.016459 | 0.015642 | 0.015919 | 0.015219 | 0.01454 | 0.0143 | 0.017593 | 0.017209 | 0.026883 | 0.025535 | 0.21887 | 0.21059 | 0.19916 | 311.5161 | 295.2783 | 280.6319 | 265.2556 | 251.4453 | 238.3392 | 4817.7496 | 8140.0396 | 7715.6774 | 7313.4383 | 6950.6515 | 6569.8126 | 6227.3063
TAS1 | Grid Battery | 0 | 0.019869 | 0.022865 | 0.024957 | 0.028784 | 0.027265 | 0.031211 | 0.048736 | 0.057771 | 0.064086 | 0.061007 | 0.057993 | 0.057869 | 0.055428 | 0.053619 | 0.053447 | 0.055106 | 0.052436 | 0.05272 | 0.050258 | 0.053483 | 0.055263 | 0.051175 | 0.04758 | 0.049278 | 0.052054 | 0.049109
TAS1 | Pumped Hydro | 0 | 0 | 0.052208 | 0.055068 | 0.062986 | 0.066162 | 0.094004 | 37.3123 | 21304.7088 | 37880.955 | 35906.1204 | 34034.2399 | 45084.9892 | 42614.7005 | 40393.0817 | 38287.2818 | 36388.0222 | 34394.2561 | 35382.7207 | 33538.1244 | 31874.4509 | 35453.0659 | 33604.802 | 31852.8932 | 30272.8149 | 28614.1138 | 27122.383
TAS1 | VPP | 0 | 0 | 0 | 0 | 0 | 0 | 0 | 0 | 0 | 0 | 0 | 0 | 0 | 0 | 0 | 0 | 0 | 0 | 0 | 0 | 0 | 0 | 0 | 0 | 0 | 0 | 0
Total excluding storage |  | 0 | 79826.6254 | 75665.1043 | 73827.1921 | 101497.6119 | 121172.0275 | 164033.3284 | 156461.2089 | 252583.8687 | 275994.6371 | 261606.2947 | 247968.2504 | 248406.7061 | 234796.0514 | 222866.8314 | 211248.188 | 200769.1197 | 189768.6129 | 182657.0171 | 173134.6191 | 169137.4301 | 168781.4441 | 163976.7718 | 158231.2934 | 150382.155 | 142142.449 | 113817.3684

## BaseCase_Rehab Cost
Rehabilition cost by technology ($000s) - BaseCase, Step Change Scenario
Rehab | Real June 2021 dollars discounted to 1 July 2021
Explicitly modelled generation
Region | Technology | 2023-24 | 2024-25 | 2025-26 | 2026-27 | 2027-28 | 2028-29 | 2029-30 | 2030-31 | 2031-32 | 2032-33 | 2033-34 | 2034-35 | 2035-36 | 2036-37 | 2037-38 | 2038-39 | 2039-40 | 2040-41 | 2041-42 | 2042-43 | 2043-44 | 2044-45 | 2045-46 | 2046-47 | 2047-48 | 2048-49 | 2049-50
NEM | Black Coal | 0 | 0 | 0 | 0 | 0 | 0 | 0 | 0 | 0 | 0 | 0 | 0 | 0 | 0 | 0 | 0 | 0 | 0 | 0 | 0 | 0 | 0 | 0 | 0 | 0 | 0 | 0
NEM | Brown Coal | 0 | 0 | 0 | 0 | 0 | 0 | 0 | 0 | 0 | 0 | 0 | 0 | 0 | 0 | 0 | 0 | 0 | 0 | 0 | 0 | 0 | 0 | 0 | 0 | 0 | 0 | 0
NEM | CCGT | 0 | 0 | 0 | 0 | 0 | 0 | 0 | 0 | 0 | 0 | 0 | 0 | 0 | 0 | 0 | 0 | 0 | 0 | 0 | 0 | 0 | 0 | 0 | 0 | 0 | 0 | 0
NEM | Gas - Steam | 0 | 0 | 0 | 0 | 0 | 0 | 0 | 0 | 0 | 0 | 0 | 0 | 0 | 0 | 0 | 0 | 0 | 0 | 0 | 0 | 0 | 0 | 0 | 0 | 0 | 0 | 0
NEM | OCGT / Diesel | 0 | 0 | 0 | 0 | 0 | 0 | 0 | 0 | 0 | 0 | 0 | 0 | 0 | 0 | 0 | 0 | 0 | 0 | 0 | 0 | 0 | 0 | 0 | 0 | 0 | 0 | 0
NEM | Hydro | 0 | 0 | 0 | 0 | 0 | 0 | 0 | 0 | 0 | 0 | 0 | 0 | 0 | 0 | 0 | 0 | 0 | 0 | 0 | 0 | 0 | 0 | 0 | 0 | 0 | 0 | 0
NEM | Hydrogen Turbine | 0 | 0 | 0 | 0 | 0 | 0 | 0 | 0 | 0 | 0 | 0 | 0 | 0 | 0 | 0 | 0 | 0 | 0 | 0 | 0 | 0 | 0 | 0 | 0 | 0 | 0 | 0
NEM | Wind | 0 | 0 | 0 | 0 | 0 | 0 | 0 | 0 | 0 | 0 | 0 | 0 | 0 | 0 | 0 | 0 | 0 | 0 | 0 | 0 | 0 | 0 | 0 | 0 | 0 | 0 | 0
NEM | Solar PV | 0 | 0 | 0 | 0 | 0 | 0 | 0 | 0 | 0 | 0 | 0 | 0 | 0 | 0 | 0 | 0 | 0 | 0 | 0 | 0 | 0 | 0 | 0 | 0 | 0 | 0 | 0
NEM | Grid Battery | 0 | 0 | 0 | 0 | 0 | 0 | 0 | 0 | 0 | 0 | 0 | 0 | 0 | 0 | 0 | 0 | 0 | 0 | 0 | 0 | 0 | 0 | 0 | 0 | 0 | 0 | 0
NEM | Pumped Hydro | 0 | 0 | 0 | 0 | 0 | 0 | 0 | 0 | 0 | 0 | 0 | 0 | 0 | 0 | 0 | 0 | 0 | 0 | 0 | 0 | 0 | 0 | 0 | 0 | 0 | 0 | 0
NEM | VPP | 0 | 0 | 0 | 0 | 0 | 0 | 0 | 0 | 0 | 0 | 0 | 0 | 0 | 0 | 0 | 0 | 0 | 0 | 0 | 0 | 0 | 0 | 0 | 0 | 0 | 0 | 0
Total excluding storage |  | 0 | 0 | 0 | 0 | 0 | 0 | 0 | 0 | 0 | 0 | 0 | 0 | 0 | 0 | 0 | 0 | 0 | 0 | 0 | 0 | 0 | 0 | 0 | 0 | 0 | 0 | 0
Region | Technology | 2023-24 | 2024-25 | 2025-26 | 2026-27 | 2027-28 | 2028-29 | 2029-30 | 2030-31 | 2031-32 | 2032-33 | 2033-34 | 2034-35 | 2035-36 | 2036-37 | 2037-38 | 2038-39 | 2039-40 | 2040-41 | 2041-42 | 2042-43 | 2043-44 | 2044-45 | 2045-46 | 2046-47 | 2047-48 | 2048-49 | 2049-50
NSW1 | Black Coal | 0 | 0 | 0 | 0 | 0 | 0 | 0 | 0 | 0 | 0 | 0 | 0 | 0 | 0 | 0 | 0 | 0 | 0 | 0 | 0 | 0 | 0 | 0 | 0 | 0 | 0 | 0
NSW1 | Brown Coal | 0 | 0 | 0 | 0 | 0 | 0 | 0 | 0 | 0 | 0 | 0 | 0 | 0 | 0 | 0 | 0 | 0 | 0 | 0 | 0 | 0 | 0 | 0 | 0 | 0 | 0 | 0
NSW1 | CCGT | 0 | 0 | 0 | 0 | 0 | 0 | 0 | 0 | 0 | 0 | 0 | 0 | 0 | 0 | 0 | 0 | 0 | 0 | 0 | 0 | 0 | 0 | 0 | 0 | 0 | 0 | 0
NSW1 | Gas - Steam | 0 | 0 | 0 | 0 | 0 | 0 | 0 | 0 | 0 | 0 | 0 | 0 | 0 | 0 | 0 | 0 | 0 | 0 | 0 | 0 | 0 | 0 | 0 | 0 | 0 | 0 | 0
NSW1 | OCGT / Diesel | 0 | 0 | 0 | 0 | 0 | 0 | 0 | 0 | 0 | 0 | 0 | 0 | 0 | 0 | 0 | 0 | 0 | 0 | 0 | 0 | 0 | 0 | 0 | 0 | 0 | 0 | 0
NSW1 | Hydro | 0 | 0 | 0 | 0 | 0 | 0 | 0 | 0 | 0 | 0 | 0 | 0 | 0 | 0 | 0 | 0 | 0 | 0 | 0 | 0 | 0 | 0 | 0 | 0 | 0 | 0 | 0
NSW1 | Hydrogen Turbine | 0 | 0 | 0 | 0 | 0 | 0 | 0 | 0 | 0 | 0 | 0 | 0 | 0 | 0 | 0 | 0 | 0 | 0 | 0 | 0 | 0 | 0 | 0 | 0 | 0 | 0 | 0
NSW1 | Wind | 0 | 0 | 0 | 0 | 0 | 0 | 0 | 0 | 0 | 0 | 0 | 0 | 0 | 0 | 0 | 0 | 0 | 0 | 0 | 0 | 0 | 0 | 0 | 0 | 0 | 0 | 0
NSW1 | Solar PV | 0 | 0 | 0 | 0 | 0 | 0 | 0 | 0 | 0 | 0 | 0 | 0 | 0 | 0 | 0 | 0 | 0 | 0 | 0 | 0 | 0 | 0 | 0 | 0 | 0 | 0 | 0
NSW1 | Grid Battery | 0 | 0 | 0 | 0 | 0 | 0 | 0 | 0 | 0 | 0 | 0 | 0 | 0 | 0 | 0 | 0 | 0 | 0 | 0 | 0 | 0 | 0 | 0 | 0 | 0 | 0 | 0
NSW1 | Pumped Hydro | 0 | 0 | 0 | 0 | 0 | 0 | 0 | 0 | 0 | 0 | 0 | 0 | 0 | 0 | 0 | 0 | 0 | 0 | 0 | 0 | 0 | 0 | 0 | 0 | 0 | 0 | 0
NSW1 | VPP | 0 | 0 | 0 | 0 | 0 | 0 | 0 | 0 | 0 | 0 | 0 | 0 | 0 | 0 | 0 | 0 | 0 | 0 | 0 | 0 | 0 | 0 | 0 | 0 | 0 | 0 | 0
Total excluding storage |  | 0 | 0 | 0 | 0 | 0 | 0 | 0 | 0 | 0 | 0 | 0 | 0 | 0 | 0 | 0 | 0 | 0 | 0 | 0 | 0 | 0 | 0 | 0 | 0 | 0 | 0 | 0
Region | Technology | 2023-24 | 2024-25 | 2025-26 | 2026-27 | 2027-28 | 2028-29 | 2029-30 | 2030-31 | 2031-32 | 2032-33 | 2033-34 | 2034-35 | 2035-36 | 2036-37 | 2037-38 | 2038-39 | 2039-40 | 2040-41 | 2041-42 | 2042-43 | 2043-44 | 2044-45 | 2045-46 | 2046-47 | 2047-48 | 2048-49 | 2049-50
QLD1 | Black Coal | 0 | 0 | 0 | 0 | 0 | 0 | 0 | 0 | 0 | 0 | 0 | 0 | 0 | 0 | 0 | 0 | 0 | 0 | 0 | 0 | 0 | 0 | 0 | 0 | 0 | 0 | 0
QLD1 | Brown Coal | 0 | 0 | 0 | 0 | 0 | 0 | 0 | 0 | 0 | 0 | 0 | 0 | 0 | 0 | 0 | 0 | 0 | 0 | 0 | 0 | 0 | 0 | 0 | 0 | 0 | 0 | 0
QLD1 | CCGT | 0 | 0 | 0 | 0 | 0 | 0 | 0 | 0 | 0 | 0 | 0 | 0 | 0 | 0 | 0 | 0 | 0 | 0 | 0 | 0 | 0 | 0 | 0 | 0 | 0 | 0 | 0
QLD1 | Gas - Steam | 0 | 0 | 0 | 0 | 0 | 0 | 0 | 0 | 0 | 0 | 0 | 0 | 0 | 0 | 0 | 0 | 0 | 0 | 0 | 0 | 0 | 0 | 0 | 0 | 0 | 0 | 0
QLD1 | OCGT / Diesel | 0 | 0 | 0 | 0 | 0 | 0 | 0 | 0 | 0 | 0 | 0 | 0 | 0 | 0 | 0 | 0 | 0 | 0 | 0 | 0 | 0 | 0 | 0 | 0 | 0 | 0 | 0
QLD1 | Hydro | 0 | 0 | 0 | 0 | 0 | 0 | 0 | 0 | 0 | 0 | 0 | 0 | 0 | 0 | 0 | 0 | 0 | 0 | 0 | 0 | 0 | 0 | 0 | 0 | 0 | 0 | 0
QLD1 | Hydrogen Turbine | 0 | 0 | 0 | 0 | 0 | 0 | 0 | 0 | 0 | 0 | 0 | 0 | 0 | 0 | 0 | 0 | 0 | 0 | 0 | 0 | 0 | 0 | 0 | 0 | 0 | 0 | 0
QLD1 | Wind | 0 | 0 | 0 | 0 | 0 | 0 | 0 | 0 | 0 | 0 | 0 | 0 | 0 | 0 | 0 | 0 | 0 | 0 | 0 | 0 | 0 | 0 | 0 | 0 | 0 | 0 | 0
QLD1 | Solar PV | 0 | 0 | 0 | 0 | 0 | 0 | 0 | 0 | 0 | 0 | 0 | 0 | 0 | 0 | 0 | 0 | 0 | 0 | 0 | 0 | 0 | 0 | 0 | 0 | 0 | 0 | 0
QLD1 | Grid Battery | 0 | 0 | 0 | 0 | 0 | 0 | 0 | 0 | 0 | 0 | 0 | 0 | 0 | 0 | 0 | 0 | 0 | 0 | 0 | 0 | 0 | 0 | 0 | 0 | 0 | 0 | 0
QLD1 | Pumped Hydro | 0 | 0 | 0 | 0 | 0 | 0 | 0 | 0 | 0 | 0 | 0 | 0 | 0 | 0 | 0 | 0 | 0 | 0 | 0 | 0 | 0 | 0 | 0 | 0 | 0 | 0 | 0
QLD1 | VPP | 0 | 0 | 0 | 0 | 0 | 0 | 0 | 0 | 0 | 0 | 0 | 0 | 0 | 0 | 0 | 0 | 0 | 0 | 0 | 0 | 0 | 0 | 0 | 0 | 0 | 0 | 0
Total excluding storage |  | 0 | 0 | 0 | 0 | 0 | 0 | 0 | 0 | 0 | 0 | 0 | 0 | 0 | 0 | 0 | 0 | 0 | 0 | 0 | 0 | 0 | 0 | 0 | 0 | 0 | 0 | 0
Region | Technology | 2023-24 | 2024-25 | 2025-26 | 2026-27 | 2027-28 | 2028-29 | 2029-30 | 2030-31 | 2031-32 | 2032-33 | 2033-34 | 2034-35 | 2035-36 | 2036-37 | 2037-38 | 2038-39 | 2039-40 | 2040-41 | 2041-42 | 2042-43 | 2043-44 | 2044-45 | 2045-46 | 2046-47 | 2047-48 | 2048-49 | 2049-50
VIC1 | Black Coal | 0 | 0 | 0 | 0 | 0 | 0 | 0 | 0 | 0 | 0 | 0 | 0 | 0 | 0 | 0 | 0 | 0 | 0 | 0 | 0 | 0 | 0 | 0 | 0 | 0 | 0 | 0
VIC1 | Brown Coal | 0 | 0 | 0 | 0 | 0 | 0 | 0 | 0 | 0 | 0 | 0 | 0 | 0 | 0 | 0 | 0 | 0 | 0 | 0 | 0 | 0 | 0 | 0 | 0 | 0 | 0 | 0
VIC1 | CCGT | 0 | 0 | 0 | 0 | 0 | 0 | 0 | 0 | 0 | 0 | 0 | 0 | 0 | 0 | 0 | 0 | 0 | 0 | 0 | 0 | 0 | 0 | 0 | 0 | 0 | 0 | 0
VIC1 | Gas - Steam | 0 | 0 | 0 | 0 | 0 | 0 | 0 | 0 | 0 | 0 | 0 | 0 | 0 | 0 | 0 | 0 | 0 | 0 | 0 | 0 | 0 | 0 | 0 | 0 | 0 | 0 | 0
VIC1 | OCGT / Diesel | 0 | 0 | 0 | 0 | 0 | 0 | 0 | 0 | 0 | 0 | 0 | 0 | 0 | 0 | 0 | 0 | 0 | 0 | 0 | 0 | 0 | 0 | 0 | 0 | 0 | 0 | 0
VIC1 | Hydro | 0 | 0 | 0 | 0 | 0 | 0 | 0 | 0 | 0 | 0 | 0 | 0 | 0 | 0 | 0 | 0 | 0 | 0 | 0 | 0 | 0 | 0 | 0 | 0 | 0 | 0 | 0
VIC1 | Hydrogen Turbine | 0 | 0 | 0 | 0 | 0 | 0 | 0 | 0 | 0 | 0 | 0 | 0 | 0 | 0 | 0 | 0 | 0 | 0 | 0 | 0 | 0 | 0 | 0 | 0 | 0 | 0 | 0
VIC1 | Wind | 0 | 0 | 0 | 0 | 0 | 0 | 0 | 0 | 0 | 0 | 0 | 0 | 0 | 0 | 0 | 0 | 0 | 0 | 0 | 0 | 0 | 0 | 0 | 0 | 0 | 0 | 0
VIC1 | Solar PV | 0 | 0 | 0 | 0 | 0 | 0 | 0 | 0 | 0 | 0 | 0 | 0 | 0 | 0 | 0 | 0 | 0 | 0 | 0 | 0 | 0 | 0 | 0 | 0 | 0 | 0 | 0
VIC1 | Grid Battery | 0 | 0 | 0 | 0 | 0 | 0 | 0 | 0 | 0 | 0 | 0 | 0 | 0 | 0 | 0 | 0 | 0 | 0 | 0 | 0 | 0 | 0 | 0 | 0 | 0 | 0 | 0
VIC1 | Pumped Hydro | 0 | 0 | 0 | 0 | 0 | 0 | 0 | 0 | 0 | 0 | 0 | 0 | 0 | 0 | 0 | 0 | 0 | 0 | 0 | 0 | 0 | 0 | 0 | 0 | 0 | 0 | 0
VIC1 | VPP | 0 | 0 | 0 | 0 | 0 | 0 | 0 | 0 | 0 | 0 | 0 | 0 | 0 | 0 | 0 | 0 | 0 | 0 | 0 | 0 | 0 | 0 | 0 | 0 | 0 | 0 | 0
Total excluding storage |  | 0 | 0 | 0 | 0 | 0 | 0 | 0 | 0 | 0 | 0 | 0 | 0 | 0 | 0 | 0 | 0 | 0 | 0 | 0 | 0 | 0 | 0 | 0 | 0 | 0 | 0 | 0
Region | Technology | 2023-24 | 2024-25 | 2025-26 | 2026-27 | 2027-28 | 2028-29 | 2029-30 | 2030-31 | 2031-32 | 2032-33 | 2033-34 | 2034-35 | 2035-36 | 2036-37 | 2037-38 | 2038-39 | 2039-40 | 2040-41 | 2041-42 | 2042-43 | 2043-44 | 2044-45 | 2045-46 | 2046-47 | 2047-48 | 2048-49 | 2049-50
SA1 | Black Coal | 0 | 0 | 0 | 0 | 0 | 0 | 0 | 0 | 0 | 0 | 0 | 0 | 0 | 0 | 0 | 0 | 0 | 0 | 0 | 0 | 0 | 0 | 0 | 0 | 0 | 0 | 0
SA1 | Brown Coal | 0 | 0 | 0 | 0 | 0 | 0 | 0 | 0 | 0 | 0 | 0 | 0 | 0 | 0 | 0 | 0 | 0 | 0 | 0 | 0 | 0 | 0 | 0 | 0 | 0 | 0 | 0
SA1 | CCGT | 0 | 0 | 0 | 0 | 0 | 0 | 0 | 0 | 0 | 0 | 0 | 0 | 0 | 0 | 0 | 0 | 0 | 0 | 0 | 0 | 0 | 0 | 0 | 0 | 0 | 0 | 0
SA1 | Gas - Steam | 0 | 0 | 0 | 0 | 0 | 0 | 0 | 0 | 0 | 0 | 0 | 0 | 0 | 0 | 0 | 0 | 0 | 0 | 0 | 0 | 0 | 0 | 0 | 0 | 0 | 0 | 0
SA1 | OCGT / Diesel | 0 | 0 | 0 | 0 | 0 | 0 | 0 | 0 | 0 | 0 | 0 | 0 | 0 | 0 | 0 | 0 | 0 | 0 | 0 | 0 | 0 | 0 | 0 | 0 | 0 | 0 | 0
SA1 | Hydro | 0 | 0 | 0 | 0 | 0 | 0 | 0 | 0 | 0 | 0 | 0 | 0 | 0 | 0 | 0 | 0 | 0 | 0 | 0 | 0 | 0 | 0 | 0 | 0 | 0 | 0 | 0
SA1 | Hydrogen Turbine | 0 | 0 | 0 | 0 | 0 | 0 | 0 | 0 | 0 | 0 | 0 | 0 | 0 | 0 | 0 | 0 | 0 | 0 | 0 | 0 | 0 | 0 | 0 | 0 | 0 | 0 | 0
SA1 | Wind | 0 | 0 | 0 | 0 | 0 | 0 | 0 | 0 | 0 | 0 | 0 | 0 | 0 | 0 | 0 | 0 | 0 | 0 | 0 | 0 | 0 | 0 | 0 | 0 | 0 | 0 | 0
SA1 | Solar PV | 0 | 0 | 0 | 0 | 0 | 0 | 0 | 0 | 0 | 0 | 0 | 0 | 0 | 0 | 0 | 0 | 0 | 0 | 0 | 0 | 0 | 0 | 0 | 0 | 0 | 0 | 0
SA1 | Grid Battery | 0 | 0 | 0 | 0 | 0 | 0 | 0 | 0 | 0 | 0 | 0 | 0 | 0 | 0 | 0 | 0 | 0 | 0 | 0 | 0 | 0 | 0 | 0 | 0 | 0 | 0 | 0
SA1 | Pumped Hydro | 0 | 0 | 0 | 0 | 0 | 0 | 0 | 0 | 0 | 0 | 0 | 0 | 0 | 0 | 0 | 0 | 0 | 0 | 0 | 0 | 0 | 0 | 0 | 0 | 0 | 0 | 0
SA1 | VPP | 0 | 0 | 0 | 0 | 0 | 0 | 0 | 0 | 0 | 0 | 0 | 0 | 0 | 0 | 0 | 0 | 0 | 0 | 0 | 0 | 0 | 0 | 0 | 0 | 0 | 0 | 0
Total excluding storage |  | 0 | 0 | 0 | 0 | 0 | 0 | 0 | 0 | 0 | 0 | 0 | 0 | 0 | 0 | 0 | 0 | 0 | 0 | 0 | 0 | 0 | 0 | 0 | 0 | 0 | 0 | 0
Region | Technology | 2023-24 | 2024-25 | 2025-26 | 2026-27 | 2027-28 | 2028-29 | 2029-30 | 2030-31 | 2031-32 | 2032-33 | 2033-34 | 2034-35 | 2035-36 | 2036-37 | 2037-38 | 2038-39 | 2039-40 | 2040-41 | 2041-42 | 2042-43 | 2043-44 | 2044-45 | 2045-46 | 2046-47 | 2047-48 | 2048-49 | 2049-50
TAS1 | Black Coal | 0 | 0 | 0 | 0 | 0 | 0 | 0 | 0 | 0 | 0 | 0 | 0 | 0 | 0 | 0 | 0 | 0 | 0 | 0 | 0 | 0 | 0 | 0 | 0 | 0 | 0 | 0
TAS1 | Brown Coal | 0 | 0 | 0 | 0 | 0 | 0 | 0 | 0 | 0 | 0 | 0 | 0 | 0 | 0 | 0 | 0 | 0 | 0 | 0 | 0 | 0 | 0 | 0 | 0 | 0 | 0 | 0
TAS1 | CCGT | 0 | 0 | 0 | 0 | 0 | 0 | 0 | 0 | 0 | 0 | 0 | 0 | 0 | 0 | 0 | 0 | 0 | 0 | 0 | 0 | 0 | 0 | 0 | 0 | 0 | 0 | 0
TAS1 | Gas - Steam | 0 | 0 | 0 | 0 | 0 | 0 | 0 | 0 | 0 | 0 | 0 | 0 | 0 | 0 | 0 | 0 | 0 | 0 | 0 | 0 | 0 | 0 | 0 | 0 | 0 | 0 | 0
TAS1 | OCGT / Diesel | 0 | 0 | 0 | 0 | 0 | 0 | 0 | 0 | 0 | 0 | 0 | 0 | 0 | 0 | 0 | 0 | 0 | 0 | 0 | 0 | 0 | 0 | 0 | 0 | 0 | 0 | 0
TAS1 | Hydro | 0 | 0 | 0 | 0 | 0 | 0 | 0 | 0 | 0 | 0 | 0 | 0 | 0 | 0 | 0 | 0 | 0 | 0 | 0 | 0 | 0 | 0 | 0 | 0 | 0 | 0 | 0
TAS1 | Hydrogen Turbine | 0 | 0 | 0 | 0 | 0 | 0 | 0 | 0 | 0 | 0 | 0 | 0 | 0 | 0 | 0 | 0 | 0 | 0 | 0 | 0 | 0 | 0 | 0 | 0 | 0 | 0 | 0
TAS1 | Wind | 0 | 0 | 0 | 0 | 0 | 0 | 0 | 0 | 0 | 0 | 0 | 0 | 0 | 0 | 0 | 0 | 0 | 0 | 0 | 0 | 0 | 0 | 0 | 0 | 0 | 0 | 0
TAS1 | Solar PV | 0 | 0 | 0 | 0 | 0 | 0 | 0 | 0 | 0 | 0 | 0 | 0 | 0 | 0 | 0 | 0 | 0 | 0 | 0 | 0 | 0 | 0 | 0 | 0 | 0 | 0 | 0
TAS1 | Grid Battery | 0 | 0 | 0 | 0 | 0 | 0 | 0 | 0 | 0 | 0 | 0 | 0 | 0 | 0 | 0 | 0 | 0 | 0 | 0 | 0 | 0 | 0 | 0 | 0 | 0 | 0 | 0
TAS1 | Pumped Hydro | 0 | 0 | 0 | 0 | 0 | 0 | 0 | 0 | 0 | 0 | 0 | 0 | 0 | 0 | 0 | 0 | 0 | 0 | 0 | 0 | 0 | 0 | 0 | 0 | 0 | 0 | 0
TAS1 | VPP | 0 | 0 | 0 | 0 | 0 | 0 | 0 | 0 | 0 | 0 | 0 | 0 | 0 | 0 | 0 | 0 | 0 | 0 | 0 | 0 | 0 | 0 | 0 | 0 | 0 | 0 | 0
Total excluding storage |  | 0 | 0 | 0 | 0 | 0 | 0 | 0 | 0 | 0 | 0 | 0 | 0 | 0 | 0 | 0 | 0 | 0 | 0 | 0 | 0 | 0 | 0 | 0 | 0 | 0 | 0 | 0

## BaseCase_REZ Tx Cost
REZ transmission expansion cost by region ($000s) - BaseCase, Step Change Scenario
REZ Expansion | Real June 2021 dollars discounted to 1 July 2021. As with the total capital costs, the REZ transmission expansion costs are annualised for modelling purposes.
Explicitly modelled generation
Region | Technology | 2023-24 | 2024-25 | 2025-26 | 2026-27 | 2027-28 | 2028-29 | 2029-30 | 2030-31 | 2031-32 | 2032-33 | 2033-34 | 2034-35 | 2035-36 | 2036-37 | 2037-38 | 2038-39 | 2039-40 | 2040-41 | 2041-42 | 2042-43 | 2043-44 | 2044-45 | 2045-46 | 2046-47 | 2047-48 | 2048-49 | 2049-50
NSW1 | Transmission | 0 | 0.00059083 | 0.00077598 | 0.0009967 | 0.0010443 | 0.0014507 | 0.0022195 | 3387.4204 | 3851.1789 | 7696.169 | 14462.9105 | 13708.9199 | 13028.882 | 12315.0058 | 12891.9581 | 12496.7811 | 11878.259 | 18503.8656 | 17539.2093 | 28460.4376 | 38785.7001 | 36660.5607 | 36581.7076 | 60482.0996 | 69734.6519 | 70823.7805 | 67131.5462
QLD1 | Transmission | 69.5153 | 65.8376 | 62.4059 | 79.7347 | 89.1976 | 52755.8329 | 50009.0637 | 58126.6791 | 58606.3887 | 75632.9772 | 85899.9716 | 83093.373 | 78886.542 | 75519.4609 | 124334.141 | 118478.3757 | 149720.72 | 166803.7632 | 163564.2881 | 211973.4654 | 219113.1277 | 207230.6125 | 200786.4717 | 210225.3655 | 211967.6251 | 217318.8697 | 231911.3918
VIC1 | Transmission | 0 | 0.00019517 | 0.00020253 | 0.00022508 | 0.00022469 | 0.00023962 | 0.00032037 | 0.00048493 | 0.0012923 | 5853.7174 | 29059.2148 | 27544.2794 | 26504.1032 | 25051.895 | 23745.8725 | 23524.471 | 22811.7045 | 21561.8098 | 20874.7567 | 27776.2786 | 27821.5081 | 26297.1168 | 25108.9586 | 23799.9608 | 23842.5077 | 22536.1331 | 21361.2639
SA1 | Transmission | 57.1304 | 1396.3439 | 1389.8947 | 2619.2538 | 2489.3246 | 2381.2586 | 2257.4964 | 2139.8822 | 2033.7324 | 2246.3053 | 2129.2013 | 2018.2018 | 1919.2102 | 1814.0538 | 16615.4172 | 16689.2909 | 16038.1169 | 19199.9634 | 18205.2823 | 21236.6621 | 41345.0644 | 40219.4931 | 38682.3717 | 43715.8594 | 44362.5923 | 43520.9865 | 41256.8025
TAS1 | Transmission | 0 | 0.00047668 | 59.3395 | 427.2261 | 6519.8122 | 6162.5822 | 5841.3102 | 5536.787 | 5262.132 | 4973.8105 | 4714.5124 | 4468.7322 | 4247.0585 | 4014.3545 | 3805.0754 | 3606.7066 | 3427.7941 | 3239.979 | 3071.0702 | 2910.9673 | 2962.42 | 2846.4417 | 2698.0493 | 2557.3927 | 2430.532 | 2297.3587 | 2177.5913
NEM | Total | 126.6457 | 1462.1827 | 1511.6411 | 3126.2158 | 9098.3357 | 61299.6754 | 58107.8729 | 69190.7691 | 69753.4333 | 96402.9794 | 136265.8105 | 130833.5064 | 124585.7958 | 118714.77 | 181392.4642 | 174795.6253 | 203876.5946 | 229309.381 | 223254.6066 | 292357.8111 | 330027.8203 | 313254.2248 | 303857.5588 | 340780.678 | 352337.909 | 356497.1286 | 363838.5957

## BaseCase_USE+DSP Cost
USE+DSP cost by region ($000s) - BaseCase, Step Change Scenario
USE+DSP | Real June 2021 dollars discounted to 1 July 2021
Explicitly modelled generation
Region | Technology | 2023-24 | 2024-25 | 2025-26 | 2026-27 | 2027-28 | 2028-29 | 2029-30 | 2030-31 | 2031-32 | 2032-33 | 2033-34 | 2034-35 | 2035-36 | 2036-37 | 2037-38 | 2038-39 | 2039-40 | 2040-41 | 2041-42 | 2042-43 | 2043-44 | 2044-45 | 2045-46 | 2046-47 | 2047-48 | 2048-49 | 2049-50
NSW1 | USE+DSP | 32851.4762 | 37654.4588 | 111046.5692 | 1189.4485 | 14657.0855 | 18.2312 | 0.13341 | 816.8256 | 0.1347 | 817.8988 | 10024.2914 | 24.9877 | 414.6873 | 98.3352 | 6031.1437 | 0.13756 | 2578.8116 | 10019.6818 | 6241.4602 | 10283.9155 | 13563.3615 | 9574.8073 | 11581.4483 | 13279.1275 | 11311.4042 | 11236.3195 | 12604.2568
QLD1 | USE+DSP | 0.015808 | 0.015666 | 0.015979 | 576.9973 | 22.9009 | 76973.2161 | 0.01644 | 3218.5483 | 1262.6104 | 808.6967 | 1004.9579 | 2516.5985 | 2594.6266 | 897.1931 | 5600.7806 | 0.016951 | 8368.0427 | 11232.1166 | 12784.5678 | 34784.1932 | 47783.3731 | 40715.3782 | 51901.7772 | 58293.497 | 54076.6971 | 57485.0292 | 57020.7296
VIC1 | USE+DSP | 26910.2811 | 20619.7062 | 24.5136 | 30511.0729 | 433.0433 | 0.17143 | 665.7095 | 676.1291 | 0.17348 | 920.0767 | 147.6315 | 405.9759 | 2578.8303 | 83.3675 | 2608.232 | 15.0468 | 1926.3269 | 3923.2134 | 6142.9135 | 5642.9287 | 6661.3926 | 6592.8112 | 5537.3015 | 4744.3094 | 5216.0208 | 8168.1292 | 9317.0025
SA1 | USE+DSP | 808.6517 | 0.018469 | 8.8026 | 846.8691 | 204.3332 | 0.018972 | 0.018907 | 857.0239 | 0.019121 | 753.073 | 0.019518 | 81.6509 | 940.8502 | 147.0633 | 4707.7081 | 0.020156 | 649.5034 | 2814.8359 | 2389.9621 | 3574.8565 | 5878.492 | 4275.4368 | 4525.0269 | 4759.0534 | 4668.8658 | 6117.2278 | 6385.6043
TAS1 | USE+DSP | 0.011136 | 0.011001 | 0.011072 | 0.011124 | 0.011141 | 0.011174 | 0.0113 | 36.2347 | 0.011655 | 43.8491 | 0.011866 | 86.1595 | 675.1613 | 79.3807 | 335.1979 | 0.01245 | 245.2185 | 1267.1073 | 1845.1015 | 1654.5559 | 2068.4777 | 1848.1022 | 1265.5733 | 1879.6014 | 1755.5992 | 2706.7567 | 1835.2095
NEM | Total | 60570.4359 | 58274.2101 | 111079.9125 | 33124.3989 | 15317.3741 | 76991.6489 | 665.8895 | 5604.7616 | 1262.9493 | 3343.5943 | 11176.9122 | 3115.3725 | 7204.1557 | 1305.3397 | 19283.0623 | 15.2339 | 13767.9031 | 29256.955 | 29404.0052 | 55940.4497 | 75955.0969 | 63006.5358 | 74811.1271 | 82955.5889 | 77028.5872 | 85713.4624 | 87162.8027

## O5A West_CF
Annual capacity factor by technology - O5A West, Step Change Scenario
Explicitly modelled generation
Region | Technology | 2023-24 | 2024-25 | 2025-26 | 2026-27 | 2027-28 | 2028-29 | 2029-30 | 2030-31 | 2031-32 | 2032-33 | 2033-34 | 2034-35 | 2035-36 | 2036-37 | 2037-38 | 2038-39 | 2039-40 | 2040-41 | 2041-42 | 2042-43 | 2043-44 | 2044-45 | 2045-46 | 2046-47 | 2047-48 | 2048-49 | 2049-50
NEM | Black Coal | 58.98% | 51.64% | 52.7% | 63.31% | 60.31% | 61.9% | 63.38% | 59.78% | 57.72% | 58.6% | 62.49% | 62.41% | 54.66% | 53.15% | 55.93% | 52.87% | 56.05% | 44.54% | 43.44% | - | - | - | - | - | - | - | -
NEM | Brown Coal | 68.74% | 60.14% | 65.8% | 62.99% | 63.45% | 63.62% | 66.07% | 63.89% | 50.97% | - | - | - | - | - | - | - | - | - | - | - | - | - | - | - | - | - | -
NEM | CCGT | 8.141% | 6.615% | 12.99% | 16.4% | 16.81% | 19.68% | 22.77% | 26.9% | 23.8% | 23.21% | 31.12% | 35.58% | 26.68% | 28.05% | 27.89% | 31.14% | 30.94% | 26.47% | 22.15% | 25.83% | 27.44% | 21.9% | 24.07% | 28.83% | 28.41% | 28.07% | 28.74%
NEM | Gas - Steam | 0.9868% | 0.948% | 2.999% | 3.743% | 2.482% | 5.258% | 4.389% | 23.05% | 4.119% | 8.975% | 7.778% | 13.87% | 8.247% | 11.45% | 12.54% | 13.61% | - | - | - | - | - | - | - | - | - | - | -
NEM | OCGT / Diesel | 0.3094% | 0.2413% | 0.5403% | 0.5877% | 0.4342% | 0.6069% | 0.4976% | 2.296% | 1.093% | 1.827% | 3.531% | 6.595% | 3.727% | 4.978% | 3.951% | 3.837% | 9.635% | 9.373% | 4.785% | 6.663% | 10.25% | 5.658% | 7.241% | 8.562% | 6.339% | 7.906% | 7.91%
NEM | Hydro | 26.72% | 24.28% | 24.83% | 24.01% | 20.34% | 25.03% | 26.94% | 26.2% | 24.87% | 23.75% | 25.83% | 26.38% | 24.19% | 22.26% | 26.58% | 24.22% | 22.39% | 21.66% | 20.75% | 23.51% | 23.58% | 21.97% | 21.06% | 27.51% | 25.97% | 26.01% | 25.15%
NEM | Hydrogen Turbine | bar: 2023-24 to 2049-50
NEM | Wind | 32.72% | 33.39% | 34.04% | 35.47% | 37.27% | 36.2% | 35.91% | 34.93% | 36.62% | 35.34% | 34.5% | 33.93% | 35.08% | 36.08% | 34.93% | 34.98% | 34.09% | 34.13% | 33.6% | 32.8% | 32.05% | 32.9% | 33.83% | 32.75% | 31.91% | 31.59% | 31.26%
NEM | Solar PV | 26.37% | 22.22% | 23.44% | 24.67% | 24.44% | 22.41% | 23.54% | 24.3% | 24.67% | 24.79% | 24.34% | 23.71% | 24.42% | 24.48% | 20.72% | 21.88% | 21.56% | 20.22% | 21.24% | 20.88% | 19.87% | 20.02% | 20.56% | 17.83% | 17.9% | 18.8% | 18.29%
NEM | Grid Battery | 4.765% | 4.72% | 7.355% | 11.15% | 15.28% | 17.4% | 17.6% | 19.31% | 18.66% | 20.92% | 19.85% | 19.19% | 19.96% | 20.18% | 18.42% | 18.76% | 20.17% | 19.27% | 21.1% | 20.43% | 19.6% | 19.32% | 20.15% | 16.92% | 16.68% | 17.4% | 16.61%
NEM | Pumped Hydro | 7.628% | 12.57% | 13.03% | 19.42% | 9.901% | 13.37% | 14.73% | 19.34% | 19.75% | 18.82% | 20.39% | 20.42% | 21.36% | 22.13% | 20.14% | 20.79% | 20.7% | 18.06% | 18.78% | 18.91% | 16.96% | 16.07% | 15.78% | 16.63% | 14.47% | 14.7% | 12.99%
NEM | VPP | 7.926% | 8.089% | 8.67% | 8.501% | 8.241% | 7.737% | 7.547% | 7.481% | 7.275% | 7.263% | 7.205% | 6.918% | 7.034% | 7.041% | 6.651% | 6.551% | 6.682% | 6.401% | 6.639% | 6.506% | 6.33% | 6.492% | 6.67% | 6.289% | 6.198% | 6.337% | 6.17%
Region | Technology | 2023-24 | 2024-25 | 2025-26 | 2026-27 | 2027-28 | 2028-29 | 2029-30 | 2030-31 | 2031-32 | 2032-33 | 2033-34 | 2034-35 | 2035-36 | 2036-37 | 2037-38 | 2038-39 | 2039-40 | 2040-41 | 2041-42 | 2042-43 | 2043-44 | 2044-45 | 2045-46 | 2046-47 | 2047-48 | 2048-49 | 2049-50
NSW1 | Black Coal | 57.9% | 48.25% | 44.38% | 64.22% | 58.52% | 64.27% | 66.9% | 57.48% | 56.5% | 57.24% | 61.31% | 63.08% | 55.43% | 49.25% | 54.94% | 54.66% | - | - | - | - | - | - | - | - | - | - | -
NSW1 | Brown Coal | bar: 2023-24 to 2049-50
NSW1 | CCGT | 0.3544% | 0.1612% | 7.973% | 17.44% | 19.76% | 17.03% | 28.43% | 28.84% | 26.42% | 24.06% | 36.25% | 42.69% | 27.7% | 28.85% | 31.19% | 36.91% | 37.17% | 29.26% | 25.16% | 30.17% | - | - | - | - | - | - | -
NSW1 | Gas - Steam | bar: 2023-24 to 2049-50
NSW1 | OCGT / Diesel | 0.05161% | 0.02285% | 0.1553% | 0.1465% | 0.1204% | 0.02436% | 0.0001896% | 0.6603% | 0.1138% | 0.5297% | 1.04% | 3.801% | 1.716% | 3.104% | 1.705% | 2.284% | 7.405% | 9.09% | 4.217% | 5.207% | 9.411% | 5.699% | 8.496% | 7.286% | 7.061% | 6.561% | 8.049%
NSW1 | Hydro | 9.224% | 12.9% | 13.51% | 13.59% | 11.34% | 16.27% | 13.8% | 14.02% | 13.26% | 11.79% | 14.44% | 15.09% | 14% | 12.33% | 17.05% | 14.4% | 12.71% | 12.25% | 11.18% | 13.03% | 13.36% | 12.12% | 10.36% | 16.16% | 15.72% | 15.68% | 15.24%
NSW1 | Hydrogen Turbine | bar: 2023-24 to 2049-50
NSW1 | Wind | 36.22% | 33.89% | 34.03% | 35.4% | 35.91% | 36.37% | 34.49% | 34.2% | 33.98% | 34.08% | 33.24% | 32.7% | 34.07% | 34.06% | 34.48% | 32.87% | 32.54% | 30.55% | 31.93% | 30.56% | 29.43% | 30.57% | 31.07% | 32.06% | 29.66% | 29.44% | 27.76%
NSW1 | Solar PV | 26.89% | 21.21% | 22.17% | 24.47% | 24.68% | 22.42% | 23.25% | 24.66% | 24.46% | 24.68% | 24.33% | 23.63% | 25.01% | 24.76% | 21.15% | 21.74% | 22.45% | 20.68% | 21.71% | 20.6% | 19.51% | 20.52% | 20.9% | 18.53% | 17.54% | 18.77% | 18.2%
NSW1 | Grid Battery | 4.712% | 5.731% | 12.26% | 23.82% | 24.35% | 22.2% | 22.44% | 24.23% | 22.95% | 23.88% | 22.25% | 20.78% | 22.64% | 22.63% | 21.27% | 21.29% | 21.78% | 20.64% | 22.74% | 21.01% | 18.98% | 20.11% | 20.54% | 17.74% | 16.9% | 18.36% | 18.31%
NSW1 | Pumped Hydro | 5.254% | 10.45% | 17.33% | 27.19% | 8.957% | 14.74% | 16.03% | 21.27% | 21.78% | 20.91% | 23% | 23.02% | 24.13% | 25.4% | 23.84% | 22.44% | 20.84% | 16.09% | 18.08% | 18.26% | 15.78% | 14.42% | 15% | 18.89% | 14.64% | 14.48% | 11.91%
NSW1 | VPP | 6.818% | 7.85% | 8.796% | 8.674% | 8.389% | 7.779% | 7.49% | 7.57% | 7.355% | 7.411% | 7.361% | 7.044% | 7.218% | 7.097% | 6.763% | 6.649% | 6.824% | 6.536% | 6.746% | 6.593% | 6.325% | 6.618% | 6.677% | 6.312% | 6.178% | 6.428% | 6.385%
Region | Technology | 2023-24 | 2024-25 | 2025-26 | 2026-27 | 2027-28 | 2028-29 | 2029-30 | 2030-31 | 2031-32 | 2032-33 | 2033-34 | 2034-35 | 2035-36 | 2036-37 | 2037-38 | 2038-39 | 2039-40 | 2040-41 | 2041-42 | 2042-43 | 2043-44 | 2044-45 | 2045-46 | 2046-47 | 2047-48 | 2048-49 | 2049-50
QLD1 | Black Coal | 60.08% | 55.11% | 62.03% | 62.58% | 61.53% | 60.2% | 61.25% | 61.8% | 58.79% | 60.15% | 63.46% | 61.86% | 54.02% | 56.36% | 56.74% | 51.4% | 56.05% | 44.54% | 43.44% | - | - | - | - | - | - | - | -
QLD1 | Brown Coal | bar: 2023-24 to 2049-50
QLD1 | CCGT | 7.298% | 6.109% | 12.05% | 18.11% | 18.92% | 22.1% | 24.66% | 29.04% | 28.02% | 26.65% | 36.07% | 39.35% | 32.15% | 34.38% | 31.48% | 34.39% | 34.41% | 30.47% | 25.22% | 29.08% | 32.78% | 26.16% | 35.88% | 62.14% | 61.25% | 60.51% | 61.95%
QLD1 | Gas - Steam | bar: 2023-24 to 2049-50
QLD1 | OCGT / Diesel | 0.0142% | 3.888e-06% | 0.01581% | 0.1077% | 0.1436% | 0.1135% | 0.05194% | 2.514% | 2.1% | 2.065% | 7.785% | 10.01% | 7.472% | 10.32% | 5.107% | 4.227% | 9.782% | 8.812% | 4.038% | 7.352% | 9.047% | 5.532% | 8.31% | 10.16% | 4.471% | 6.653% | 6.137%
QLD1 | Hydro | 54.44% | 54.49% | 55.85% | 53.53% | 54.61% | 55.54% | 55.05% | 54.6% | 54.45% | 54.57% | 54.09% | 53.62% | 53.24% | 53.36% | 38.16% | 35.5% | 28.78% | 26.65% | 25.51% | - | - | - | - | - | - | - | -
QLD1 | Hydrogen Turbine | bar: 2023-24 to 2049-50
QLD1 | Wind | 40.7% | 36.73% | 38.81% | 38.62% | 39.89% | 37.76% | 37.36% | 36.87% | 36.18% | 35.57% | 33.54% | 33.4% | 32.98% | 35.11% | 34.53% | 34.07% | 33.76% | 31.74% | 32.37% | 31.12% | 31.3% | 30.52% | 32.28% | 31.64% | 30.62% | 31.68% | 29.77%
QLD1 | Solar PV | 26.9% | 24.12% | 26.34% | 26.61% | 25.77% | 23.22% | 25.51% | 25.41% | 26.28% | 25.9% | 25.41% | 24.93% | 24.99% | 24.96% | 21.1% | 23.42% | 21.9% | 21.26% | 22% | 22.56% | 22.08% | 21.21% | 21.2% | 18.42% | 19.43% | 20.24% | 19.75%
QLD1 | Grid Battery | 6.123% | 6.096% | 6.219% | 6.298% | 6.3% | 21.47% | 21.45% | 22.72% | 22.34% | 23.16% | 22.11% | 21.99% | 22.21% | 22.67% | 19.64% | 20.72% | 21.64% | 21.94% | 22.31% | 22.87% | 21.68% | 21.13% | 21.62% | 18.16% | 18.97% | 18.6% | 18.6%
QLD1 | Pumped Hydro | 8.628% | 13.47% | 9.288% | 12.66% | 13.1% | 9.486% | 11.02% | 13.85% | 13.82% | 12.09% | 12.7% | 15.03% | 16.1% | 16.02% | 16.8% | 19.58% | 20.4% | 19.13% | 19.16% | 19.54% | 17.56% | 16.74% | 15.53% | 14.92% | 13.75% | 14.3% | 13.01%
QLD1 | VPP | 8.295% | 8.164% | 8.264% | 8.472% | 8.12% | 7.712% | 7.581% | 7.623% | 7.502% | 7.437% | 7.493% | 7.327% | 7.225% | 7.244% | 6.721% | 6.717% | 6.823% | 6.761% | 6.802% | 6.91% | 6.873% | 6.745% | 6.895% | 6.685% | 6.642% | 6.541% | 6.559%
Region | Technology | 2023-24 | 2024-25 | 2025-26 | 2026-27 | 2027-28 | 2028-29 | 2029-30 | 2030-31 | 2031-32 | 2032-33 | 2033-34 | 2034-35 | 2035-36 | 2036-37 | 2037-38 | 2038-39 | 2039-40 | 2040-41 | 2041-42 | 2042-43 | 2043-44 | 2044-45 | 2045-46 | 2046-47 | 2047-48 | 2048-49 | 2049-50
VIC1 | Black Coal | bar: 2023-24 to 2049-50
VIC1 | Brown Coal | 68.74% | 60.14% | 65.8% | 62.99% | 63.45% | 63.62% | 66.07% | 63.89% | 50.97% | - | - | - | - | - | - | - | - | - | - | - | - | - | - | - | - | - | -
VIC1 | CCGT | bar: 2023-24 to 2049-50
VIC1 | Gas - Steam | 0.3855% | 0.42% | 1.612% | 3.743% | 2.482% | 5.258% | 4.389% | 23.05% | 4.119% | 8.975% | 7.778% | 13.87% | 8.247% | 11.45% | 12.54% | 13.61% | - | - | - | - | - | - | - | - | - | - | -
VIC1 | OCGT / Diesel | 0.1383% | 0.09496% | 0.2359% | 0.8782% | 0.5052% | 0.8619% | 0.5758% | 2.588% | 0.4234% | 2.083% | 1.907% | 5.802% | 2.756% | 2.887% | 4.645% | 3.951% | 12.08% | 10.17% | 5.882% | 7.717% | 11.87% | 5.895% | 6.418% | 8.935% | 7.795% | 11.26% | 10.58%
VIC1 | Hydro | 13.86% | 16.82% | 17.37% | 16.47% | 13.77% | 20.66% | 17.23% | 14.89% | 14.91% | 13.6% | 16.62% | 17.17% | 16.34% | 13.67% | 20.58% | 17.22% | 14.91% | 14.91% | 13.59% | 16.62% | 17.19% | 16.3% | 13.68% | 20.57% | 20.61% | 20.59% | 20.53%
VIC1 | Hydrogen Turbine | bar: 2023-24 to 2049-50
VIC1 | Wind | 28.18% | 29.24% | 30.06% | 31.46% | 35.82% | 33.4% | 34.81% | 32.61% | 36.94% | 33.41% | 34.21% | 33.6% | 35.07% | 36.22% | 33.11% | 36.07% | 34.22% | 38.09% | 34.2% | 35.12% | 34.26% | 36.01% | 36.54% | 32.4% | 34.72% | 32.58% | 36.24%
VIC1 | Solar PV | 23.26% | 19.9% | 20.07% | 20.39% | 19.87% | 19.75% | 19.51% | 19.04% | 21.35% | 23.2% | 22.29% | 21.61% | 22.1% | 22.78% | 19.4% | 19.6% | 18.99% | 17.97% | 19.8% | 18.97% | 17.98% | 19.19% | 20.19% | 17% | 17.22% | 17.99% | 17.12%
VIC1 | Grid Battery | 4.883% | 4.531% | 5.315% | 5.227% | 5.035% | 4.802% | 4.745% | 9.457% | 9.369% | 12.77% | 11.92% | 11.33% | 14.31% | 14.26% | 14.27% | 14.27% | 16.13% | 15.01% | 18.97% | 17.35% | 16.55% | 16.62% | 17.37% | 15% | 14.68% | 15.85% | 13.59%
VIC1 | Pumped Hydro | - | - | - | - | - | - | - | - | - | - | - | - | - | - | - | - | - | - | - | - | - | 24.5% | 25.17% | 23.35% | 22.29% | 22.48% | 22.63%
VIC1 | VPP | 8.365% | 7.872% | 9.426% | 8.903% | 8.606% | 8.005% | 7.755% | 7.413% | 7.009% | 6.976% | 6.73% | 6.421% | 6.771% | 6.864% | 6.548% | 6.385% | 6.505% | 6.01% | 6.488% | 6.148% | 5.803% | 6.226% | 6.48% | 6.03% | 6.021% | 6.224% | 5.799%
Region | Technology | 2023-24 | 2024-25 | 2025-26 | 2026-27 | 2027-28 | 2028-29 | 2029-30 | 2030-31 | 2031-32 | 2032-33 | 2033-34 | 2034-35 | 2035-36 | 2036-37 | 2037-38 | 2038-39 | 2039-40 | 2040-41 | 2041-42 | 2042-43 | 2043-44 | 2044-45 | 2045-46 | 2046-47 | 2047-48 | 2048-49 | 2049-50
SA1 | Black Coal | bar: 2023-24 to 2049-50
SA1 | Brown Coal | bar: 2023-24 to 2049-50
SA1 | CCGT | 17.26% | 16.11% | 25.07% | 16.82% | 14.62% | 22.29% | 21.33% | 29.38% | 18.22% | 21.24% | 24.12% | 32.26% | 19.83% | 23.91% | - | - | - | - | - | - | - | - | - | - | - | - | -
SA1 | Gas - Steam | 1.363% | 1.278% | 3.865% | - | - | - | - | - | - | - | - | - | - | - | - | - | - | - | - | - | - | - | - | - | - | - | -
SA1 | OCGT / Diesel | 1.298% | 1.179% | 2.399% | 1.719% | 1.351% | 2.107% | 1.982% | 5.685% | 2.875% | 5.153% | 7.143% | 12.1% | 6.85% | 8.039% | 9.743% | 10.52% | 14.99% | 10.94% | 7.201% | 9.323% | 12.01% | 4.392% | 4.019% | 2.081% | 1.232% | 2.43% | 2.643%
SA1 | Hydro | bar: 2023-24 to 2049-50
SA1 | Hydrogen Turbine | bar: 2023-24 to 2049-50
SA1 | Wind | 32.8% | 32.42% | 31.42% | 34.85% | 34.58% | 33.3% | 33.3% | 31.93% | 34.46% | 32.48% | 33.11% | 29.92% | 34.48% | 34.85% | 32.8% | 33.85% | 31.8% | 33.32% | 31.21% | 31.78% | 29.14% | 32.3% | 32.77% | 31.04% | 31.21% | 29.67% | 30.34%
SA1 | Solar PV | 25.48% | 21.93% | 22.5% | 21.74% | 21.93% | 21.65% | 20.94% | 19.85% | 19.83% | 22.19% | 21.07% | 21.31% | 21.5% | 23.1% | 19.05% | 19.3% | 18.14% | 16.48% | 18.74% | 16.6% | 16.17% | 16.27% | 18.28% | 15.12% | 14.62% | 15.16% | 14.74%
SA1 | Grid Battery | 4.395% | 4.475% | 4.329% | 4.262% | 4.262% | 4.177% | 4.126% | 4.242% | 4.183% | 14.76% | 13.94% | 13.64% | 15.12% | 15.6% | 15.67% | 15.58% | 15.6% | 15.58% | 18.24% | 15.55% | 18.2% | 16.86% | 19.09% | 14.91% | 13.44% | 14.63% | 12.58%
SA1 | Pumped Hydro | bar: 2023-24 to 2049-50
SA1 | VPP | 9.095% | 9.069% | 8.681% | 8.177% | 7.998% | 7.688% | 7.595% | 7.371% | 7.25% | 7.291% | 7.321% | 6.919% | 6.918% | 7.135% | 6.748% | 6.608% | 6.584% | 6.205% | 6.582% | 6.328% | 6.458% | 6.391% | 6.934% | 6.178% | 5.857% | 6.145% | 5.696%
Region | Technology | 2023-24 | 2024-25 | 2025-26 | 2026-27 | 2027-28 | 2028-29 | 2029-30 | 2030-31 | 2031-32 | 2032-33 | 2033-34 | 2034-35 | 2035-36 | 2036-37 | 2037-38 | 2038-39 | 2039-40 | 2040-41 | 2041-42 | 2042-43 | 2043-44 | 2044-45 | 2045-46 | 2046-47 | 2047-48 | 2048-49 | 2049-50
TAS1 | Black Coal | bar: 2023-24 to 2049-50
TAS1 | Brown Coal | bar: 2023-24 to 2049-50
TAS1 | CCGT | bar: 2023-24 to 2049-50
TAS1 | Gas - Steam | bar: 2023-24 to 2049-50
TAS1 | OCGT / Diesel | 9.225e-06% | 1.88e-05% | 1.996e-05% | 0.01197% | 2.188e-05% | 2.329e-05% | 0.08645% | 0.3268% | 0.1281% | 0.5639% | 0.1777% | 1.202% | 0.8097% | 0.7814% | 1.006% | 0.7814% | 3.682% | 2.066% | 1.208% | 2.101% | 2.156% | 0.9191% | 1.161% | 1.305% | 0.8335% | 2.659% | 1.748%
TAS1 | Hydro | 53.81% | 40.35% | 40.81% | 39.24% | 33.04% | 35.74% | 46.87% | 46.61% | 43.43% | 42.74% | 43.58% | 44.09% | 39.51% | 37.85% | 41.02% | 39.86% | 38.46% | 36.82% | 36.46% | 40.01% | 39.35% | 36.75% | 38.2% | 44.91% | 40.87% | 41.05% | 39.06%
TAS1 | Hydrogen Turbine | bar: 2023-24 to 2049-50
TAS1 | Wind | 37.86% | 44.81% | 47.83% | 48.2% | 50.85% | 47.46% | 47.56% | 46.54% | 48.83% | 48.81% | 46.29% | 47.79% | 48.59% | 50.72% | 48.78% | 47.59% | 46.58% | 50.69% | 49.41% | 47.38% | 49.09% | 50.7% | 52.2% | 50.53% | 49.1% | 48.09% | 52.01%
TAS1 | Solar PV | - | - | - | - | - | - | - | - | - | - | - | - | - | - | - | - | - | 17.22% | 17.99% | 20.02% | 18.71% | 19.86% | 19.85% | 16.93% | 18.86% | 19.14% | 17.93%
TAS1 | Grid Battery | bar: 2023-24 to 2049-50
TAS1 | Pumped Hydro | - | - | - | - | - | - | - | 18.99% | 24.63% | 20.29% | 20.85% | 19.22% | 19.47% | 19.69% | 19.93% | 19.55% | 21.59% | 20.4% | 19.61% | 18.4% | 18.6% | 18.3% | 18.86% | 17.26% | 17.1% | 16.66% | 15.48%
TAS1 | VPP | 0.7733% | 3.512% | 2.961% | 3.491% | 4.284% | 4.353% | 5.204% | 5.658% | 6.294% | 5.806% | 5.687% | 4.977% | 5.067% | 5.047% | 4.736% | 4.482% | 5.026% | 4.778% | 4.832% | 4.667% | 4.576% | 4.687% | 4.673% | 4.215% | 4.313% | 4.468% | 4.098%
Explicitly modelled pumping
Region | Technology | 2023-24 | 2024-25 | 2025-26 | 2026-27 | 2027-28 | 2028-29 | 2029-30 | 2030-31 | 2031-32 | 2032-33 | 2033-34 | 2034-35 | 2035-36 | 2036-37 | 2037-38 | 2038-39 | 2039-40 | 2040-41 | 2041-42 | 2042-43 | 2043-44 | 2044-45 | 2045-46 | 2046-47 | 2047-48 | 2048-49 | 2049-50
NEM | Grid Battery pump | 5.937% | 5.905% | 9.118% | 13.85% | 18.86% | 21.23% | 21.52% | 23.54% | 22.83% | 25.38% | 24.09% | 23.31% | 24.2% | 24.48% | 22.39% | 22.76% | 24.37% | 23.39% | 25.46% | 24.7% | 23.65% | 23.33% | 24.37% | 20.4% | 20.18% | 20.97% | 20.05%
NEM | Pumped Hydro Pump | 11.2% | 19.46% | 18.35% | 26.93% | 16.06% | 17.65% | 20.8% | 25.98% | 27.89% | 25.28% | 28.21% | 26.66% | 28.75% | 30.22% | 26.71% | 27.88% | 27.24% | 24.14% | 24.53% | 25.27% | 21.68% | 21.12% | 21.22% | 21.72% | 19.21% | 19.09% | 16.69%
NEM | VPP pump | 9.298% | 9.527% | 10.21% | 9.993% | 9.707% | 9.093% | 8.888% | 8.794% | 8.58% | 8.534% | 8.477% | 8.142% | 8.269% | 8.282% | 7.84% | 7.713% | 7.843% | 7.551% | 7.795% | 7.662% | 7.441% | 7.637% | 7.859% | 7.388% | 7.305% | 7.442% | 7.256%
Region | Technology | 2023-24 | 2024-25 | 2025-26 | 2026-27 | 2027-28 | 2028-29 | 2029-30 | 2030-31 | 2031-32 | 2032-33 | 2033-34 | 2034-35 | 2035-36 | 2036-37 | 2037-38 | 2038-39 | 2039-40 | 2040-41 | 2041-42 | 2042-43 | 2043-44 | 2044-45 | 2045-46 | 2046-47 | 2047-48 | 2048-49 | 2049-50
NSW1 | Grid Battery pump | 5.589% | 6.822% | 14.77% | 28.68% | 29.4% | 26.69% | 27.08% | 29.15% | 27.72% | 28.74% | 26.8% | 25.03% | 27.25% | 27.26% | 25.71% | 25.65% | 26.19% | 24.96% | 27.36% | 25.3% | 22.85% | 24.22% | 24.82% | 21.3% | 20.44% | 22.05% | 22.06%
NSW1 | Pumped Hydro Pump | 9.072% | 17.36% | 20.34% | 30.79% | 15.08% | 18.51% | 21.85% | 27.28% | 29.61% | 26.88% | 30.63% | 28.45% | 31.11% | 33.23% | 29.91% | 29.51% | 26.54% | 21.31% | 22.85% | 24.25% | 19.08% | 18.6% | 19.9% | 23.55% | 18.96% | 17.69% | 14.68%
NSW1 | VPP pump | 7.994% | 9.241% | 10.34% | 10.2% | 9.873% | 9.149% | 8.812% | 8.906% | 8.675% | 8.703% | 8.661% | 8.291% | 8.486% | 8.349% | 7.98% | 7.824% | 8.006% | 7.711% | 7.914% | 7.759% | 7.441% | 7.784% | 7.873% | 7.409% | 7.288% | 7.543% | 7.512%
Region | Technology | 2023-24 | 2024-25 | 2025-26 | 2026-27 | 2027-28 | 2028-29 | 2029-30 | 2030-31 | 2031-32 | 2032-33 | 2033-34 | 2034-35 | 2035-36 | 2036-37 | 2037-38 | 2038-39 | 2039-40 | 2040-41 | 2041-42 | 2042-43 | 2043-44 | 2044-45 | 2045-46 | 2046-47 | 2047-48 | 2048-49 | 2049-50
QLD1 | Grid Battery pump | 7.269% | 7.257% | 7.424% | 7.477% | 7.5% | 25.86% | 25.83% | 27.37% | 26.99% | 27.85% | 26.65% | 26.54% | 26.71% | 27.29% | 23.74% | 24.92% | 26.04% | 26.5% | 26.88% | 27.57% | 26.11% | 25.46% | 26.03% | 21.94% | 22.8% | 22.42% | 22.39%
QLD1 | Pumped Hydro Pump | 15% | 23.22% | 14.71% | 19.91% | 20.68% | 14.33% | 16.73% | 21.03% | 21.07% | 18.26% | 19.2% | 22.02% | 23.51% | 23.56% | 23.2% | 26.54% | 27.68% | 26.3% | 25.93% | 26.6% | 23.65% | 22.76% | 21.4% | 19.98% | 18.57% | 19.51% | 17.32%
QLD1 | VPP pump | 9.732% | 9.604% | 9.749% | 9.949% | 9.552% | 9.073% | 8.919% | 8.968% | 8.85% | 8.729% | 8.821% | 8.632% | 8.494% | 8.516% | 7.931% | 7.892% | 8.017% | 7.968% | 7.999% | 8.131% | 8.085% | 7.936% | 8.107% | 7.873% | 7.804% | 7.702% | 7.707%
Region | Technology | 2023-24 | 2024-25 | 2025-26 | 2026-27 | 2027-28 | 2028-29 | 2029-30 | 2030-31 | 2031-32 | 2032-33 | 2033-34 | 2034-35 | 2035-36 | 2036-37 | 2037-38 | 2038-39 | 2039-40 | 2040-41 | 2041-42 | 2042-43 | 2043-44 | 2044-45 | 2045-46 | 2046-47 | 2047-48 | 2048-49 | 2049-50
VIC1 | Grid Battery pump | 5.799% | 5.411% | 6.326% | 6.206% | 6.011% | 5.699% | 5.667% | 11.33% | 11.28% | 15.36% | 14.33% | 13.61% | 17.21% | 17.16% | 17.2% | 17.23% | 19.35% | 18.15% | 22.81% | 20.99% | 19.86% | 20.03% | 21.01% | 17.98% | 17.77% | 19.01% | 16.37%
VIC1 | Pumped Hydro Pump | - | - | - | - | - | - | - | - | - | - | - | - | - | - | - | - | - | - | - | - | - | 32.24% | 33.48% | 30.36% | 29.67% | 29.36% | 29.77%
VIC1 | VPP pump | 9.814% | 9.288% | 11.1% | 10.46% | 10.15% | 9.398% | 9.146% | 8.703% | 8.27% | 8.201% | 7.92% | 7.55% | 7.958% | 8.075% | 7.706% | 7.533% | 7.631% | 7.094% | 7.611% | 7.253% | 6.807% | 7.325% | 7.647% | 7.073% | 7.107% | 7.3% | 6.823%
Region | Technology | 2023-24 | 2024-25 | 2025-26 | 2026-27 | 2027-28 | 2028-29 | 2029-30 | 2030-31 | 2031-32 | 2032-33 | 2033-34 | 2034-35 | 2035-36 | 2036-37 | 2037-38 | 2038-39 | 2039-40 | 2040-41 | 2041-42 | 2042-43 | 2043-44 | 2044-45 | 2045-46 | 2046-47 | 2047-48 | 2048-49 | 2049-50
SA1 | Grid Battery pump | 5.787% | 5.915% | 5.709% | 5.627% | 5.643% | 5.5% | 5.462% | 5.629% | 5.566% | 18.71% | 17.62% | 17.26% | 18.96% | 19.56% | 19.49% | 19.46% | 19.34% | 19.26% | 22.29% | 19.11% | 22.21% | 20.59% | 23.36% | 18.13% | 16.49% | 17.77% | 15.36%
SA1 | Pumped Hydro Pump | bar: 2023-24 to 2049-50
SA1 | VPP pump | 10.67% | 10.68% | 10.2% | 9.62% | 9.434% | 9.024% | 8.959% | 8.652% | 8.53% | 8.599% | 8.597% | 8.138% | 8.139% | 8.394% | 7.939% | 7.797% | 7.726% | 7.321% | 7.722% | 7.459% | 7.594% | 7.52% | 8.163% | 7.253% | 6.914% | 7.207% | 6.701%
Region | Technology | 2023-24 | 2024-25 | 2025-26 | 2026-27 | 2027-28 | 2028-29 | 2029-30 | 2030-31 | 2031-32 | 2032-33 | 2033-34 | 2034-35 | 2035-36 | 2036-37 | 2037-38 | 2038-39 | 2039-40 | 2040-41 | 2041-42 | 2042-43 | 2043-44 | 2044-45 | 2045-46 | 2046-47 | 2047-48 | 2048-49 | 2049-50
TAS1 | Grid Battery pump | bar: 2023-24 to 2049-50
TAS1 | Pumped Hydro Pump | - | - | - | - | - | - | - | 24.98% | 32.71% | 26.68% | 27.65% | 25.1% | 25.6% | 26.2% | 25.97% | 25.77% | 28.35% | 27.15% | 25.8% | 23.9% | 24.52% | 24.04% | 25.13% | 22.39% | 22.81% | 21.62% | 20.37%
TAS1 | VPP pump | 0.8831% | 4.156% | 3.471% | 4.106% | 5.065% | 5.103% | 6.147% | 6.637% | 7.405% | 6.843% | 6.687% | 5.865% | 5.949% | 5.961% | 5.551% | 5.274% | 5.911% | 5.644% | 5.686% | 5.471% | 5.382% | 5.513% | 5.52% | 4.937% | 5.097% | 5.233% | 4.821%
Non-controllable capacity
Region | Technology | 2023-24 | 2024-25 | 2025-26 | 2026-27 | 2027-28 | 2028-29 | 2029-30 | 2030-31 | 2031-32 | 2032-33 | 2033-34 | 2034-35 | 2035-36 | 2036-37 | 2037-38 | 2038-39 | 2039-40 | 2040-41 | 2041-42 | 2042-43 | 2043-44 | 2044-45 | 2045-46 | 2046-47 | 2047-48 | 2048-49 | 2049-50
NEM | Distributed PV | 14.23% | 13.97% | 13.66% | 14.76% | 14.89% | 13.44% | 14.16% | 14.79% | 15.16% | 15.21% | 14.84% | 14.44% | 15.53% | 15.58% | 13.97% | 14.7% | 15.35% | 15.67% | 15.69% | 15.31% | 14.87% | 15.93% | 15.94% | 14.29% | 15.04% | 15.67% | 15.97%
NEM | Behind the meter battery | 4.897% | 4.862% | 4.791% | 4.705% | 4.639% | 4.529% | 4.488% | 4.437% | 4.376% | 4.329% | 4.385% | 4.417% | 4.433% | 4.398% | 4.361% | 4.299% | 4.266% | 4.207% | 4.151% | 4.111% | 4.152% | 4.184% | 4.217% | 4.239% | 4.261% | 4.237% | 4.213%
NEM | Behind the meter battery pump | 5.764% | 5.722% | 5.638% | 5.537% | 5.461% | 5.329% | 5.283% | 5.222% | 5.15% | 5.095% | 5.16% | 5.199% | 5.218% | 5.177% | 5.133% | 5.06% | 5.021% | 4.95% | 4.886% | 4.838% | 4.886% | 4.925% | 4.963% | 4.99% | 5.016% | 4.988% | 4.958%
Region | Technology | 2023-24 | 2024-25 | 2025-26 | 2026-27 | 2027-28 | 2028-29 | 2029-30 | 2030-31 | 2031-32 | 2032-33 | 2033-34 | 2034-35 | 2035-36 | 2036-37 | 2037-38 | 2038-39 | 2039-40 | 2040-41 | 2041-42 | 2042-43 | 2043-44 | 2044-45 | 2045-46 | 2046-47 | 2047-48 | 2048-49 | 2049-50
NSW1 | Distributed PV | 13.95% | 13.97% | 13.61% | 15.11% | 14.98% | 13.37% | 13.79% | 14.67% | 15.35% | 14.94% | 14.77% | 14.29% | 15.76% | 15.56% | 13.87% | 14.28% | 15.19% | 15.83% | 15.4% | 15.21% | 14.69% | 16.12% | 15.89% | 14.16% | 14.59% | 15.47% | 16.09%
NSW1 | Behind the meter battery | 4.884% | 4.831% | 4.757% | 4.683% | 4.62% | 4.52% | 4.491% | 4.444% | 4.405% | 4.375% | 4.441% | 4.454% | 4.456% | 4.412% | 4.358% | 4.289% | 4.257% | 4.188% | 4.148% | 4.121% | 4.175% | 4.211% | 4.237% | 4.254% | 4.256% | 4.24% | 4.206%
NSW1 | Behind the meter battery pump | 5.747% | 5.687% | 5.598% | 5.511% | 5.44% | 5.32% | 5.287% | 5.232% | 5.182% | 5.148% | 5.225% | 5.24% | 5.245% | 5.193% | 5.129% | 5.046% | 5.012% | 4.928% | 4.883% | 4.849% | 4.911% | 4.959% | 4.986% | 5.008% | 5.011% | 4.991% | 4.951%
Region | Technology | 2023-24 | 2024-25 | 2025-26 | 2026-27 | 2027-28 | 2028-29 | 2029-30 | 2030-31 | 2031-32 | 2032-33 | 2033-34 | 2034-35 | 2035-36 | 2036-37 | 2037-38 | 2038-39 | 2039-40 | 2040-41 | 2041-42 | 2042-43 | 2043-44 | 2044-45 | 2045-46 | 2046-47 | 2047-48 | 2048-49 | 2049-50
QLD1 | Distributed PV | 15.03% | 14.46% | 14.67% | 15.73% | 15.87% | 13.4% | 14.58% | 15.12% | 16% | 15.82% | 15.21% | 15.39% | 16.39% | 16.42% | 13.85% | 15.06% | 15.64% | 16.42% | 16.23% | 15.62% | 15.79% | 16.72% | 16.74% | 14.11% | 15.37% | 15.91% | 16.71%
QLD1 | Behind the meter battery | 4.94% | 4.904% | 4.833% | 4.738% | 4.663% | 4.563% | 4.529% | 4.478% | 4.408% | 4.348% | 4.393% | 4.421% | 4.437% | 4.396% | 4.354% | 4.3% | 4.282% | 4.232% | 4.163% | 4.125% | 4.169% | 4.194% | 4.229% | 4.244% | 4.261% | 4.245% | 4.236%
QLD1 | Behind the meter battery pump | 5.815% | 5.773% | 5.687% | 5.578% | 5.487% | 5.368% | 5.33% | 5.269% | 5.189% | 5.118% | 5.17% | 5.205% | 5.223% | 5.176% | 5.124% | 5.063% | 5.038% | 4.98% | 4.9% | 4.855% | 4.906% | 4.935% | 4.976% | 4.996% | 5.017% | 4.999% | 4.984%
Region | Technology | 2023-24 | 2024-25 | 2025-26 | 2026-27 | 2027-28 | 2028-29 | 2029-30 | 2030-31 | 2031-32 | 2032-33 | 2033-34 | 2034-35 | 2035-36 | 2036-37 | 2037-38 | 2038-39 | 2039-40 | 2040-41 | 2041-42 | 2042-43 | 2043-44 | 2044-45 | 2045-46 | 2046-47 | 2047-48 | 2048-49 | 2049-50
VIC1 | Distributed PV | 13.3% | 13.06% | 12.42% | 13.32% | 13.59% | 13.11% | 13.75% | 14.34% | 13.9% | 14.65% | 14.31% | 13.53% | 14.42% | 14.65% | 13.83% | 14.47% | 15.09% | 14.55% | 15.26% | 14.92% | 14.07% | 14.95% | 15.11% | 14.28% | 14.94% | 15.54% | 14.95%
VIC1 | Behind the meter battery | 4.922% | 4.924% | 4.853% | 4.759% | 4.698% | 4.556% | 4.474% | 4.403% | 4.302% | 4.208% | 4.268% | 4.344% | 4.395% | 4.391% | 4.402% | 4.332% | 4.283% | 4.218% | 4.147% | 4.064% | 4.079% | 4.124% | 4.164% | 4.22% | 4.277% | 4.242% | 4.209%
VIC1 | Behind the meter battery pump | 5.794% | 5.795% | 5.709% | 5.602% | 5.531% | 5.362% | 5.266% | 5.18% | 5.063% | 4.951% | 5.023% | 5.115% | 5.172% | 5.166% | 5.183% | 5.097% | 5.041% | 4.963% | 4.88% | 4.783% | 4.802% | 4.853% | 4.9% | 4.969% | 5.033% | 4.993% | 4.954%
Region | Technology | 2023-24 | 2024-25 | 2025-26 | 2026-27 | 2027-28 | 2028-29 | 2029-30 | 2030-31 | 2031-32 | 2032-33 | 2033-34 | 2034-35 | 2035-36 | 2036-37 | 2037-38 | 2038-39 | 2039-40 | 2040-41 | 2041-42 | 2042-43 | 2043-44 | 2044-45 | 2045-46 | 2046-47 | 2047-48 | 2048-49 | 2049-50
SA1 | Distributed PV | 15.11% | 14.83% | 14.15% | 14.8% | 15.36% | 14.69% | 15.37% | 15.62% | 15.63% | 16.06% | 15.54% | 14.77% | 15.4% | 15.93% | 15.16% | 15.87% | 16.14% | 16.14% | 16.55% | 16% | 15.2% | 15.81% | 16.3% | 15.49% | 16.24% | 16.49% | 16.45%
SA1 | Behind the meter battery | 4.815% | 4.725% | 4.641% | 4.542% | 4.474% | 4.387% | 4.404% | 4.389% | 4.377% | 4.405% | 4.448% | 4.451% | 4.434% | 4.377% | 4.295% | 4.252% | 4.207% | 4.164% | 4.135% | 4.149% | 4.202% | 4.208% | 4.244% | 4.225% | 4.248% | 4.192% | 4.182%
SA1 | Behind the meter battery pump | 5.667% | 5.562% | 5.46% | 5.346% | 5.265% | 5.161% | 5.184% | 5.165% | 5.152% | 5.183% | 5.234% | 5.238% | 5.218% | 5.153% | 5.054% | 5.004% | 4.953% | 4.903% | 4.87% | 4.885% | 4.947% | 4.956% | 4.995% | 4.971% | 4.998% | 4.935% | 4.924%
Region | Technology | 2023-24 | 2024-25 | 2025-26 | 2026-27 | 2027-28 | 2028-29 | 2029-30 | 2030-31 | 2031-32 | 2032-33 | 2033-34 | 2034-35 | 2035-36 | 2036-37 | 2037-38 | 2038-39 | 2039-40 | 2040-41 | 2041-42 | 2042-43 | 2043-44 | 2044-45 | 2045-46 | 2046-47 | 2047-48 | 2048-49 | 2049-50
TAS1 | Distributed PV | 12.03% | 12.09% | 11.56% | 12.4% | 12.42% | 12.16% | 12.24% | 12.52% | 12.4% | 12.76% | 12.71% | 12.11% | 12.89% | 12.83% | 12.48% | 12.53% | 12.81% | 12.66% | 12.97% | 12.94% | 12.31% | 13.07% | 12.97% | 12.63% | 12.69% | 12.99% | 12.77%
TAS1 | Behind the meter battery | 4.891% | 4.832% | 4.753% | 4.664% | 4.597% | 4.506% | 4.479% | 4.427% | 4.378% | 4.382% | 4.417% | 4.439% | 4.429% | 4.4% | 4.347% | 4.292% | 4.268% | 4.207% | 4.152% | 4.139% | 4.176% | 4.183% | 4.231% | 4.218% | 4.232% | 4.231% | 4.186%
TAS1 | Behind the meter battery pump | 5.757% | 5.685% | 5.596% | 5.489% | 5.412% | 5.302% | 5.27% | 5.211% | 5.154% | 5.156% | 5.198% | 5.224% | 5.215% | 5.178% | 5.116% | 5.054% | 5.023% | 4.952% | 4.886% | 4.87% | 4.914% | 4.925% | 4.979% | 4.967% | 4.983% | 4.979% | 4.926%

## O5A West_Generation
Annual sent-out generation by technology (GWh) - O5A West, Step Change Scenario
Explicitly modelled generation
Region | Technology | 2023-24 | 2024-25 | 2025-26 | 2026-27 | 2027-28 | 2028-29 | 2029-30 | 2030-31 | 2031-32 | 2032-33 | 2033-34 | 2034-35 | 2035-36 | 2036-37 | 2037-38 | 2038-39 | 2039-40 | 2040-41 | 2041-42 | 2042-43 | 2043-44 | 2044-45 | 2045-46 | 2046-47 | 2047-48 | 2048-49 | 2049-50
NEM | Black Coal | 85015.1924 | 74437.4206 | 72735.2171 | 67530.3341 | 53651.5626 | 44878.8736 | 40598.7908 | 30961.1473 | 29892.4188 | 26601.0474 | 16872.0721 | 16849.6849 | 14756.3314 | 14350.9483 | 15100.2202 | 14274.5935 | 4183.4651 | 1661.9535 | 1621.1179 | 0 | 0 | 0 | 0 | 0 | 0 | 0 | 0
NEM | Brown Coal | 29024.6933 | 25393.7663 | 23749.687 | 18594.1244 | 18730.3893 | 15659.7227 | 9954.3021 | 6491.748 | 5179.5055 | 0 | 0 | 0 | 0 | 0 | 0 | 0 | 0 | 0 | 0 | 0 | 0 | 0 | 0 | 0 | 0 | 0 | 0
NEM | CCGT | 2107.2395 | 1607.9564 | 3156.6811 | 3987.1686 | 4087.081 | 4782.9718 | 5535.5326 | 6538.4084 | 5784.608 | 5640.9765 | 7564.1498 | 8648.8495 | 6486.3749 | 5872.7469 | 4546.6749 | 5076.9765 | 4652.8457 | 3979.4833 | 3330.6025 | 3884.6724 | 3068.3789 | 2448.8906 | 1332.8131 | 979.8272 | 965.7591 | 954.0623 | 976.8155
NEM | Gas - Steam | 112.3777 | 107.9587 | 341.5094 | 163.9586 | 108.7229 | 230.2842 | 192.2258 | 1009.573 | 180.4238 | 393.106 | 340.6644 | 607.4062 | 361.2331 | 501.4538 | 549.1352 | 596.2632 | 0 | 0 | 0 | 0 | 0 | 0 | 0 | 0 | 0 | 0 | 0
NEM | OCGT / Diesel | 200.1077 | 171.9078 | 384.8917 | 418.6481 | 309.3447 | 439.5164 | 360.3904 | 1585.6365 | 754.7683 | 1217.8292 | 2170.0282 | 3984.8913 | 2409.6325 | 3218.5084 | 3082.2528 | 2993.0168 | 7145.0658 | 6852.4214 | 3498.4882 | 4816.4906 | 8408.9118 | 5113.699 | 6544.3978 | 8615.5394 | 6054.9953 | 9276.8041 | 8921.7953
NEM | Hydro | 17540.1542 | 15933.7082 | 16298.0043 | 15757.1891 | 13350.4904 | 16425.2207 | 17678.5238 | 17198.4814 | 16320.682 | 15586.4636 | 16951.8106 | 17311.7605 | 15875.3313 | 14609.8607 | 17241.1863 | 15712.6602 | 14526.9476 | 14050.2117 | 13463.3276 | 15119.6887 | 15159.7653 | 14124.5594 | 13540.9774 | 17689.4292 | 16699.0961 | 16726.2688 | 16172.7164
NEM | Hydrogen Turbine | 0 | 0 | 0 | 0 | 0 | 0 | 0 | 0 | 0 | 0 | 0 | 0 | 0 | 0 | 0 | 0 | 0 | 0 | 0 | 0 | 0 | 0 | 0 | 0 | 0 | 0 | 0
NEM | Wind | 28826.1725 | 46848.6526 | 47913.4299 | 56570.6102 | 74931.8654 | 88812.4191 | 93241.4454 | 100089.3677 | 108558.4263 | 113596.2144 | 122299.9211 | 120437.2128 | 128760.9912 | 134356.0407 | 142045.5149 | 140368.6832 | 137940.0465 | 138473.7635 | 137088.1041 | 144480.5555 | 144887.3662 | 146822.5194 | 149108.3871 | 168982.2713 | 174007.652 | 174863.7995 | 175257.5311
NEM | Solar PV | 20914.0622 | 19297.4408 | 22135.5711 | 23290.953 | 23073.3283 | 22536.8648 | 25742.1538 | 31239.2346 | 32479.2339 | 39497.3355 | 42280.312 | 45606.7799 | 46969.822 | 47922.9946 | 51995.4564 | 57477.3839 | 77299.8231 | 84707.964 | 97286.6898 | 112473.1239 | 118074.4706 | 117976.0101 | 122506.5476 | 115696.4544 | 117475.6007 | 129372.9992 | 132922.787
NEM | Grid Battery | 419.4674 | 415.4841 | 921.152 | 1396.6354 | 2755.8485 | 5046.1217 | 5219.9615 | 6322.1507 | 6161.2993 | 11358.1554 | 10974.0685 | 10566.8788 | 12047.8378 | 12091.5695 | 11905.7052 | 12125.4421 | 18536.7447 | 19801.1825 | 28477.9702 | 32464.7907 | 32950.1226 | 35010.1087 | 35835.6756 | 30564.81 | 29220.2262 | 33035.4556 | 31904.8829
NEM | Pumped Hydro | 541.277 | 892.2088 | 1750.5748 | 2608.1616 | 3118.5609 | 4392.7781 | 4838.93 | 6412.5083 | 6551.3293 | 7030.6604 | 7616.6768 | 8080.6613 | 8712.0729 | 9023.8588 | 11556.9592 | 11927.0427 | 12686.2042 | 11066.0614 | 11506.2289 | 11586.4041 | 10394.964 | 10010.1587 | 9828.653 | 11451.8384 | 9967.1711 | 10172.3701 | 8989.9156
NEM | VPP | 221.3071 | 441.4689 | 786.4629 | 1145.9544 | 1546.9157 | 1902.9296 | 2524.9827 | 3063.3069 | 3517.3846 | 4134.8304 | 4858.8417 | 5460.1655 | 6370.607 | 7225.618 | 7605.3858 | 8242.9523 | 8966.1253 | 9092.4859 | 9874.1869 | 10117.5128 | 10264.2823 | 10979.7569 | 11736.7657 | 11517.8458 | 11789.5601 | 12526.1127 | 12645.3238
Total excluding storage |  | 184922.0509 | 185547.9731 | 190173.1813 | 191463.7375 | 195664.1098 | 205107.7028 | 205887.2389 | 210911.5629 | 215380.0797 | 225056.619 | 231928.5452 | 237554.2908 | 242750.2342 | 249173.5996 | 265628.491 | 268795.0145 | 285937.268 | 289685.5272 | 306146.7161 | 334943.2388 | 343208.2617 | 342485.7029 | 350434.2174 | 365498.0157 | 366180.0606 | 386927.8723 | 387791.7675
Region | Technology | 2023-24 | 2024-25 | 2025-26 | 2026-27 | 2027-28 | 2028-29 | 2029-30 | 2030-31 | 2031-32 | 2032-33 | 2033-34 | 2034-35 | 2035-36 | 2036-37 | 2037-38 | 2038-39 | 2039-40 | 2040-41 | 2041-42 | 2042-43 | 2043-44 | 2044-45 | 2045-46 | 2046-47 | 2047-48 | 2048-49 | 2049-50
NSW1 | Black Coal | 42249.02 | 35210.0715 | 32384.4388 | 30660.026 | 21172.6105 | 19396.4687 | 16175.3402 | 13897.1388 | 13659.4936 | 13840.131 | 7465.8455 | 7680.3179 | 6748.8317 | 5997.1787 | 6689.6728 | 6655.4885 | 0 | 0 | 0 | 0 | 0 | 0 | 0 | 0 | 0 | 0 | 0
NSW1 | Brown Coal | 0 | 0 | 0 | 0 | 0 | 0 | 0 | 0 | 0 | 0 | 0 | 0 | 0 | 0 | 0 | 0 | 0 | 0 | 0 | 0 | 0 | 0 | 0 | 0 | 0 | 0 | 0
NSW1 | CCGT | 13.659 | 6.2115 | 307.3183 | 672.2091 | 761.5877 | 656.4589 | 1095.8198 | 1111.7577 | 1018.3526 | 927.2423 | 1397.0746 | 1645.4231 | 1067.567 | 1111.9753 | 1202.3727 | 1422.8317 | 1432.5001 | 1127.755 | 969.5822 | 1163.0118 | 0 | 0 | 0 | 0 | 0 | 0 | 0
NSW1 | Gas - Steam | 0 | 0 | 0 | 0 | 0 | 0 | 0 | 0 | 0 | 0 | 0 | 0 | 0 | 0 | 0 | 0 | 0 | 0 | 0 | 0 | 0 | 0 | 0 | 0 | 0 | 0 | 0
NSW1 | OCGT / Diesel | 8.541 | 5.2819 | 35.8993 | 33.8655 | 27.8421 | 5.6323 | 0.043839 | 152.6563 | 26.312 | 122.4643 | 240.4943 | 878.7417 | 396.6353 | 717.6177 | 519.394 | 695.5912 | 2255.4102 | 2768.7897 | 1284.452 | 1586.0115 | 2866.6926 | 1423.4429 | 2122.1338 | 2012.587 | 1950.6459 | 1857.3288 | 2278.571
NSW1 | Hydro | 2040.3292 | 2853.2263 | 2989.0122 | 3005.7833 | 2507.5973 | 3599.8617 | 3051.3952 | 3101.307 | 2932.7002 | 2608.5446 | 3194.555 | 3337.4827 | 3096.2671 | 2726.9618 | 3772.301 | 3184.1441 | 2810.2775 | 2709.5791 | 2473.239 | 2882.9542 | 2955.5502 | 2681.0572 | 2291.8663 | 3574.2494 | 3478.2084 | 3468.3357 | 3371.6125
NSW1 | Hydrogen Turbine | 0 | 0 | 0 | 0 | 0 | 0 | 0 | 0 | 0 | 0 | 0 | 0 | 0 | 0 | 0 | 0 | 0 | 0 | 0 | 0 | 0 | 0 | 0 | 0 | 0 | 0 | 0
NSW1 | Wind | 5987.3503 | 13834.4525 | 14040.6047 | 17346.3949 | 27694.9458 | 30578.9349 | 29734.1774 | 29622.3946 | 29433.2145 | 33612.5022 | 34512.3466 | 34615.8021 | 40850.1411 | 42738.9044 | 44824.2965 | 42170.0809 | 42094.6168 | 39466.0002 | 41211.4791 | 43921.976 | 45610.7748 | 47374.3287 | 48378.9523 | 53285.4909 | 55132.459 | 53710.5379 | 51087.9706
NSW1 | Solar PV | 8824.4732 | 8286.9729 | 10342.233 | 11416.0656 | 11516.2797 | 11561.1974 | 13980.8334 | 17991.666 | 17844.8631 | 19268.3518 | 20567.3422 | 20226.3062 | 21413.1977 | 21940.7385 | 22805.2768 | 24545.0803 | 31782.3099 | 32895.2395 | 35952.0905 | 36360.5815 | 35985.4837 | 37852.182 | 38549.6603 | 38200.0244 | 37534.8568 | 41441.825 | 42995.3988
NSW1 | Grid Battery | 20.6385 | 25.1026 | 510.0319 | 990.5643 | 2356.0618 | 2876.4389 | 3056.1277 | 3299.3283 | 3124.9995 | 4769.1656 | 4443.8109 | 4150.6304 | 4521.6475 | 4419.8208 | 4154.5581 | 4158.2558 | 7270.3529 | 6890.3082 | 8791.1395 | 8433.7222 | 7935.8298 | 9430.9641 | 8955.1762 | 8236.025 | 6914.7067 | 8462.0713 | 8318.6188
NSW1 | Pumped Hydro | 110.4689 | 219.7583 | 1083.3601 | 1699.0772 | 2177.8626 | 3582.8882 | 3898.0597 | 5171.1831 | 5294.8512 | 5083.8145 | 5592.6306 | 5598.3134 | 5867.5124 | 6176.0661 | 5796.3856 | 5456.4661 | 5068.0082 | 3912.5653 | 4396.1719 | 4440.8652 | 3837.6637 | 3505.1989 | 3646.5942 | 4593.625 | 3560.2582 | 3519.6202 | 2895.4218
NSW1 | VPP | 58.0389 | 133.3384 | 247.6899 | 362.6735 | 487.9012 | 602.5791 | 802.8847 | 1000.2608 | 1171.3575 | 1414.6314 | 1688.3649 | 1906.855 | 2252.1343 | 2517.4706 | 2670.8656 | 2889.3925 | 3160.1035 | 3199.2811 | 3452.5359 | 3528.6823 | 3529.9073 | 3852.7384 | 4043.9576 | 3979.872 | 4044.6194 | 4373.2288 | 4502.6257
Total excluding storage |  | 59312.5191 | 60574.4159 | 61940.5882 | 66186.6593 | 68702.6886 | 72860.46 | 71794.6819 | 75347.6925 | 74506.1442 | 81646.8477 | 79102.4646 | 80039.8725 | 86213.9342 | 88346.7339 | 92435.1231 | 91177.3311 | 95873.5789 | 92969.5182 | 98530.6901 | 102317.8045 | 102721.902 | 106119.9124 | 107988.3406 | 113881.8735 | 112615.7544 | 116832.9476 | 115450.2191
Region | Technology | 2023-24 | 2024-25 | 2025-26 | 2026-27 | 2027-28 | 2028-29 | 2029-30 | 2030-31 | 2031-32 | 2032-33 | 2033-34 | 2034-35 | 2035-36 | 2036-37 | 2037-38 | 2038-39 | 2039-40 | 2040-41 | 2041-42 | 2042-43 | 2043-44 | 2044-45 | 2045-46 | 2046-47 | 2047-48 | 2048-49 | 2049-50
QLD1 | Black Coal | 42766.1724 | 39227.3491 | 40350.7783 | 36870.3081 | 32478.9521 | 25482.4049 | 24423.4506 | 17064.0085 | 16232.9252 | 12760.9164 | 9406.2266 | 9169.367 | 8007.4997 | 8353.7696 | 8410.5474 | 7619.105 | 4183.4651 | 1661.9535 | 1621.1179 | 0 | 0 | 0 | 0 | 0 | 0 | 0 | 0
QLD1 | Brown Coal | 0 | 0 | 0 | 0 | 0 | 0 | 0 | 0 | 0 | 0 | 0 | 0 | 0 | 0 | 0 | 0 | 0 | 0 | 0 | 0 | 0 | 0 | 0 | 0 | 0 | 0 | 0
QLD1 | CCGT | 1021.5141 | 855.0935 | 1687.4108 | 2535.5101 | 2648.0912 | 3093.4073 | 3451.4891 | 4065.1957 | 3921.9457 | 3729.6766 | 5049.1544 | 5508.6516 | 4499.8932 | 3652.597 | 3344.3022 | 3654.1448 | 3220.3456 | 2851.7283 | 2361.0203 | 2721.6606 | 3068.3789 | 2448.8906 | 1332.8131 | 979.8272 | 965.7591 | 954.0623 | 976.8155
QLD1 | Gas - Steam | 0 | 0 | 0 | 0 | 0 | 0 | 0 | 0 | 0 | 0 | 0 | 0 | 0 | 0 | 0 | 0 | 0 | 0 | 0 | 0 | 0 | 0 | 0 | 0 | 0 | 0 | 0
QLD1 | OCGT / Diesel | 2.4319 | 0.00066569 | 2.7076 | 18.4349 | 24.5928 | 20.7843 | 9.5077 | 460.1624 | 384.503 | 378.1168 | 1136.377 | 1358.7063 | 1014.0386 | 1400.8145 | 980.5185 | 811.4965 | 1877.9814 | 1691.8466 | 775.308 | 1411.5821 | 1736.9394 | 1062.086 | 1595.4184 | 2860.4894 | 1258.8428 | 3279.6147 | 2745.8791
QLD1 | Hydro | 726.8429 | 727.4937 | 745.6107 | 714.6123 | 729.1064 | 741.4912 | 734.9566 | 728.973 | 726.8595 | 728.4749 | 722.1191 | 715.8717 | 710.7124 | 712.3884 | 220.608 | 205.275 | 166.4045 | 154.0888 | 147.5146 | 0 | 0 | 0 | 0 | 0 | 0 | 0 | 0
QLD1 | Hydrogen Turbine | 0 | 0 | 0 | 0 | 0 | 0 | 0 | 0 | 0 | 0 | 0 | 0 | 0 | 0 | 0 | 0 | 0 | 0 | 0 | 0 | 0 | 0 | 0 | 0 | 0 | 0 | 0
QLD1 | Wind | 4041.1038 | 7789.7741 | 8230.32 | 9955.1177 | 14350.9832 | 23591.122 | 23451.0723 | 28353.75 | 27892.2984 | 31413.5783 | 33267.0323 | 33192.5827 | 32781.6024 | 34896.1204 | 40770.3458 | 40224.3212 | 39861.7381 | 38075.7747 | 39609.9836 | 41187.0018 | 42766.2645 | 40492.515 | 42704.9138 | 53912.1191 | 53892.7529 | 58062.368 | 55195.508
QLD1 | Solar PV | 8594.299 | 8013.2663 | 8750.9436 | 8841.2352 | 8563.0096 | 8007.0345 | 8851.83 | 10437.4993 | 11616.8214 | 14005.1802 | 15753.6399 | 17662.0076 | 17703.4121 | 17419.6319 | 18722.1948 | 22340.6199 | 34143.8806 | 37586.8118 | 40314.9084 | 55161.4012 | 53660.4192 | 51162.4606 | 51915.1119 | 49670.3554 | 52213.8074 | 57697.2298 | 60751.0128
QLD1 | Grid Battery | 53.6396 | 53.4037 | 54.4773 | 55.172 | 55.1899 | 1836.3241 | 1834.4859 | 2431.4306 | 2451.1519 | 4529.1082 | 4650.9818 | 4625.6278 | 4671.6051 | 4769.9892 | 4131.3925 | 4359.0771 | 7455.6091 | 7558.8987 | 10666.4667 | 16074.2947 | 15237.5738 | 14851.6704 | 15194.9607 | 12764.681 | 13333.776 | 14846.3063 | 14849.3826
QLD1 | Pumped Hydro | 430.8081 | 672.4506 | 667.2087 | 909.0754 | 940.6886 | 809.8799 | 940.8583 | 1182.337 | 1179.9548 | 1032.2085 | 1084.4883 | 1615.9574 | 1730.8502 | 1721.6279 | 4448.7172 | 5184.2486 | 6197.3401 | 5811.1599 | 5819.3855 | 5934.7649 | 5333.2291 | 5084.2037 | 4718.7102 | 5517.6662 | 5083.0183 | 5287.26 | 4811.7182
QLD1 | VPP | 51.3365 | 108.6881 | 193.2174 | 301.7116 | 407.8225 | 523.5477 | 723.1586 | 907.983 | 1057.4341 | 1238.518 | 1480.8169 | 1695.275 | 1921.3313 | 2182.355 | 2253.805 | 2481.8833 | 2687.5142 | 2813.9746 | 2956.2322 | 3136.992 | 3250.7625 | 3322.3687 | 3528.7056 | 3555.288 | 3663.6648 | 3745.064 | 3887.269
Total excluding storage |  | 57688.1482 | 57447.5198 | 60682.6745 | 60201.1774 | 60198.4361 | 64105.996 | 64420.8092 | 65631.3395 | 65463.894 | 69815.7779 | 72550.8363 | 75544.047 | 73040.9451 | 75109.2938 | 83282.4314 | 86880.1715 | 99794.2786 | 98206.2369 | 104271.9371 | 125627.6975 | 125053.5674 | 118424.195 | 120990.6337 | 129260.4263 | 130411.6213 | 143871.9051 | 143217.5851
Region | Technology | 2023-24 | 2024-25 | 2025-26 | 2026-27 | 2027-28 | 2028-29 | 2029-30 | 2030-31 | 2031-32 | 2032-33 | 2033-34 | 2034-35 | 2035-36 | 2036-37 | 2037-38 | 2038-39 | 2039-40 | 2040-41 | 2041-42 | 2042-43 | 2043-44 | 2044-45 | 2045-46 | 2046-47 | 2047-48 | 2048-49 | 2049-50
VIC1 | Black Coal | 0 | 0 | 0 | 0 | 0 | 0 | 0 | 0 | 0 | 0 | 0 | 0 | 0 | 0 | 0 | 0 | 0 | 0 | 0 | 0 | 0 | 0 | 0 | 0 | 0 | 0 | 0
VIC1 | Brown Coal | 29024.6933 | 25393.7663 | 23749.687 | 18594.1244 | 18730.3893 | 15659.7227 | 9954.3021 | 6491.748 | 5179.5055 | 0 | 0 | 0 | 0 | 0 | 0 | 0 | 0 | 0 | 0 | 0 | 0 | 0 | 0 | 0 | 0 | 0 | 0
VIC1 | CCGT | 0 | 0 | 0 | 0 | 0 | 0 | 0 | 0 | 0 | 0 | 0 | 0 | 0 | 0 | 0 | 0 | 0 | 0 | 0 | 0 | 0 | 0 | 0 | 0 | 0 | 0 | 0
VIC1 | Gas - Steam | 16.8852 | 18.3963 | 70.6261 | 163.9586 | 108.7229 | 230.2842 | 192.2258 | 1009.573 | 180.4238 | 393.106 | 340.6644 | 607.4062 | 361.2331 | 501.4538 | 549.1352 | 596.2632 | 0 | 0 | 0 | 0 | 0 | 0 | 0 | 0 | 0 | 0 | 0
VIC1 | OCGT / Diesel | 23.0131 | 15.8047 | 39.2611 | 146.1664 | 84.0803 | 143.4487 | 95.8293 | 430.7573 | 70.465 | 346.7215 | 288.9795 | 879.2701 | 553.5347 | 579.9306 | 951.0088 | 808.908 | 2007.2831 | 1689.8767 | 977.6088 | 1219.149 | 3015.4765 | 2419.5408 | 2634.3256 | 3667.2778 | 2800.6763 | 4046.2869 | 3801.3981
VIC1 | Hydro | 2748.3336 | 3335.8082 | 3444.6265 | 3267.2955 | 2730.8902 | 4096.5818 | 3417.601 | 2953.3515 | 2956.9424 | 2697.4218 | 3296.1074 | 3404.7519 | 3240.0911 | 2711.6431 | 4081.2469 | 3415.2704 | 2956.3229 | 2957.3778 | 2695.4477 | 3295.3295 | 3409.6593 | 3231.8141 | 2712.9091 | 4079.5643 | 4087.1139 | 4084.1294 | 4072.5725
VIC1 | Hydrogen Turbine | 0 | 0 | 0 | 0 | 0 | 0 | 0 | 0 | 0 | 0 | 0 | 0 | 0 | 0 | 0 | 0 | 0 | 0 | 0 | 0 | 0 | 0 | 0 | 0 | 0 | 0 | 0
VIC1 | Wind | 10176.7236 | 12815.9944 | 13175.5847 | 14910.0502 | 17806.4148 | 17644.7689 | 20736.2322 | 23289.1247 | 26383.9667 | 23943.4495 | 30306.0892 | 29204.6683 | 30483.321 | 31480.7561 | 30459.1197 | 31855.1222 | 30734.693 | 33869.5702 | 30415.5881 | 32098.6757 | 30479.8287 | 31048.5674 | 30505.7096 | 31319.1357 | 33042.2387 | 31350.7356 | 34426.5027
VIC1 | Solar PV | 2203.5479 | 1885.4594 | 1901.6281 | 1931.6829 | 1882.3669 | 1870.8783 | 1848.1265 | 1803.6535 | 2022.6877 | 4425.2272 | 4251.7027 | 4790.7758 | 4899.6974 | 5389.0998 | 5933.3761 | 5995.3442 | 6795.56 | 6497.6383 | 10561.7195 | 10858.6605 | 14413.053 | 15197.4393 | 16622.801 | 14613.8148 | 14962.336 | 16314.9766 | 15750.6329
VIC1 | Grid Battery | 160.5561 | 148.9608 | 174.7558 | 171.8534 | 165.5334 | 157.8852 | 156.0156 | 424.3186 | 420.388 | 766.0347 | 657.2149 | 624.347 | 1221.6343 | 1217.1205 | 1535.6181 | 1534.8078 | 1735.6314 | 2356.8864 | 4329.4438 | 3958.2165 | 4176.1623 | 5062.9444 | 5288.4987 | 4567.7849 | 4469.9448 | 4826.731 | 4521.5476
VIC1 | Pumped Hydro | 0 | 0 | 0.0016919 | 0.0037229 | 0.0038187 | 0.0037494 | 0.0037858 | 0.0059511 | 0.0058074 | 0.0057824 | 0.0057097 | 0.0056274 | 0.0079033 | 0.0077217 | 0.01395 | 0.013962 | 0.015145 | 0.015395 | 0.01764 | 0.016606 | 0.017044 | 124.7227 | 128.1332 | 118.8391 | 113.4554 | 185.56 | 186.7808
VIC1 | VPP | 40.8888 | 94.5875 | 210.3663 | 317.9844 | 450.2646 | 541.7365 | 696.241 | 794.9908 | 860.8913 | 977.3384 | 1094.9511 | 1212.8957 | 1460.9225 | 1676.3742 | 1794.5966 | 1926.4246 | 2100.8298 | 2065.4455 | 2348.5856 | 2327.0709 | 2291.4379 | 2565.1526 | 2779.0666 | 2693.378 | 2794.8095 | 3005.3312 | 2906.5353
Total excluding storage |  | 44394.6416 | 43708.7775 | 42766.5375 | 39503.1195 | 41958.6662 | 40345.31 | 37096.5772 | 37197.5232 | 38075.2763 | 33549.3048 | 40235.715 | 40724.1206 | 42220.4419 | 43556.3858 | 45304.1153 | 46132.1544 | 46330.3353 | 49436.8103 | 51328.4111 | 53757.1187 | 57785.6347 | 59650.1814 | 60671.4439 | 61059.7947 | 62270.5746 | 63813.7508 | 65665.9699
Region | Technology | 2023-24 | 2024-25 | 2025-26 | 2026-27 | 2027-28 | 2028-29 | 2029-30 | 2030-31 | 2031-32 | 2032-33 | 2033-34 | 2034-35 | 2035-36 | 2036-37 | 2037-38 | 2038-39 | 2039-40 | 2040-41 | 2041-42 | 2042-43 | 2043-44 | 2044-45 | 2045-46 | 2046-47 | 2047-48 | 2048-49 | 2049-50
SA1 | Black Coal | 0 | 0 | 0 | 0 | 0 | 0 | 0 | 0 | 0 | 0 | 0 | 0 | 0 | 0 | 0 | 0 | 0 | 0 | 0 | 0 | 0 | 0 | 0 | 0 | 0 | 0 | 0
SA1 | Brown Coal | 0 | 0 | 0 | 0 | 0 | 0 | 0 | 0 | 0 | 0 | 0 | 0 | 0 | 0 | 0 | 0 | 0 | 0 | 0 | 0 | 0 | 0 | 0 | 0 | 0 | 0 | 0
SA1 | CCGT | 1072.0664 | 746.6514 | 1161.952 | 779.4494 | 677.4022 | 1033.1056 | 988.2236 | 1361.455 | 844.3096 | 984.0576 | 1117.9208 | 1494.7748 | 918.9147 | 1108.1746 | 0 | 0 | 0 | 0 | 0 | 0 | 0 | 0 | 0 | 0 | 0 | 0 | 0
SA1 | Gas - Steam | 95.4925 | 89.5624 | 270.8832 | 0 | 0 | 0 | 0 | 0 | 0 | 0 | 0 | 0 | 0 | 0 | 0 | 0 | 0 | 0 | 0 | 0 | 0 | 0 | 0 | 0 | 0 | 0 | 0
SA1 | OCGT / Diesel | 166.1216 | 150.8203 | 307.0234 | 219.9947 | 172.8292 | 269.6508 | 253.6616 | 536.9646 | 271.491 | 361.7339 | 501.4067 | 849.4382 | 432.7984 | 507.9619 | 615.6515 | 664.8366 | 946.9824 | 691.4097 | 454.9799 | 589.0732 | 778.848 | 203.9593 | 186.6206 | 68.5539 | 40.5954 | 80.0655 | 87.0635
SA1 | Hydro | 0 | 0 | 0 | 0 | 0 | 0 | 0 | 0 | 0 | 0 | 0 | 0 | 0 | 0 | 0 | 0 | 0 | 0 | 0 | 0 | 0 | 0 | 0 | 0 | 0 | 0 | 0
SA1 | Hydrogen Turbine | 0 | 0 | 0 | 0 | 0 | 0 | 0 | 0 | 0 | 0 | 0 | 0 | 0 | 0 | 0 | 0 | 0 | 0 | 0 | 0 | 0 | 0 | 0 | 0 | 0 | 0 | 0
SA1 | Wind | 6751.7618 | 7908.3827 | 7663.1025 | 9476.8666 | 9305.4136 | 11295.0282 | 11681.9357 | 11318.245 | 12215.4181 | 11996.4911 | 12235.0367 | 11057.4123 | 12071.6564 | 12115.3156 | 13356.5933 | 13794.6403 | 13185.232 | 13912.5251 | 13032.0262 | 14981.9519 | 13294.3631 | 15394.7726 | 14634.7414 | 17994.2619 | 19821.7843 | 19871.1905 | 21711.4
SA1 | Solar PV | 1291.7421 | 1111.7414 | 1140.7656 | 1101.9683 | 1111.6713 | 1097.7539 | 1061.3631 | 1006.4149 | 994.8608 | 1798.575 | 1707.6257 | 2927.6884 | 2953.5129 | 3173.5224 | 4534.6069 | 4596.3377 | 4578.0705 | 7501.9609 | 10221.6115 | 9829.4422 | 13769.731 | 13502.9217 | 15158.0943 | 12989.7762 | 12516.7763 | 13667.4005 | 13190.0767
SA1 | Grid Battery | 184.6331 | 188.0154 | 181.8851 | 179.0436 | 179.0609 | 175.471 | 173.3293 | 167.0682 | 164.7537 | 1293.8395 | 1222.0532 | 1166.2661 | 1632.9423 | 1684.6306 | 2084.1272 | 2073.292 | 2075.141 | 2995.0759 | 4690.9065 | 3998.5436 | 5600.541 | 5664.5102 | 6397.0206 | 4996.3009 | 4501.779 | 4900.3256 | 4215.3092
SA1 | Pumped Hydro | 0 | 0 | 0.0016316 | 0.002363 | 0.0024467 | 0.0024299 | 0.0025058 | 0.0031396 | 0.0031913 | 0.003189 | 0.0032086 | 0.0032477 | 0.0039489 | 0.0039575 | 0.0048277 | 0.0049099 | 0.0051382 | 0.0056322 | 0.0065951 | 0.0067526 | 0.0070149 | 0.0085391 | 0.0086589 | 0.0084081 | 0.0085343 | 0.0086368 | 0.0096607
SA1 | VPP | 70.6038 | 100.8371 | 129.4644 | 153.4782 | 183.5859 | 211.5441 | 263.8127 | 308.1909 | 359.0094 | 428.5659 | 506.67 | 554.7378 | 630.332 | 729.6317 | 760.8127 | 814.4022 | 860.9606 | 855.7158 | 949.0002 | 954.5877 | 1017.5354 | 1052.2341 | 1190.224 | 1105.905 | 1091.2168 | 1191.9794 | 1148.4921
Total excluding storage |  | 9632.4213 | 10296.0106 | 10855.0778 | 11910.8033 | 11629.9655 | 14082.556 | 14422.3285 | 14698.3416 | 14849.8458 | 16863.2662 | 17290.7164 | 18050.3209 | 18640.1607 | 19319.2408 | 21351.7966 | 21943.5136 | 21646.3916 | 25956.6929 | 29348.5309 | 30353.6054 | 34461.0255 | 35818.4065 | 37566.7095 | 37154.8064 | 37972.1604 | 39710.9701 | 40352.3511
Region | Technology | 2023-24 | 2024-25 | 2025-26 | 2026-27 | 2027-28 | 2028-29 | 2029-30 | 2030-31 | 2031-32 | 2032-33 | 2033-34 | 2034-35 | 2035-36 | 2036-37 | 2037-38 | 2038-39 | 2039-40 | 2040-41 | 2041-42 | 2042-43 | 2043-44 | 2044-45 | 2045-46 | 2046-47 | 2047-48 | 2048-49 | 2049-50
TAS1 | Black Coal | 0 | 0 | 0 | 0 | 0 | 0 | 0 | 0 | 0 | 0 | 0 | 0 | 0 | 0 | 0 | 0 | 0 | 0 | 0 | 0 | 0 | 0 | 0 | 0 | 0 | 0 | 0
TAS1 | Brown Coal | 0 | 0 | 0 | 0 | 0 | 0 | 0 | 0 | 0 | 0 | 0 | 0 | 0 | 0 | 0 | 0 | 0 | 0 | 0 | 0 | 0 | 0 | 0 | 0 | 0 | 0 | 0
TAS1 | CCGT | 0 | 0 | 0 | 0 | 0 | 0 | 0 | 0 | 0 | 0 | 0 | 0 | 0 | 0 | 0 | 0 | 0 | 0 | 0 | 0 | 0 | 0 | 0 | 0 | 0 | 0 | 0
TAS1 | Gas - Steam | 0 | 0 | 0 | 0 | 0 | 0 | 0 | 0 | 0 | 0 | 0 | 0 | 0 | 0 | 0 | 0 | 0 | 0 | 0 | 0 | 0 | 0 | 0 | 0 | 0 | 0 | 0
TAS1 | OCGT / Diesel | 0.00014384 | 0.00029317 | 0.00031128 | 0.18666 | 0.00034118 | 0.00036313 | 1.348 | 5.096 | 1.9973 | 8.7928 | 2.7707 | 18.735 | 12.6256 | 12.1838 | 15.68 | 12.1845 | 57.4087 | 10.4987 | 6.1396 | 10.6748 | 10.9553 | 4.6698 | 5.8995 | 6.6313 | 4.2349 | 13.5081 | 8.8837
TAS1 | Hydro | 12024.6485 | 9017.18 | 9118.7549 | 8769.4981 | 7382.8965 | 7987.286 | 10474.5711 | 10414.85 | 9704.1798 | 9552.0224 | 9739.0291 | 9853.6542 | 8828.2608 | 8458.8675 | 9167.0304 | 8907.9706 | 8593.9428 | 8229.166 | 8147.1264 | 8941.405 | 8794.5558 | 8211.6881 | 8536.202 | 10035.6155 | 9133.7738 | 9173.8037 | 8728.5313
TAS1 | Hydrogen Turbine | 0 | 0 | 0 | 0 | 0 | 0 | 0 | 0 | 0 | 0 | 0 | 0 | 0 | 0 | 0 | 0 | 0 | 0 | 0 | 0 | 0 | 0 | 0 | 0 | 0 | 0 | 0
TAS1 | Wind | 1869.2331 | 4500.0488 | 4803.818 | 4882.1808 | 5774.1081 | 5702.5651 | 7638.0279 | 7505.8535 | 12633.5286 | 12630.1934 | 11979.4162 | 12366.7475 | 12574.2703 | 13124.9442 | 12635.1596 | 12324.5186 | 12063.7667 | 13149.8933 | 12819.027 | 12290.9501 | 12736.1351 | 12512.3356 | 12884.07 | 12471.2636 | 12118.4171 | 11868.9674 | 12836.1499
TAS1 | Solar PV | 0 | 0.00074994 | 0.00074252 | 0.00085512 | 0.00082036 | 0.00070207 | 0.00074457 | 0.00099265 | 0.00091518 | 0.001316 | 0.0013897 | 0.0019164 | 0.0018904 | 0.0018819 | 0.001786 | 0.001872 | 0.0021987 | 226.3135 | 236.3599 | 263.0385 | 245.7837 | 261.0065 | 260.8801 | 222.4836 | 247.8242 | 251.5674 | 235.6658
TAS1 | Grid Battery | 0 | 0.0015617 | 0.0018176 | 0.0020517 | 0.0024696 | 0.0024858 | 0.0030289 | 0.0050044 | 0.0061427 | 0.0074304 | 0.0077288 | 0.0076166 | 0.008468 | 0.0083788 | 0.0093607 | 0.0094388 | 0.010274 | 0.013295 | 0.013646 | 0.013658 | 0.015748 | 0.019665 | 0.019343 | 0.018216 | 0.019734 | 0.021392 | 0.024756
TAS1 | Pumped Hydro | 0 | 0 | 0.0027052 | 0.002928 | 0.0034898 | 0.0038272 | 0.0057771 | 58.9792 | 76.5143 | 914.6284 | 939.549 | 866.3816 | 1113.6985 | 1126.1531 | 1311.8376 | 1286.3092 | 1420.8357 | 1342.3151 | 1290.6473 | 1210.7507 | 1224.0471 | 1296.0249 | 1335.2068 | 1221.6997 | 1210.4307 | 1179.9213 | 1095.9851
TAS1 | VPP | 0.43897 | 4.0178 | 5.7248 | 10.1067 | 17.3415 | 23.5222 | 38.8857 | 51.8814 | 68.6923 | 75.7766 | 88.0388 | 90.4019 | 105.8868 | 119.7866 | 125.3059 | 130.8497 | 156.7172 | 158.069 | 167.833 | 170.18 | 174.6393 | 187.2631 | 194.812 | 183.4029 | 195.2495 | 210.5093 | 200.4017
Total excluding storage |  | 13894.3206 | 13521.2493 | 13928.3033 | 13661.978 | 13174.3533 | 13713.3807 | 18152.8422 | 18036.6661 | 22484.9194 | 23181.4224 | 22748.813 | 23195.9298 | 22634.7523 | 22841.9454 | 23255.0247 | 22661.8439 | 22292.6836 | 23116.2689 | 22667.1469 | 22887.0127 | 23186.132 | 22473.0077 | 23217.0896 | 24141.1148 | 22909.9499 | 22698.2987 | 23105.6423
Explicitly modelled pumping
Region | Technology | 2023-24 | 2024-25 | 2025-26 | 2026-27 | 2027-28 | 2028-29 | 2029-30 | 2030-31 | 2031-32 | 2032-33 | 2033-34 | 2034-35 | 2035-36 | 2036-37 | 2037-38 | 2038-39 | 2039-40 | 2040-41 | 2041-42 | 2042-43 | 2043-44 | 2044-45 | 2045-46 | 2046-47 | 2047-48 | 2048-49 | 2049-50
NEM | Grid Battery pump | 496.6306 | 493.9708 | 1102.0727 | 1674.2484 | 3319.8184 | 6065.3699 | 6288.147 | 7603.9384 | 7436.9244 | 13667.3516 | 13216.5405 | 12732.4982 | 14495.1992 | 14558.0829 | 14375.9386 | 14610.9859 | 22284.257 | 23929.3837 | 34262.654 | 39152.511 | 39647.5634 | 42182.8112 | 43236.1543 | 36773.9875 | 35253.9459 | 39726.9473 | 38420.0113
NEM | Pumped Hydro Pump | 1285.3245 | 2233.2163 | 3267.8013 | 4797.6502 | 5761.9897 | 6571.3643 | 7743.6074 | 9754.9846 | 10472.3654 | 10551.4705 | 11775.2625 | 11716.5392 | 12984.2772 | 13650.0456 | 16492.5363 | 17215.6539 | 17881.2743 | 15847.1467 | 16107.1459 | 16589.7298 | 14232.7993 | 14079.4746 | 14146.844 | 15914.0184 | 14075.3399 | 14047.2048 | 12280.5631
NEM | VPP pump | 259.6142 | 519.9785 | 925.7427 | 1347.086 | 1822.1349 | 2236.5066 | 2973.6179 | 3600.8495 | 4148.0491 | 4858.5 | 5716.9901 | 6426.6041 | 7489.4523 | 8499.1251 | 8965.0949 | 9704.1215 | 10524.3031 | 10725.678 | 11593.183 | 11914.1664 | 12066.3434 | 12916.8697 | 13828.2806 | 13530.3524 | 13893.8888 | 14710.7293 | 14871.4827
Region | Technology | 2023-24 | 2024-25 | 2025-26 | 2026-27 | 2027-28 | 2028-29 | 2029-30 | 2030-31 | 2031-32 | 2032-33 | 2033-34 | 2034-35 | 2035-36 | 2036-37 | 2037-38 | 2038-39 | 2039-40 | 2040-41 | 2041-42 | 2042-43 | 2043-44 | 2044-45 | 2045-46 | 2046-47 | 2047-48 | 2048-49 | 2049-50
NSW1 | Grid Battery pump | 24.4804 | 29.8841 | 614.1784 | 1192.9324 | 2844.1047 | 3459.3298 | 3686.7851 | 3969.7584 | 3774.4773 | 5740.6 | 5353.2831 | 5000.0935 | 5443.1221 | 5325.0846 | 5022.9008 | 5009.9459 | 8742.0495 | 8331.3263 | 10574.3022 | 10155.7668 | 9554.4612 | 11362.4032 | 10823.1158 | 9889.1687 | 8364.4913 | 10161.7402 | 10022.427
NSW1 | Pumped Hydro Pump | 667.5748 | 1277.2736 | 2340.2865 | 3542.056 | 4457.8477 | 5473.0504 | 6462.0777 | 8066.053 | 8756.1659 | 7949.7601 | 9058.089 | 8411.7966 | 9198.6994 | 9825.6742 | 8843.6519 | 8725.5411 | 7849.0235 | 6301.3315 | 6757.6973 | 7170.2335 | 5643.2605 | 5500.2652 | 5884.9619 | 6962.6531 | 5607.0249 | 5231.0706 | 4341.3683
NSW1 | VPP pump | 68.0533 | 156.9507 | 291.3179 | 426.6747 | 574.2277 | 708.6903 | 944.5702 | 1176.7856 | 1381.7518 | 1661.1728 | 1986.6367 | 2244.3512 | 2647.6591 | 2961.7298 | 3151.6337 | 3400.0851 | 3707.8375 | 3774.8302 | 4050.5289 | 4152.7341 | 4152.3616 | 4531.7605 | 4768.6482 | 4671.1509 | 4771.7783 | 5131.5724 | 5297.2067
Region | Technology | 2023-24 | 2024-25 | 2025-26 | 2026-27 | 2027-28 | 2028-29 | 2029-30 | 2030-31 | 2031-32 | 2032-33 | 2033-34 | 2034-35 | 2035-36 | 2036-37 | 2037-38 | 2038-39 | 2039-40 | 2040-41 | 2041-42 | 2042-43 | 2043-44 | 2044-45 | 2045-46 | 2046-47 | 2047-48 | 2048-49 | 2049-50
QLD1 | Grid Battery pump | 63.6781 | 63.5758 | 65.0325 | 65.5024 | 65.7023 | 2211.6753 | 2209.4725 | 2928.6688 | 2961.6094 | 5446.8048 | 5606.1313 | 5582.4685 | 5618.6527 | 5741.8176 | 4995.0447 | 5243.4945 | 8971.5071 | 9129.3966 | 12849.4718 | 19377.0971 | 18345.6248 | 17894.2842 | 18289.2733 | 15415.0114 | 16024.6414 | 17902.3291 | 17871.6853
QLD1 | Pumped Hydro Pump | 617.7498 | 955.9427 | 927.5068 | 1255.5823 | 1304.1291 | 1098.3008 | 1281.5137 | 1611.3156 | 1614.5779 | 1399.0809 | 1471.0734 | 2173.638 | 2321.2189 | 2325.9212 | 5939.4121 | 6793.8773 | 8166.4022 | 7759.2952 | 7651.1977 | 7846.4256 | 6975.7298 | 6713.1901 | 6312.5273 | 7211.4095 | 6702.5018 | 7043.2834 | 6251.332
QLD1 | VPP pump | 60.2285 | 127.8684 | 227.9334 | 354.3361 | 479.7911 | 615.9385 | 850.7748 | 1068.2153 | 1247.4319 | 1453.6882 | 1743.2784 | 1997.1528 | 2258.6965 | 2565.317 | 2659.536 | 2916.1772 | 3157.4658 | 3316.5725 | 3476.8342 | 3690.976 | 3824.008 | 3908.9937 | 4149.0884 | 4187.214 | 4304.4683 | 4409.628 | 4567.8887
Region | Technology | 2023-24 | 2024-25 | 2025-26 | 2026-27 | 2027-28 | 2028-29 | 2029-30 | 2030-31 | 2031-32 | 2032-33 | 2033-34 | 2034-35 | 2035-36 | 2036-37 | 2037-38 | 2038-39 | 2039-40 | 2040-41 | 2041-42 | 2042-43 | 2043-44 | 2044-45 | 2045-46 | 2046-47 | 2047-48 | 2048-49 | 2049-50
VIC1 | Grid Battery pump | 190.6783 | 177.9189 | 208.0085 | 204.037 | 197.6482 | 187.3739 | 186.3174 | 508.4544 | 505.992 | 921.0081 | 789.704 | 750.3702 | 1469.1994 | 1464.8227 | 1850.1858 | 1853.7413 | 2081.9044 | 2849.6636 | 5204.6997 | 4789.2711 | 5011.1843 | 6099.9324 | 6398.8267 | 5476.2136 | 5412.6165 | 5788.1969 | 5447.6467
VIC1 | Pumped Hydro Pump | 0 | 0 | 0.0022343 | 0.0048913 | 0.0050504 | 0.0049074 | 0.0050062 | 0.0078124 | 0.0076611 | 0.0076028 | 0.007519 | 0.0073936 | 0.010383 | 0.010204 | 0.01837 | 0.018387 | 0.019855 | 0.020369 | 0.023138 | 0.021923 | 0.022316 | 164.1088 | 170.4312 | 154.5325 | 151.0427 | 242.3986 | 245.7643
VIC1 | VPP pump | 47.9727 | 111.6038 | 247.6385 | 373.6261 | 531.0675 | 635.9926 | 821.1377 | 933.2526 | 1015.688 | 1148.9237 | 1288.5651 | 1426.0691 | 1717.2237 | 1972.2048 | 2111.9714 | 2272.8987 | 2464.3663 | 2437.9424 | 2755.0351 | 2745.6821 | 2688.0471 | 3017.6371 | 3279.3683 | 3158.8019 | 3298.7743 | 3524.9204 | 3419.4533
Region | Technology | 2023-24 | 2024-25 | 2025-26 | 2026-27 | 2027-28 | 2028-29 | 2029-30 | 2030-31 | 2031-32 | 2032-33 | 2033-34 | 2034-35 | 2035-36 | 2036-37 | 2037-38 | 2038-39 | 2039-40 | 2040-41 | 2041-42 | 2042-43 | 2043-44 | 2044-45 | 2045-46 | 2046-47 | 2047-48 | 2048-49 | 2049-50
SA1 | Grid Battery pump | 217.7938 | 222.5902 | 214.8512 | 211.7742 | 212.3603 | 206.9879 | 205.5683 | 197.0507 | 194.8385 | 1558.9298 | 1467.4129 | 1399.5569 | 1964.2149 | 2026.348 | 2507.7962 | 2503.793 | 2488.7838 | 3618.9814 | 5634.164 | 4830.3598 | 6736.2744 | 6826.168 | 7724.9155 | 5993.5722 | 5452.1733 | 5874.6557 | 5078.2229
SA1 | Pumped Hydro Pump | 0 | 0 | 0.0021503 | 0.0031059 | 0.0032335 | 0.0031832 | 0.0033118 | 0.0041207 | 0.0042003 | 0.0041991 | 0.0042256 | 0.0042632 | 0.0051942 | 0.0052175 | 0.0063475 | 0.0064705 | 0.0067463 | 0.0074444 | 0.0086429 | 0.0089113 | 0.0092106 | 0.011245 | 0.011426 | 0.011015 | 0.011285 | 0.011308 | 0.012729
SA1 | VPP pump | 82.8584 | 118.8003 | 152.1426 | 180.5626 | 216.5451 | 248.3137 | 311.2041 | 361.7423 | 422.3629 | 505.4121 | 594.986 | 652.5121 | 741.5671 | 858.3901 | 895.0738 | 960.9976 | 1010.3015 | 1009.6048 | 1113.3063 | 1125.2778 | 1196.5024 | 1238.2021 | 1401.0254 | 1298.3876 | 1288.1058 | 1398.0073 | 1351.1672
Region | Technology | 2023-24 | 2024-25 | 2025-26 | 2026-27 | 2027-28 | 2028-29 | 2029-30 | 2030-31 | 2031-32 | 2032-33 | 2033-34 | 2034-35 | 2035-36 | 2036-37 | 2037-38 | 2038-39 | 2039-40 | 2040-41 | 2041-42 | 2042-43 | 2043-44 | 2044-45 | 2045-46 | 2046-47 | 2047-48 | 2048-49 | 2049-50
TAS1 | Grid Battery pump | 0 | 0.0018558 | 0.0021587 | 0.0024364 | 0.002935 | 0.0029524 | 0.0036002 | 0.0059433 | 0.0073145 | 0.0088521 | 0.0091959 | 0.0090718 | 0.010069 | 0.0099861 | 0.011131 | 0.011234 | 0.012213 | 0.015825 | 0.016222 | 0.016239 | 0.018719 | 0.023371 | 0.023023 | 0.021622 | 0.02349 | 0.025386 | 0.02943
TAS1 | Pumped Hydro Pump | 0 | 0 | 0.0035729 | 0.0038507 | 0.0046061 | 0.0050233 | 0.0076408 | 77.6041 | 101.6098 | 1202.6177 | 1246.0884 | 1131.0929 | 1464.3433 | 1498.4348 | 1709.4477 | 1696.2107 | 1865.822 | 1786.4921 | 1698.2191 | 1573.0398 | 1613.7774 | 1701.8991 | 1778.9122 | 1585.4123 | 1614.7591 | 1530.4408 | 1442.0857
TAS1 | VPP pump | 0.50131 | 4.7552 | 6.7104 | 11.8865 | 20.5036 | 27.5715 | 45.9311 | 60.8537 | 80.8144 | 89.3032 | 103.5239 | 106.5189 | 124.3059 | 141.4833 | 146.8799 | 153.9629 | 184.332 | 186.7281 | 197.4785 | 199.4963 | 205.4243 | 220.2763 | 230.1503 | 214.798 | 230.762 | 246.6013 | 235.7667
Non-controllable capacity
Region | Technology | 2023-24 | 2024-25 | 2025-26 | 2026-27 | 2027-28 | 2028-29 | 2029-30 | 2030-31 | 2031-32 | 2032-33 | 2033-34 | 2034-35 | 2035-36 | 2036-37 | 2037-38 | 2038-39 | 2039-40 | 2040-41 | 2041-42 | 2042-43 | 2043-44 | 2044-45 | 2045-46 | 2046-47 | 2047-48 | 2048-49 | 2049-50
NEM | Distributed PV | 26560.6016 | 29104.0967 | 31473.6633 | 37081.5432 | 40418.5958 | 38926.5586 | 43592.2929 | 48229.3969 | 51979.7521 | 54755.1652 | 55953.7685 | 56902.3907 | 63643.8244 | 66153.9262 | 61300.8009 | 66595.7504 | 71779.8603 | 75487.274 | 77777.5549 | 77977.9251 | 77783.2771 | 85452.7067 | 87607.0329 | 80381.6538 | 86543.9253 | 92200.6928 | 95960.9879
NEM | Behind the meter battery | 657.5137 | 1006.7447 | 1317.3393 | 1566.0098 | 1773.1566 | 1890.8424 | 2143.9911 | 2489.4047 | 2789.0704 | 3113.0752 | 3597.6322 | 4070.11 | 4511.1194 | 4860.9793 | 5165.9009 | 5364.9705 | 5454.5291 | 5447.6237 | 5401.3096 | 5348.7634 | 5404.7881 | 5430.708 | 5462.7544 | 5462.5562 | 5467.5685 | 5397.6579 | 5331.7203
NEM | Behind the meter battery pump | 773.9288 | 1184.9284 | 1550.1053 | 1843.1255 | 2087.3228 | 2225.0785 | 2523.5712 | 2929.616 | 3282.4864 | 3663.3641 | 4233.7384 | 4790.7173 | 5309.6304 | 5721.7019 | 6080.1627 | 6314.2799 | 6420.1964 | 6410.0458 | 6358.28 | 6294.3025 | 6360.4049 | 6392.115 | 6428.6141 | 6430.2842 | 6436.1891 | 6354.3022 | 6274.968
Region | Technology | 2023-24 | 2024-25 | 2025-26 | 2026-27 | 2027-28 | 2028-29 | 2029-30 | 2030-31 | 2031-32 | 2032-33 | 2033-34 | 2034-35 | 2035-36 | 2036-37 | 2037-38 | 2038-39 | 2039-40 | 2040-41 | 2041-42 | 2042-43 | 2043-44 | 2044-45 | 2045-46 | 2046-47 | 2047-48 | 2048-49 | 2049-50
NSW1 | Distributed PV | 8462.3385 | 9458.3162 | 10159.0762 | 12271.5737 | 13113.6881 | 12546.804 | 13815.0616 | 15639.2599 | 17348.1141 | 17854.1428 | 18611.9033 | 18922.4793 | 21829.4782 | 22416.5655 | 20726.2835 | 22104.3897 | 24295.3559 | 26132.7136 | 26218.1837 | 26660.5244 | 26477.5898 | 29878.3743 | 30218.882 | 27626.6637 | 29170.2276 | 31670.4989 | 33704.5634
NSW1 | Behind the meter battery | 236.0997 | 340.3977 | 426.8203 | 496.5989 | 552.178 | 593.1144 | 678.601 | 795.0042 | 915.6299 | 1045.6392 | 1229.8005 | 1397.7866 | 1551.5025 | 1674.213 | 1770.8636 | 1835.975 | 1865.6994 | 1856.8353 | 1844.8207 | 1833.1068 | 1857.9164 | 1869.6097 | 1877.4406 | 1875.4554 | 1868.3381 | 1847.8317 | 1820.6144
NSW1 | Behind the meter battery pump | 277.8328 | 400.6658 | 502.3022 | 584.3175 | 650.1429 | 698.0717 | 798.8828 | 935.9349 | 1077.2855 | 1230.342 | 1446.9719 | 1644.5885 | 1826.2437 | 1970.4983 | 2083.9438 | 2160.393 | 2196.8689 | 2184.5941 | 2172.0639 | 2156.8121 | 2185.7851 | 2201.4161 | 2209.4144 | 2207.8793 | 2199.915 | 2174.9865 | 2143.0425
Region | Technology | 2023-24 | 2024-25 | 2025-26 | 2026-27 | 2027-28 | 2028-29 | 2029-30 | 2030-31 | 2031-32 | 2032-33 | 2033-34 | 2034-35 | 2035-36 | 2036-37 | 2037-38 | 2038-39 | 2039-40 | 2040-41 | 2041-42 | 2042-43 | 2043-44 | 2044-45 | 2045-46 | 2046-47 | 2047-48 | 2048-49 | 2049-50
QLD1 | Distributed PV | 8227.6935 | 8801.311 | 9863.4451 | 11475.6724 | 12457.4377 | 11268.4695 | 13105.084 | 14471.0511 | 16095.1163 | 16714.6015 | 16849.2773 | 17798.0916 | 19695.8152 | 20424.5671 | 17788.0739 | 19963.1524 | 21368.2537 | 23094.2817 | 23468.3879 | 23181.6046 | 24006.8726 | 26011.0707 | 26622.9939 | 22900.3003 | 25459.338 | 26869.7455 | 28762.9682
QLD1 | Behind the meter battery | 170.7366 | 271.0266 | 364.6122 | 433.5151 | 491.3321 | 537.9626 | 628.6386 | 744.6914 | 834.1762 | 930.9932 | 1074.1494 | 1213.5721 | 1346.8461 | 1448.2671 | 1535.4985 | 1600.0345 | 1631.782 | 1631.2572 | 1608.2973 | 1592.3827 | 1609.1851 | 1612.6466 | 1621.0805 | 1616.2546 | 1614.1068 | 1594.795 | 1578.9698
QLD1 | Behind the meter battery pump | 200.9896 | 319.0374 | 429.0447 | 510.4005 | 578.2214 | 632.9301 | 739.7227 | 876.2329 | 981.9917 | 1095.8935 | 1264.3808 | 1428.9002 | 1585.3756 | 1705.2134 | 1807.0518 | 1884.0736 | 1919.9871 | 1919.529 | 1893.1536 | 1873.7884 | 1893.7201 | 1897.3207 | 1907.6047 | 1902.393 | 1900.3283 | 1877.9375 | 1857.7419
Region | Technology | 2023-24 | 2024-25 | 2025-26 | 2026-27 | 2027-28 | 2028-29 | 2029-30 | 2030-31 | 2031-32 | 2032-33 | 2033-34 | 2034-35 | 2035-36 | 2036-37 | 2037-38 | 2038-39 | 2039-40 | 2040-41 | 2041-42 | 2042-43 | 2043-44 | 2044-45 | 2045-46 | 2046-47 | 2047-48 | 2048-49 | 2049-50
VIC1 | Distributed PV | 5927.2192 | 6615.7267 | 7089.2973 | 8452.9512 | 9493.9945 | 9691.0714 | 10721.6826 | 11762.0101 | 11872.7118 | 13025.0994 | 13231.2584 | 12987.9308 | 14324.1638 | 15011.5217 | 14621.0269 | 15763.9665 | 16944.6695 | 16846.5259 | 18190.4559 | 18283.4941 | 17708.0148 | 19320.8985 | 20019.7175 | 19388.6033 | 20772.1582 | 22108.9801 | 21761.2072
VIC1 | Behind the meter battery | 143.293 | 255.764 | 357.528 | 445.5417 | 520.1297 | 534.0202 | 574.5348 | 646.8898 | 695.0103 | 741.5967 | 840.8801 | 953.3033 | 1060.5591 | 1150.0707 | 1245.2576 | 1291.8352 | 1313.6739 | 1317.4793 | 1309.5395 | 1283.2305 | 1289.176 | 1299.8888 | 1310.3468 | 1322.1048 | 1335.0646 | 1315.6099 | 1298.5463
VIC1 | Behind the meter battery pump | 168.7049 | 300.9657 | 420.6293 | 524.3864 | 612.3835 | 628.4616 | 676.2866 | 761.0496 | 817.9236 | 872.5457 | 989.6107 | 1122.4325 | 1248.0938 | 1353.2335 | 1466.2928 | 1520.0169 | 1546.0309 | 1550.041 | 1541.089 | 1510.2224 | 1517.4149 | 1529.652 | 1542.0634 | 1556.6244 | 1571.0173 | 1548.7907 | 1528.2244
Region | Technology | 2023-24 | 2024-25 | 2025-26 | 2026-27 | 2027-28 | 2028-29 | 2029-30 | 2030-31 | 2031-32 | 2032-33 | 2033-34 | 2034-35 | 2035-36 | 2036-37 | 2037-38 | 2038-39 | 2039-40 | 2040-41 | 2041-42 | 2042-43 | 2043-44 | 2044-45 | 2045-46 | 2046-47 | 2047-48 | 2048-49 | 2049-50
SA1 | Distributed PV | 3601.2396 | 3836.6945 | 3940.5566 | 4383.5313 | 4811.2285 | 4846.7445 | 5330.4758 | 5678.8981 | 5951.7698 | 6386.844 | 6448.2993 | 6380.437 | 6890.5661 | 7363.0567 | 7215.5741 | 7772.2023 | 8117.152 | 8332.5404 | 8752.0675 | 8666.5061 | 8424.5566 | 8962.749 | 9436.6247 | 9153.8367 | 9787.2603 | 10128.2605 | 10296.799
SA1 | Behind the meter battery | 89.6576 | 114.2984 | 136.4992 | 153.4714 | 168.7112 | 182.0004 | 212.3649 | 244.9938 | 278.8759 | 319.969 | 366.7485 | 408.2686 | 445.0039 | 472.6485 | 491.7265 | 509.3402 | 512.972 | 511.5296 | 508.7854 | 510.011 | 516.6645 | 516.2922 | 519.8793 | 515.4168 | 516.5139 | 506.6341 | 502.8644
SA1 | Behind the meter battery pump | 105.5364 | 134.5421 | 160.6012 | 180.616 | 198.5417 | 214.1386 | 250.02 | 288.3253 | 328.3143 | 376.4625 | 431.505 | 480.4342 | 523.687 | 556.4807 | 578.644 | 599.3439 | 603.8566 | 602.2642 | 599.156 | 600.4794 | 608.3176 | 607.9903 | 611.8434 | 606.4216 | 607.6875 | 596.3267 | 592.1078
Region | Technology | 2023-24 | 2024-25 | 2025-26 | 2026-27 | 2027-28 | 2028-29 | 2029-30 | 2030-31 | 2031-32 | 2032-33 | 2033-34 | 2034-35 | 2035-36 | 2036-37 | 2037-38 | 2038-39 | 2039-40 | 2040-41 | 2041-42 | 2042-43 | 2043-44 | 2044-45 | 2045-46 | 2046-47 | 2047-48 | 2048-49 | 2049-50
TAS1 | Distributed PV | 342.1107 | 392.0482 | 421.2881 | 497.8146 | 542.247 | 573.4692 | 619.9889 | 678.1777 | 712.0401 | 774.4775 | 813.0302 | 813.4519 | 903.8011 | 938.2152 | 949.8426 | 992.0395 | 1054.4291 | 1081.2124 | 1148.4599 | 1185.7959 | 1166.2433 | 1279.6142 | 1308.8147 | 1312.2497 | 1354.9412 | 1423.2078 | 1435.4501
TAS1 | Behind the meter battery | 17.7268 | 25.258 | 31.8796 | 36.8828 | 40.8056 | 43.7449 | 49.8517 | 57.8255 | 65.3781 | 74.8771 | 86.0537 | 97.1794 | 107.2079 | 115.78 | 122.5546 | 127.7856 | 130.4018 | 130.5224 | 129.8666 | 130.0323 | 131.846 | 132.2708 | 134.0073 | 133.3247 | 133.5451 | 132.7872 | 130.7254
TAS1 | Behind the meter battery pump | 20.8652 | 29.7174 | 37.5279 | 43.4051 | 48.0333 | 51.4765 | 58.6591 | 68.0734 | 76.9713 | 88.1205 | 101.27 | 114.362 | 126.2303 | 136.2759 | 144.2303 | 150.4525 | 153.4529 | 153.6175 | 152.8175 | 153.0002 | 155.1672 | 155.7358 | 157.6882 | 156.9658 | 157.2412 | 156.2607 | 153.8514

## O5A West_Capacity
Capacity by technology (MW) - O5A West, Step Change Scenario
Capacity calculated on 1 July. In early study years some wind and solar projects enter later in the financial year and are therefore reflected in the following financial year's capacity.
Explicitly modelled generation
Region | Technology | 2023-24 | 2024-25 | 2025-26 | 2026-27 | 2027-28 | 2028-29 | 2029-30 | 2030-31 | 2031-32 | 2032-33 | 2033-34 | 2034-35 | 2035-36 | 2036-37 | 2037-38 | 2038-39 | 2039-40 | 2040-41 | 2041-42 | 2042-43 | 2043-44 | 2044-45 | 2045-46 | 2046-47 | 2047-48 | 2048-49 | 2049-50
NEM | Black Coal | 16456 | 16456 | 15756 | 12176 | 10156 | 8277 | 7312 | 5912 | 5912 | 5182 | 3082 | 3082 | 3082 | 3082 | 3082 | 3082 | 852 | 426 | 426 | 0 | 0 | 0 | 0 | 0 | 0 | 0 | 0
NEM | Brown Coal | 4820 | 4820 | 4120 | 3370 | 3370 | 2810 | 1720 | 1160 | 1160 | 0 | 0 | 0 | 0 | 0 | 0 | 0 | 0 | 0 | 0 | 0 | 0 | 0 | 0 | 0 | 0 | 0 | 0
NEM | CCGT | 2954.9 | 2774.9 | 2774.9 | 2774.9 | 2774.9 | 2774.9 | 2774.9 | 2774.9 | 2774.9 | 2774.9 | 2774.9 | 2774.9 | 2774.9 | 2389.9 | 1860.9 | 1860.9 | 1716.5 | 1716.5 | 1716.5 | 1716.5 | 1276.5 | 1276.5 | 632 | 388 | 388 | 388 | 388
NEM | Gas - Steam | 1300 | 1300 | 1300 | 500 | 500 | 500 | 500 | 500 | 500 | 500 | 500 | 500 | 500 | 500 | 500 | 500 | 0 | 0 | 0 | 0 | 0 | 0 | 0 | 0 | 0 | 0 | 0
NEM | OCGT / Diesel | 7382.159 | 8132.1612 | 8132.1612 | 8132.1612 | 8132.1612 | 8267.4518 | 8267.4518 | 7884.952 | 7884.952 | 7608.0921 | 7014.5922 | 6897.5922 | 7380.4068 | 7380.4068 | 8905.4704 | 8905.4704 | 8465.4705 | 8345.4705 | 8345.4705 | 8251.4705 | 9367.4531 | 10316.7734 | 10316.7736 | 11487.309 | 10903.3091 | 13394.3307 | 12875.3308
NEM | Hydro | 7492.42 | 7492.42 | 7492.42 | 7492.42 | 7492.42 | 7492.42 | 7492.42 | 7492.42 | 7492.42 | 7492.42 | 7492.42 | 7492.42 | 7492.42 | 7492.42 | 7406.02 | 7406.02 | 7406.02 | 7406.02 | 7406.02 | 7340.02 | 7340.02 | 7340.02 | 7340.02 | 7340.02 | 7340.02 | 7340.02 | 7340.02
NEM | Hydrogen Turbine | 0 | 0 | 0 | 0 | 0 | 0 | 0 | 0 | 0 | 0 | 0 | 0 | 0 | 0 | 0 | 0 | 0 | 0 | 0 | 0 | 0 | 0 | 0 | 0 | 0 | 0 | 0
NEM | Wind | 10055.738 | 16015.0364 | 16065.9456 | 18205.9075 | 22951.7681 | 28003.7088 | 29642.7881 | 32706.0223 | 33840.6409 | 36691.6742 | 40461.8109 | 40523.5 | 41905.3322 | 42513.1175 | 46425.6567 | 45812.3176 | 46185.8597 | 46320.9997 | 46581.125 | 50291.038 | 51613.3432 | 50936.7507 | 50321.5622 | 58894.0634 | 62244.7538 | 63194.1529 | 64004.3152
NEM | Solar PV | 9052.829 | 9912.9375 | 10778.1452 | 10778.147 | 10779.0331 | 11482.5117 | 12485.757 | 14677.4879 | 15027.7948 | 18186.3661 | 19832.6508 | 21958.2151 | 21958.2152 | 22350.2065 | 28647.1609 | 29987.0044 | 40923.5885 | 47814.1331 | 52281.5643 | 61503.7723 | 67818.0325 | 67257.9693 | 68024.9584 | 74082.0656 | 74934.9201 | 78539.9648 | 82948.6773
NEM | Grid Battery | 1004.93 | 1004.9374 | 1429.7513 | 1429.757 | 2059.3822 | 3310.6609 | 3385.6613 | 3737.6604 | 3768.7743 | 6197.9462 | 6311.7488 | 6286.7489 | 6888.7976 | 6838.7981 | 7378.3624 | 7378.3631 | 10489.9652 | 11730.7265 | 15409.8513 | 18144.3172 | 19188.2543 | 20687.2154 | 20299.8471 | 20623.4124 | 19993.7885 | 21675.7042 | 21923.311
NEM | Pumped Hydro | 810 | 810 | 1533.439 | 1533.4407 | 3595.6268 | 3750.2734 | 3750.2744 | 3785.7312 | 3785.7314 | 4264.7672 | 4264.7675 | 4517.1572 | 4655.5767 | 4655.5768 | 6549.5339 | 6549.534 | 6994.6763 | 6994.6766 | 6994.6775 | 6994.6781 | 6994.6789 | 7109.7479 | 7109.7481 | 7862.8625 | 7862.8626 | 7898.9926 | 7898.993
NEM | VPP | 318.73 | 623.03 | 1035.46 | 1538.9 | 2142.79 | 2807.6 | 3819.27 | 4674.27 | 5519.2001 | 6499.25 | 7698.5399 | 9010.2399 | 10339.3001 | 11714.6999 | 13054.31 | 14363.1999 | 15318.2998 | 16214.4898 | 16978.9203 | 17751.1898 | 18511.9699 | 19307.4097 | 20087.2598 | 20907.45 | 21712.49 | 22566.1805 | 23396.9398
Total excluding storage |  | 61647.706 | 69341.4225 | 70418.2222 | 67931.6334 | 73954.0814 | 79476.5266 | 81150.5226 | 85305.4438 | 87666.4134 | 95397.4158 | 99433.4301 | 103042.7734 | 106976.9485 | 108917.1256 | 123809.4143 | 125844.8095 | 138352.38 | 146969.0161 | 156140.1289 | 171992.986 | 182110.2519 | 184232.3864 | 184132.1693 | 201585.183 | 205380.1441 | 214997.3457 | 220775.5871
Region | Technology | 2023-24 | 2024-25 | 2025-26 | 2026-27 | 2027-28 | 2028-29 | 2029-30 | 2030-31 | 2031-32 | 2032-33 | 2033-34 | 2034-35 | 2035-36 | 2036-37 | 2037-38 | 2038-39 | 2039-40 | 2040-41 | 2041-42 | 2042-43 | 2043-44 | 2044-45 | 2045-46 | 2046-47 | 2047-48 | 2048-49 | 2049-50
NSW1 | Black Coal | 8330 | 8330 | 8330 | 5450 | 4130 | 3445 | 2760 | 2760 | 2760 | 2760 | 1390 | 1390 | 1390 | 1390 | 1390 | 1390 | 0 | 0 | 0 | 0 | 0 | 0 | 0 | 0 | 0 | 0 | 0
NSW1 | Brown Coal | 0 | 0 | 0 | 0 | 0 | 0 | 0 | 0 | 0 | 0 | 0 | 0 | 0 | 0 | 0 | 0 | 0 | 0 | 0 | 0 | 0 | 0 | 0 | 0 | 0 | 0 | 0
NSW1 | CCGT | 440 | 440 | 440 | 440 | 440 | 440 | 440 | 440 | 440 | 440 | 440 | 440 | 440 | 440 | 440 | 440 | 440 | 440 | 440 | 440 | 0 | 0 | 0 | 0 | 0 | 0 | 0
NSW1 | Gas - Steam | 0 | 0 | 0 | 0 | 0 | 0 | 0 | 0 | 0 | 0 | 0 | 0 | 0 | 0 | 0 | 0 | 0 | 0 | 0 | 0 | 0 | 0 | 0 | 0 | 0 | 0 | 0
NSW1 | OCGT / Diesel | 1888.999 | 2639 | 2639 | 2639 | 2639 | 2639 | 2639 | 2639 | 2639 | 2639 | 2639 | 2639 | 2639 | 2639 | 3477.148 | 3477.148 | 3477.148 | 3477.148 | 3477.148 | 3477.148 | 3477.1481 | 2851.4986 | 2851.4988 | 3153.4273 | 3153.4273 | 3231.6667 | 3231.6667
NSW1 | Hydro | 2525 | 2525 | 2525 | 2525 | 2525 | 2525 | 2525 | 2525 | 2525 | 2525 | 2525 | 2525 | 2525 | 2525 | 2525 | 2525 | 2525 | 2525 | 2525 | 2525 | 2525 | 2525 | 2525 | 2525 | 2525 | 2525 | 2525
NSW1 | Hydrogen Turbine | 0 | 0 | 0 | 0 | 0 | 0 | 0 | 0 | 0 | 0 | 0 | 0 | 0 | 0 | 0 | 0 | 0 | 0 | 0 | 0 | 0 | 0 | 0 | 0 | 0 | 0 | 0
NSW1 | Wind | 1886.96 | 4659.5808 | 4710.49 | 5593.1189 | 8803.2122 | 9597.3703 | 9840.1406 | 9886.7829 | 9886.783 | 11259.5488 | 11853.4861 | 12082.8465 | 13686.5663 | 14322.7687 | 14840.794 | 14644.5294 | 14766.9323 | 14748.2868 | 14735.3099 | 16406.1414 | 17691.1381 | 17691.1747 | 17775.0149 | 18975.0509 | 21219.1527 | 20823.1531 | 21009.6785
NSW1 | Solar PV | 3745.541 | 4459.6443 | 5324.8507 | 5324.8509 | 5325.7369 | 5885.6619 | 6863.7129 | 8328.3312 | 8328.3312 | 8910.9261 | 9651.5423 | 9772.0123 | 9772.0123 | 10114.7894 | 12308.7901 | 12889.6721 | 16163.9391 | 18157.8181 | 18900.0565 | 20152.0837 | 21053.4732 | 21053.4732 | 21053.4733 | 23532.0586 | 24424.4355 | 25206.3835 | 26971.7022
NSW1 | Grid Battery | 50 | 50.0048 | 474.8182 | 474.8188 | 1104.4434 | 1479.3888 | 1554.3889 | 1554.3911 | 1554.3914 | 2280.0097 | 2280.0099 | 2280.01 | 2280.0119 | 2230.0122 | 2230.0123 | 2230.0125 | 3810.7551 | 3810.7579 | 4412.5041 | 4582.2411 | 4772.749 | 5354.4382 | 4977.0702 | 5300.6392 | 4671.0147 | 5261.2952 | 5186.298
NSW1 | Pumped Hydro | 240 | 240 | 713.4356 | 713.4357 | 2775.6214 | 2775.6218 | 2775.6218 | 2775.6219 | 2775.6219 | 2775.6219 | 2775.622 | 2775.622 | 2775.6222 | 2775.6223 | 2775.6255 | 2775.6255 | 2775.6255 | 2775.6256 | 2775.6257 | 2775.6258 | 2775.6262 | 2775.6294 | 2775.6294 | 2775.6322 | 2775.6322 | 2775.6323 | 2775.6323
NSW1 | VPP | 97.18 | 193.89 | 321.47 | 477.31 | 663.94 | 884.26 | 1223.6 | 1508.4199 | 1818.1601 | 2178.94 | 2618.45 | 3090.16 | 3561.6901 | 4049.33 | 4508.48 | 4960.7201 | 5286.7 | 5588.1199 | 5842.6702 | 6109.57 | 6370.5701 | 6645.5899 | 6914.0398 | 7197.4098 | 7473.8901 | 7766.0502 | 8050.0099
Total excluding storage |  | 19203.68 | 23537.1199 | 25479.0645 | 23637.5343 | 28406.9539 | 29671.3029 | 30621.4643 | 32417.547 | 32727.2875 | 35769.0466 | 36173.1104 | 36994.6507 | 39069.9029 | 40486.5226 | 44495.8499 | 45332.7076 | 49246.1 | 51522.7563 | 53108.3145 | 56467.81 | 58665.7048 | 58896.804 | 58871.7264 | 63459.2181 | 66242.5526 | 67589.1809 | 69749.9875
Region | Technology | 2023-24 | 2024-25 | 2025-26 | 2026-27 | 2027-28 | 2028-29 | 2029-30 | 2030-31 | 2031-32 | 2032-33 | 2033-34 | 2034-35 | 2035-36 | 2036-37 | 2037-38 | 2038-39 | 2039-40 | 2040-41 | 2041-42 | 2042-43 | 2043-44 | 2044-45 | 2045-46 | 2046-47 | 2047-48 | 2048-49 | 2049-50
QLD1 | Black Coal | 8126 | 8126 | 7426 | 6726 | 6026 | 4832 | 4552 | 3152 | 3152 | 2422 | 1692 | 1692 | 1692 | 1692 | 1692 | 1692 | 852 | 426 | 426 | 0 | 0 | 0 | 0 | 0 | 0 | 0 | 0
QLD1 | Brown Coal | 0 | 0 | 0 | 0 | 0 | 0 | 0 | 0 | 0 | 0 | 0 | 0 | 0 | 0 | 0 | 0 | 0 | 0 | 0 | 0 | 0 | 0 | 0 | 0 | 0 | 0 | 0
QLD1 | CCGT | 1597.9 | 1597.9 | 1597.9 | 1597.9 | 1597.9 | 1597.9 | 1597.9 | 1597.9 | 1597.9 | 1597.9 | 1597.9 | 1597.9 | 1597.9 | 1212.9 | 1212.9 | 1212.9 | 1068.5 | 1068.5 | 1068.5 | 1068.5 | 1068.5 | 1068.5 | 424 | 180 | 180 | 180 | 180
QLD1 | Gas - Steam | 0 | 0 | 0 | 0 | 0 | 0 | 0 | 0 | 0 | 0 | 0 | 0 | 0 | 0 | 0 | 0 | 0 | 0 | 0 | 0 | 0 | 0 | 0 | 0 | 0 | 0 | 0
QLD1 | OCGT / Diesel | 1954.5 | 1954.5003 | 1954.5003 | 1954.5003 | 1954.5003 | 2089.7907 | 2089.7907 | 2089.7907 | 2089.7907 | 2089.7907 | 1666.2907 | 1549.2907 | 1549.2907 | 1549.2907 | 2191.6398 | 2191.6398 | 2191.6398 | 2191.6398 | 2191.6398 | 2191.6398 | 2191.6398 | 2191.6398 | 2191.6398 | 3214.2465 | 3214.2465 | 5627.0288 | 5108.0288
QLD1 | Hydro | 152.4 | 152.4 | 152.4 | 152.4 | 152.4 | 152.4 | 152.4 | 152.4 | 152.4 | 152.4 | 152.4 | 152.4 | 152.4 | 152.4 | 66 | 66 | 66 | 66 | 66 | 0 | 0 | 0 | 0 | 0 | 0 | 0 | 0
QLD1 | Hydrogen Turbine | 0 | 0 | 0 | 0 | 0 | 0 | 0 | 0 | 0 | 0 | 0 | 0 | 0 | 0 | 0 | 0 | 0 | 0 | 0 | 0 | 0 | 0 | 0 | 0 | 0 | 0 | 0
QLD1 | Wind | 1133.518 | 2420.8994 | 2420.8994 | 2942.6635 | 4106.5239 | 7132.2841 | 7165.2185 | 8779.1321 | 8801.4647 | 10080.3009 | 11321.8389 | 11346.1675 | 11346.1676 | 11346.168 | 13476.9247 | 13476.9248 | 13476.9248 | 13694.2598 | 13967.3619 | 15109.0599 | 15596.597 | 15143.597 | 15100.397 | 19451.079 | 20092.5787 | 20922.9205 | 21163.7037
QLD1 | Solar PV | 3646.985 | 3792.9865 | 3792.9871 | 3792.9872 | 3792.9873 | 3936.5407 | 3961.7348 | 4688.8444 | 5045.2707 | 6172.9321 | 7078.6006 | 8087.3685 | 8087.3685 | 7966.3685 | 10128.2347 | 10887.1955 | 17794.1611 | 20181.9604 | 20916.1305 | 27907.9851 | 27742.6476 | 27541.5476 | 27957.5316 | 30779.2615 | 30672.6823 | 32538.0742 | 35107.7723
QLD1 | Grid Battery | 100 | 100.0006 | 100.0007 | 100.0011 | 100.0014 | 976.3347 | 976.3347 | 1221.4645 | 1252.5776 | 2232.4119 | 2401.5443 | 2401.5443 | 2401.5443 | 2401.5443 | 2401.5443 | 2401.5446 | 3932.4033 | 3932.4034 | 5457.1247 | 8021.8505 | 8021.8507 | 8021.8499 | 8021.8499 | 8021.8497 | 8021.8496 | 9113.4832 | 9113.4832
QLD1 | Pumped Hydro | 570 | 570 | 820.0008 | 820.0012 | 820.0012 | 974.6472 | 974.6472 | 974.6472 | 974.6472 | 974.6472 | 974.6473 | 1227.0369 | 1227.037 | 1227.037 | 3022.6222 | 3022.6222 | 3467.7643 | 3467.7643 | 3467.7643 | 3467.7647 | 3467.7647 | 3467.7647 | 3467.7647 | 4220.8762 | 4220.8762 | 4220.8762 | 4220.8762
QLD1 | VPP | 70.65 | 151.98 | 266.91 | 406.55 | 573.37 | 775 | 1088.95 | 1359.6801 | 1609.11 | 1901.09 | 2255.9299 | 2641.22 | 3035.73 | 3438.95 | 3828.0601 | 4218.1699 | 4496.1499 | 4751.3198 | 4961.6001 | 5182.0498 | 5399.3799 | 5623.0098 | 5842.4302 | 6071.3901 | 6296.3501 | 6536.04 | 6765.5898
Total excluding storage |  | 17351.953 | 18866.6667 | 18531.5983 | 18493.0033 | 19123.6841 | 22466.8974 | 22558.9759 | 24015.859 | 24675.161 | 27623.4728 | 29141.1518 | 30694.9279 | 31089.4381 | 30986.6585 | 38019.9258 | 39168.9967 | 47345.5432 | 49779.8475 | 52522.1214 | 62948.8498 | 63488.3795 | 63057.9087 | 63005.6131 | 71938.703 | 72698.5834 | 79138.4229 | 81659.454
Region | Technology | 2023-24 | 2024-25 | 2025-26 | 2026-27 | 2027-28 | 2028-29 | 2029-30 | 2030-31 | 2031-32 | 2032-33 | 2033-34 | 2034-35 | 2035-36 | 2036-37 | 2037-38 | 2038-39 | 2039-40 | 2040-41 | 2041-42 | 2042-43 | 2043-44 | 2044-45 | 2045-46 | 2046-47 | 2047-48 | 2048-49 | 2049-50
VIC1 | Black Coal | 0 | 0 | 0 | 0 | 0 | 0 | 0 | 0 | 0 | 0 | 0 | 0 | 0 | 0 | 0 | 0 | 0 | 0 | 0 | 0 | 0 | 0 | 0 | 0 | 0 | 0 | 0
VIC1 | Brown Coal | 4820 | 4820 | 4120 | 3370 | 3370 | 2810 | 1720 | 1160 | 1160 | 0 | 0 | 0 | 0 | 0 | 0 | 0 | 0 | 0 | 0 | 0 | 0 | 0 | 0 | 0 | 0 | 0 | 0
VIC1 | CCGT | 0 | 0 | 0 | 0 | 0 | 0 | 0 | 0 | 0 | 0 | 0 | 0 | 0 | 0 | 0 | 0 | 0 | 0 | 0 | 0 | 0 | 0 | 0 | 0 | 0 | 0 | 0
VIC1 | Gas - Steam | 500 | 500 | 500 | 500 | 500 | 500 | 500 | 500 | 500 | 500 | 500 | 500 | 500 | 500 | 500 | 500 | 0 | 0 | 0 | 0 | 0 | 0 | 0 | 0 | 0 | 0 | 0
VIC1 | OCGT / Diesel | 1900 | 1900.0005 | 1900.0005 | 1900.0005 | 1900.0005 | 1900.0005 | 1900.0005 | 1900.0005 | 1900.0005 | 1900.0005 | 1730.0005 | 1730.0005 | 2292.8132 | 2292.8132 | 2337.3792 | 2337.3792 | 1897.3792 | 1897.3792 | 1897.3792 | 1803.3792 | 2900.5671 | 4685.5357 | 4685.5357 | 4685.5359 | 4101.5359 | 4101.5359 | 4101.5359
VIC1 | Hydro | 2264.02 | 2264.02 | 2264.02 | 2264.02 | 2264.02 | 2264.02 | 2264.02 | 2264.02 | 2264.02 | 2264.02 | 2264.02 | 2264.02 | 2264.02 | 2264.02 | 2264.02 | 2264.02 | 2264.02 | 2264.02 | 2264.02 | 2264.02 | 2264.02 | 2264.02 | 2264.02 | 2264.02 | 2264.02 | 2264.02 | 2264.02
VIC1 | Hydrogen Turbine | 0 | 0 | 0 | 0 | 0 | 0 | 0 | 0 | 0 | 0 | 0 | 0 | 0 | 0 | 0 | 0 | 0 | 0 | 0 | 0 | 0 | 0 | 0 | 0 | 0 | 0 | 0
VIC1 | Wind | 4121.91 | 5003.774 | 5003.774 | 5409.3787 | 5674.3272 | 6030.3517 | 6799.5097 | 8152.7685 | 8152.7686 | 8180.8848 | 10113.4986 | 9921.4986 | 9921.4986 | 9921.4988 | 10502.5813 | 10082.5838 | 10252.7459 | 10151.0509 | 10151.0509 | 10433.0065 | 10155.8187 | 9843.8188 | 9531.1898 | 11033.1514 | 10864.4736 | 10985.2529 | 10843.7712
VIC1 | Solar PV | 1081.573 | 1081.5743 | 1081.5743 | 1081.5757 | 1081.5757 | 1081.5758 | 1081.5758 | 1081.5768 | 1081.5774 | 2177.2019 | 2177.2019 | 2530.6795 | 2530.6795 | 2700.8936 | 3492.1454 | 3492.1459 | 4084.5466 | 4126.9698 | 6088.7729 | 6533.1985 | 9150.7484 | 9040.2685 | 9398.6535 | 9812.5023 | 9917.6856 | 10354.6372 | 10505.4869
VIC1 | Grid Battery | 375.33 | 375.3309 | 375.331 | 375.3346 | 375.3346 | 375.3346 | 375.3347 | 512.189 | 512.189 | 684.6195 | 629.2895 | 629.2895 | 974.3624 | 974.3624 | 1228.0667 | 1228.0668 | 1228.0674 | 1792.6297 | 2604.7571 | 2604.7574 | 2881.0295 | 3476.4645 | 3476.4645 | 3476.4617 | 3476.4618 | 3476.4624 | 3799.06
VIC1 | Pumped Hydro | 0 | 0 | 0.00069114 | 0.0015562 | 0.0015678 | 0.0015792 | 0.0015951 | 0.0024347 | 0.0024377 | 0.0024508 | 0.0024635 | 0.0024776 | 0.0031091 | 0.0031438 | 0.0058826 | 0.0058997 | 0.0059317 | 0.0060239 | 0.0065095 | 0.0065506 | 0.0067631 | 58.1045 | 58.1046 | 58.1047 | 58.1047 | 94.2345 | 94.2345
VIC1 | VPP | 55.8 | 137.17 | 254.76 | 407.72 | 597.23 | 772.53 | 1024.9 | 1224.19 | 1402.07 | 1599.26 | 1857.38 | 2156.22 | 2463.1699 | 2788.1399 | 3128.7199 | 3444.1299 | 3686.7299 | 3923.1 | 4132.3601 | 4321.16 | 4507.69 | 4703.0901 | 4895.4999 | 5098.49 | 5298.7098 | 5511.8401 | 5721.1202
Total excluding storage |  | 15118.633 | 16081.8696 | 15499.4604 | 15308.0311 | 15762.4896 | 15733.8142 | 15665.3423 | 16794.7473 | 16972.628 | 17305.9891 | 19271.3929 | 19731.7106 | 20946.5468 | 21441.7311 | 23452.9183 | 23348.3315 | 23413.495 | 24155.1556 | 27138.3467 | 27959.5281 | 31859.8805 | 34071.302 | 34309.468 | 36428.2659 | 35980.9914 | 36787.9831 | 37329.2288
Region | Technology | 2023-24 | 2024-25 | 2025-26 | 2026-27 | 2027-28 | 2028-29 | 2029-30 | 2030-31 | 2031-32 | 2032-33 | 2033-34 | 2034-35 | 2035-36 | 2036-37 | 2037-38 | 2038-39 | 2039-40 | 2040-41 | 2041-42 | 2042-43 | 2043-44 | 2044-45 | 2045-46 | 2046-47 | 2047-48 | 2048-49 | 2049-50
SA1 | Black Coal | 0 | 0 | 0 | 0 | 0 | 0 | 0 | 0 | 0 | 0 | 0 | 0 | 0 | 0 | 0 | 0 | 0 | 0 | 0 | 0 | 0 | 0 | 0 | 0 | 0 | 0 | 0
SA1 | Brown Coal | 0 | 0 | 0 | 0 | 0 | 0 | 0 | 0 | 0 | 0 | 0 | 0 | 0 | 0 | 0 | 0 | 0 | 0 | 0 | 0 | 0 | 0 | 0 | 0 | 0 | 0 | 0
SA1 | CCGT | 709 | 529 | 529 | 529 | 529 | 529 | 529 | 529 | 529 | 529 | 529 | 529 | 529 | 529 | 0 | 0 | 0 | 0 | 0 | 0 | 0 | 0 | 0 | 0 | 0 | 0 | 0
SA1 | Gas - Steam | 800 | 800 | 800 | 0 | 0 | 0 | 0 | 0 | 0 | 0 | 0 | 0 | 0 | 0 | 0 | 0 | 0 | 0 | 0 | 0 | 0 | 0 | 0 | 0 | 0 | 0 | 0
SA1 | OCGT / Diesel | 1460.66 | 1460.6602 | 1460.6602 | 1460.6603 | 1460.6603 | 1460.6603 | 1460.6603 | 1078.1604 | 1078.1604 | 801.3004 | 801.3004 | 801.3005 | 721.3017 | 721.3017 | 721.3023 | 721.3023 | 721.3023 | 721.3023 | 721.3023 | 721.3023 | 740.0968 | 530.0968 | 530.0968 | 376.0968 | 376.0968 | 376.0969 | 376.0969
SA1 | Hydro | 0 | 0 | 0 | 0 | 0 | 0 | 0 | 0 | 0 | 0 | 0 | 0 | 0 | 0 | 0 | 0 | 0 | 0 | 0 | 0 | 0 | 0 | 0 | 0 | 0 | 0 | 0
SA1 | Hydrogen Turbine | 0 | 0 | 0 | 0 | 0 | 0 | 0 | 0 | 0 | 0 | 0 | 0 | 0 | 0 | 0 | 0 | 0 | 0 | 0 | 0 | 0 | 0 | 0 | 0 | 0 | 0 | 0
SA1 | Wind | 2349.75 | 2784.2793 | 2784.2793 | 3104.4696 | 3071.4699 | 3872.1059 | 4004.5461 | 4046.3243 | 4046.3243 | 4216.8646 | 4218.9122 | 4218.9123 | 3997.0244 | 3968.6069 | 4648.7459 | 4651.6688 | 4732.6458 | 4765.9221 | 4765.9221 | 5381.35 | 5208.3091 | 5440.68 | 5097.4802 | 6617.3015 | 7251.0681 | 7645.3457 | 8169.681
SA1 | Solar PV | 578.73 | 578.7319 | 578.7325 | 578.7326 | 578.7326 | 578.7327 | 578.7328 | 578.7347 | 572.6147 | 925.305 | 925.305 | 1568.1535 | 1568.1535 | 1568.1536 | 2717.9892 | 2717.9892 | 2880.9398 | 5197.385 | 6226.6047 | 6760.5052 | 9721.1633 | 9472.6794 | 9465.2994 | 9808.2424 | 9770.1159 | 10290.8669 | 10213.7129
SA1 | Grid Battery | 479.6 | 479.6007 | 479.6009 | 479.6018 | 479.6019 | 479.6019 | 479.6019 | 449.6136 | 449.6138 | 1000.9016 | 1000.9016 | 975.9016 | 1232.8755 | 1232.8755 | 1518.7349 | 1518.7351 | 1518.7351 | 2194.9312 | 2935.4608 | 2935.4636 | 3512.6199 | 3834.4562 | 3824.4561 | 3824.4554 | 3824.4555 | 3824.4556 | 3824.4614
SA1 | Pumped Hydro | 0 | 0 | 0.00058848 | 0.0008509 | 0.00086638 | 0.00087808 | 0.00089966 | 0.0011273 | 0.0011311 | 0.0011672 | 0.0011866 | 0.0012049 | 0.0013957 | 0.0014143 | 0.0017542 | 0.0017664 | 0.0017929 | 0.0019255 | 0.0021513 | 0.0023195 | 0.0023969 | 0.0028225 | 0.0028389 | 0.0028521 | 0.0028651 | 0.0028836 | 0.0031753
SA1 | VPP | 88.62 | 126.93 | 170.25 | 214.27 | 262.04 | 314.13 | 396.52 | 477.31 | 565.27 | 670.98 | 790.06 | 915.3 | 1040.16 | 1167.34 | 1287.02 | 1406.9399 | 1492.74 | 1574.29 | 1645.8199 | 1722.14 | 1798.65 | 1879.62 | 1959.37 | 2043.49 | 2126.73 | 2214.3501 | 2301.9099
Total excluding storage |  | 6466.36 | 6759.2021 | 6802.5236 | 6366.7352 | 6381.5056 | 7234.2316 | 7449.062 | 7159.144 | 7240.9842 | 8144.3528 | 8265.4805 | 9008.5691 | 9088.5165 | 9187.2791 | 10893.794 | 11016.6371 | 11346.3648 | 14453.8326 | 16295.112 | 17520.7635 | 20980.8416 | 21157.5352 | 20876.7054 | 22669.589 | 23348.4692 | 24351.1181 | 24885.8653
Region | Technology | 2023-24 | 2024-25 | 2025-26 | 2026-27 | 2027-28 | 2028-29 | 2029-30 | 2030-31 | 2031-32 | 2032-33 | 2033-34 | 2034-35 | 2035-36 | 2036-37 | 2037-38 | 2038-39 | 2039-40 | 2040-41 | 2041-42 | 2042-43 | 2043-44 | 2044-45 | 2045-46 | 2046-47 | 2047-48 | 2048-49 | 2049-50
TAS1 | Black Coal | 0 | 0 | 0 | 0 | 0 | 0 | 0 | 0 | 0 | 0 | 0 | 0 | 0 | 0 | 0 | 0 | 0 | 0 | 0 | 0 | 0 | 0 | 0 | 0 | 0 | 0 | 0
TAS1 | Brown Coal | 0 | 0 | 0 | 0 | 0 | 0 | 0 | 0 | 0 | 0 | 0 | 0 | 0 | 0 | 0 | 0 | 0 | 0 | 0 | 0 | 0 | 0 | 0 | 0 | 0 | 0 | 0
TAS1 | CCGT | 208 | 208 | 208 | 208 | 208 | 208 | 208 | 208 | 208 | 208 | 208 | 208 | 208 | 208 | 208 | 208 | 208 | 208 | 208 | 208 | 208 | 208 | 208 | 208 | 208 | 208 | 208
TAS1 | Gas - Steam | 0 | 0 | 0 | 0 | 0 | 0 | 0 | 0 | 0 | 0 | 0 | 0 | 0 | 0 | 0 | 0 | 0 | 0 | 0 | 0 | 0 | 0 | 0 | 0 | 0 | 0 | 0
TAS1 | OCGT / Diesel | 178 | 178.0001 | 178.0001 | 178.0001 | 178.0002 | 178.0003 | 178.0003 | 178.0003 | 178.0004 | 178.0004 | 178.0004 | 178.0004 | 178.0011 | 178.0011 | 178.0012 | 178.0012 | 178.0012 | 58.0012 | 58.0012 | 58.0012 | 58.0012 | 58.0024 | 58.0024 | 58.0025 | 58.0025 | 58.0025 | 58.0025
TAS1 | Hydro | 2551 | 2551 | 2551 | 2551 | 2551 | 2551 | 2551 | 2551 | 2551 | 2551 | 2551 | 2551 | 2551 | 2551 | 2551 | 2551 | 2551 | 2551 | 2551 | 2551 | 2551 | 2551 | 2551 | 2551 | 2551 | 2551 | 2551
TAS1 | Hydrogen Turbine | 0 | 0 | 0 | 0 | 0 | 0 | 0 | 0 | 0 | 0 | 0 | 0 | 0 | 0 | 0 | 0 | 0 | 0 | 0 | 0 | 0 | 0 | 0 | 0 | 0 | 0 | 0
TAS1 | Wind | 563.6 | 1146.5029 | 1146.5029 | 1156.2768 | 1296.2349 | 1371.5969 | 1833.3732 | 1841.0146 | 2953.3004 | 2954.0751 | 2954.0751 | 2954.0751 | 2954.0752 | 2954.0752 | 2956.6108 | 2956.6109 | 2956.611 | 2961.4801 | 2961.4801 | 2961.4802 | 2961.4802 | 2817.4802 | 2817.4803 | 2817.4806 | 2817.4807 | 2817.4807 | 2817.4807
TAS1 | Solar PV | 0 | 0.00052566 | 0.00052686 | 0.00058386 | 0.00058782 | 0.00059307 | 0.00061841 | 0.00078021 | 0.00078598 | 0.0010409 | 0.0010452 | 0.0013855 | 0.001388 | 0.0014016 | 0.0015637 | 0.001596 | 0.0018505 | 149.9998 | 149.9998 | 149.9999 | 150 | 150.0006 | 150.0006 | 150.0008 | 150.0008 | 150.003 | 150.003
TAS1 | Grid Battery | 0 | 0.00048529 | 0.00059992 | 0.0006974 | 0.00086653 | 0.00086973 | 0.0010995 | 0.0021829 | 0.0025585 | 0.0035087 | 0.0035308 | 0.0035422 | 0.0035737 | 0.003611 | 0.0041478 | 0.0041922 | 0.0042282 | 0.0042686 | 0.0044453 | 0.0044914 | 0.0051695 | 0.0065603 | 0.0064832 | 0.0064408 | 0.0068714 | 0.0077911 | 0.0084606
TAS1 | Pumped Hydro | 0 | 0 | 0.0012774 | 0.0014218 | 0.0017008 | 0.0018854 | 0.0028714 | 35.4585 | 35.4587 | 514.4944 | 514.4945 | 514.4945 | 652.913 | 652.913 | 751.2786 | 751.2787 | 751.2787 | 751.2787 | 751.2788 | 751.2788 | 751.2789 | 808.2466 | 808.2466 | 808.2466 | 808.2467 | 808.2468 | 808.2468
TAS1 | VPP | 6.48 | 13.06 | 22.07 | 33.05 | 46.21 | 61.68 | 85.3 | 104.67 | 124.59 | 148.98 | 176.72 | 207.34 | 238.55 | 270.94 | 302.03 | 333.24 | 355.98 | 377.66 | 396.47 | 416.27 | 435.68 | 456.1 | 475.92 | 496.67 | 516.81 | 537.9 | 558.31
Total excluding storage |  | 3507.08 | 4096.5641 | 4105.5755 | 4126.3296 | 4279.4482 | 4370.2805 | 4855.6781 | 4918.1464 | 6050.3527 | 6554.5545 | 6582.2946 | 6612.915 | 6782.5441 | 6814.9342 | 6946.9263 | 6978.1365 | 7000.8769 | 7057.4241 | 7076.2344 | 7096.0346 | 7115.4455 | 7048.8364 | 7068.6565 | 7089.407 | 7109.5475 | 7130.6408 | 7151.0515
Explicitly modelled pumping
Region | Technology | 2023-24 | 2024-25 | 2025-26 | 2026-27 | 2027-28 | 2028-29 | 2029-30 | 2030-31 | 2031-32 | 2032-33 | 2033-34 | 2034-35 | 2035-36 | 2036-37 | 2037-38 | 2038-39 | 2039-40 | 2040-41 | 2041-42 | 2042-43 | 2043-44 | 2044-45 | 2045-46 | 2046-47 | 2047-48 | 2048-49 | 2049-50
NEM | Grid Battery pump | 954.93 | 954.9374 | 1379.7513 | 1379.757 | 2009.3822 | 3260.6609 | 3335.6613 | 3687.6604 | 3718.7743 | 6147.9462 | 6261.7488 | 6236.7489 | 6838.7976 | 6788.7981 | 7328.3624 | 7328.3631 | 10439.9652 | 11680.7265 | 15359.8513 | 18094.3172 | 19138.2543 | 20637.2154 | 20249.8471 | 20573.4124 | 19943.7885 | 21625.7042 | 21873.311
NEM | Pumped Hydro Pump | 1310 | 1310 | 2033.439 | 2033.4407 | 4095.6268 | 4250.2734 | 4250.2744 | 4285.7312 | 4285.7314 | 4764.7672 | 4764.7675 | 5017.1572 | 5155.5767 | 5155.5768 | 7049.5339 | 7049.534 | 7494.6763 | 7494.6766 | 7494.6775 | 7494.6781 | 7494.6789 | 7609.7479 | 7609.7481 | 8362.8625 | 8362.8626 | 8398.9926 | 8398.993
NEM | VPP pump | 318.73 | 623.03 | 1035.46 | 1538.9 | 2142.79 | 2807.6 | 3819.27 | 4674.27 | 5519.2001 | 6499.25 | 7698.5399 | 9010.2399 | 10339.3001 | 11714.6999 | 13054.31 | 14363.1999 | 15318.2998 | 16214.4898 | 16978.9203 | 17751.1898 | 18511.9699 | 19307.4097 | 20087.2598 | 20907.45 | 21712.49 | 22566.1805 | 23396.9398
Region | Technology | 2023-24 | 2024-25 | 2025-26 | 2026-27 | 2027-28 | 2028-29 | 2029-30 | 2030-31 | 2031-32 | 2032-33 | 2033-34 | 2034-35 | 2035-36 | 2036-37 | 2037-38 | 2038-39 | 2039-40 | 2040-41 | 2041-42 | 2042-43 | 2043-44 | 2044-45 | 2045-46 | 2046-47 | 2047-48 | 2048-49 | 2049-50
NSW1 | Grid Battery pump | 50 | 50.0048 | 474.8182 | 474.8188 | 1104.4434 | 1479.3888 | 1554.3889 | 1554.3911 | 1554.3914 | 2280.0097 | 2280.0099 | 2280.01 | 2280.0119 | 2230.0122 | 2230.0123 | 2230.0125 | 3810.7551 | 3810.7579 | 4412.5041 | 4582.2411 | 4772.749 | 5354.4382 | 4977.0702 | 5300.6392 | 4671.0147 | 5261.2952 | 5186.298
NSW1 | Pumped Hydro Pump | 840 | 840 | 1313.4356 | 1313.4357 | 3375.6214 | 3375.6218 | 3375.6218 | 3375.6219 | 3375.6219 | 3375.6219 | 3375.622 | 3375.622 | 3375.6222 | 3375.6223 | 3375.6255 | 3375.6255 | 3375.6255 | 3375.6256 | 3375.6257 | 3375.6258 | 3375.6262 | 3375.6294 | 3375.6294 | 3375.6322 | 3375.6322 | 3375.6323 | 3375.6323
NSW1 | VPP pump | 97.18 | 193.89 | 321.47 | 477.31 | 663.94 | 884.26 | 1223.6 | 1508.4199 | 1818.1601 | 2178.94 | 2618.45 | 3090.16 | 3561.6901 | 4049.33 | 4508.48 | 4960.7201 | 5286.7 | 5588.1199 | 5842.6702 | 6109.57 | 6370.5701 | 6645.5899 | 6914.0398 | 7197.4098 | 7473.8901 | 7766.0502 | 8050.0099
Region | Technology | 2023-24 | 2024-25 | 2025-26 | 2026-27 | 2027-28 | 2028-29 | 2029-30 | 2030-31 | 2031-32 | 2032-33 | 2033-34 | 2034-35 | 2035-36 | 2036-37 | 2037-38 | 2038-39 | 2039-40 | 2040-41 | 2041-42 | 2042-43 | 2043-44 | 2044-45 | 2045-46 | 2046-47 | 2047-48 | 2048-49 | 2049-50
QLD1 | Grid Battery pump | 100 | 100.0006 | 100.0007 | 100.0011 | 100.0014 | 976.3347 | 976.3347 | 1221.4645 | 1252.5776 | 2232.4119 | 2401.5443 | 2401.5443 | 2401.5443 | 2401.5443 | 2401.5443 | 2401.5446 | 3932.4033 | 3932.4034 | 5457.1247 | 8021.8505 | 8021.8507 | 8021.8499 | 8021.8499 | 8021.8497 | 8021.8496 | 9113.4832 | 9113.4832
QLD1 | Pumped Hydro Pump | 470 | 470 | 720.0008 | 720.0012 | 720.0012 | 874.6472 | 874.6472 | 874.6472 | 874.6472 | 874.6472 | 874.6473 | 1127.0369 | 1127.037 | 1127.037 | 2922.6222 | 2922.6222 | 3367.7643 | 3367.7643 | 3367.7643 | 3367.7647 | 3367.7647 | 3367.7647 | 3367.7647 | 4120.8762 | 4120.8762 | 4120.8762 | 4120.8762
QLD1 | VPP pump | 70.65 | 151.98 | 266.91 | 406.55 | 573.37 | 775 | 1088.95 | 1359.6801 | 1609.11 | 1901.09 | 2255.9299 | 2641.22 | 3035.73 | 3438.95 | 3828.0601 | 4218.1699 | 4496.1499 | 4751.3198 | 4961.6001 | 5182.0498 | 5399.3799 | 5623.0098 | 5842.4302 | 6071.3901 | 6296.3501 | 6536.04 | 6765.5898
Region | Technology | 2023-24 | 2024-25 | 2025-26 | 2026-27 | 2027-28 | 2028-29 | 2029-30 | 2030-31 | 2031-32 | 2032-33 | 2033-34 | 2034-35 | 2035-36 | 2036-37 | 2037-38 | 2038-39 | 2039-40 | 2040-41 | 2041-42 | 2042-43 | 2043-44 | 2044-45 | 2045-46 | 2046-47 | 2047-48 | 2048-49 | 2049-50
VIC1 | Grid Battery pump | 375.33 | 375.3309 | 375.331 | 375.3346 | 375.3346 | 375.3346 | 375.3347 | 512.189 | 512.189 | 684.6195 | 629.2895 | 629.2895 | 974.3624 | 974.3624 | 1228.0667 | 1228.0668 | 1228.0674 | 1792.6297 | 2604.7571 | 2604.7574 | 2881.0295 | 3476.4645 | 3476.4645 | 3476.4617 | 3476.4618 | 3476.4624 | 3799.06
VIC1 | Pumped Hydro Pump | 0 | 0 | 0.00069114 | 0.0015562 | 0.0015678 | 0.0015792 | 0.0015951 | 0.0024347 | 0.0024377 | 0.0024508 | 0.0024635 | 0.0024776 | 0.0031091 | 0.0031438 | 0.0058826 | 0.0058997 | 0.0059317 | 0.0060239 | 0.0065095 | 0.0065506 | 0.0067631 | 58.1045 | 58.1046 | 58.1047 | 58.1047 | 94.2345 | 94.2345
VIC1 | VPP pump | 55.8 | 137.17 | 254.76 | 407.72 | 597.23 | 772.53 | 1024.9 | 1224.19 | 1402.07 | 1599.26 | 1857.38 | 2156.22 | 2463.1699 | 2788.1399 | 3128.7199 | 3444.1299 | 3686.7299 | 3923.1 | 4132.3601 | 4321.16 | 4507.69 | 4703.0901 | 4895.4999 | 5098.49 | 5298.7098 | 5511.8401 | 5721.1202
Region | Technology | 2023-24 | 2024-25 | 2025-26 | 2026-27 | 2027-28 | 2028-29 | 2029-30 | 2030-31 | 2031-32 | 2032-33 | 2033-34 | 2034-35 | 2035-36 | 2036-37 | 2037-38 | 2038-39 | 2039-40 | 2040-41 | 2041-42 | 2042-43 | 2043-44 | 2044-45 | 2045-46 | 2046-47 | 2047-48 | 2048-49 | 2049-50
SA1 | Grid Battery pump | 429.6 | 429.6007 | 429.6009 | 429.6018 | 429.6019 | 429.6019 | 429.6019 | 399.6136 | 399.6138 | 950.9016 | 950.9016 | 925.9016 | 1182.8755 | 1182.8755 | 1468.7349 | 1468.7351 | 1468.7351 | 2144.9312 | 2885.4608 | 2885.4636 | 3462.6199 | 3784.4562 | 3774.4561 | 3774.4554 | 3774.4555 | 3774.4556 | 3774.4614
SA1 | Pumped Hydro Pump | 0 | 0 | 0.00058848 | 0.0008509 | 0.00086638 | 0.00087808 | 0.00089966 | 0.0011273 | 0.0011311 | 0.0011672 | 0.0011866 | 0.0012049 | 0.0013957 | 0.0014143 | 0.0017542 | 0.0017664 | 0.0017929 | 0.0019255 | 0.0021513 | 0.0023195 | 0.0023969 | 0.0028225 | 0.0028389 | 0.0028521 | 0.0028651 | 0.0028836 | 0.0031753
SA1 | VPP pump | 88.62 | 126.93 | 170.25 | 214.27 | 262.04 | 314.13 | 396.52 | 477.31 | 565.27 | 670.98 | 790.06 | 915.3 | 1040.16 | 1167.34 | 1287.02 | 1406.9399 | 1492.74 | 1574.29 | 1645.8199 | 1722.14 | 1798.65 | 1879.62 | 1959.37 | 2043.49 | 2126.73 | 2214.3501 | 2301.9099
Region | Technology | 2023-24 | 2024-25 | 2025-26 | 2026-27 | 2027-28 | 2028-29 | 2029-30 | 2030-31 | 2031-32 | 2032-33 | 2033-34 | 2034-35 | 2035-36 | 2036-37 | 2037-38 | 2038-39 | 2039-40 | 2040-41 | 2041-42 | 2042-43 | 2043-44 | 2044-45 | 2045-46 | 2046-47 | 2047-48 | 2048-49 | 2049-50
TAS1 | Grid Battery pump | 0 | 0.00048529 | 0.00059992 | 0.0006974 | 0.00086653 | 0.00086973 | 0.0010995 | 0.0021829 | 0.0025585 | 0.0035087 | 0.0035308 | 0.0035422 | 0.0035737 | 0.003611 | 0.0041478 | 0.0041922 | 0.0042282 | 0.0042686 | 0.0044453 | 0.0044914 | 0.0051695 | 0.0065603 | 0.0064832 | 0.0064408 | 0.0068714 | 0.0077911 | 0.0084606
TAS1 | Pumped Hydro Pump | 0 | 0 | 0.0012774 | 0.0014218 | 0.0017008 | 0.0018854 | 0.0028714 | 35.4585 | 35.4587 | 514.4944 | 514.4945 | 514.4945 | 652.913 | 652.913 | 751.2786 | 751.2787 | 751.2787 | 751.2787 | 751.2788 | 751.2788 | 751.2789 | 808.2466 | 808.2466 | 808.2466 | 808.2467 | 808.2468 | 808.2468
TAS1 | VPP pump | 6.48 | 13.06 | 22.07 | 33.05 | 46.21 | 61.68 | 85.3 | 104.67 | 124.59 | 148.98 | 176.72 | 207.34 | 238.55 | 270.94 | 302.03 | 333.24 | 355.98 | 377.66 | 396.47 | 416.27 | 435.68 | 456.1 | 475.92 | 496.67 | 516.81 | 537.9 | 558.31
Non-controllable capacity
Region | Technology | 2023-24 | 2024-25 | 2025-26 | 2026-27 | 2027-28 | 2028-29 | 2029-30 | 2030-31 | 2031-32 | 2032-33 | 2033-34 | 2034-35 | 2035-36 | 2036-37 | 2037-38 | 2038-39 | 2039-40 | 2040-41 | 2041-42 | 2042-43 | 2043-44 | 2044-45 | 2045-46 | 2046-47 | 2047-48 | 2048-49 | 2049-50
NEM | Distributed PV | 21305.3199 | 23783.7875 | 26307.9402 | 28683.0656 | 30997.3311 | 33056.1738 | 35131.4286 | 37225.1411 | 39139.2597 | 41092.1585 | 43056.1697 | 44973.918 | 46776.6488 | 48455.6888 | 50096.6069 | 51732.2029 | 53368.4087 | 54991.7064 | 56590.529 | 58157.7847 | 59721.6486 | 61252.1457 | 62750.1401 | 64227.6819 | 65692.4157 | 67156.842 | 68592.5947
NEM | Behind the meter battery | 1532.774 | 2363.942 | 3138.813 | 3799.655 | 4362.937 | 4766.226 | 5452.85 | 6404.258 | 7275.412 | 8208.606 | 9365.756 | 10518.285 | 11616.745 | 12616.001 | 13522.413 | 14246.216 | 14595.405 | 14782.715 | 14854.807 | 14850.894 | 14858.858 | 14816.816 | 14786.692 | 14709.851 | 14647.112 | 14542.039 | 14447.076
NEM | Behind the meter battery pump | 1532.774 | 2363.942 | 3138.813 | 3799.655 | 4362.937 | 4766.226 | 5452.85 | 6404.258 | 7275.412 | 8208.606 | 9365.756 | 10518.285 | 11616.745 | 12616.001 | 13522.413 | 14246.216 | 14595.405 | 14782.715 | 14854.807 | 14850.894 | 14858.858 | 14816.816 | 14786.692 | 14709.851 | 14647.112 | 14542.039 | 14447.076
Region | Technology | 2023-24 | 2024-25 | 2025-26 | 2026-27 | 2027-28 | 2028-29 | 2029-30 | 2030-31 | 2031-32 | 2032-33 | 2033-34 | 2034-35 | 2035-36 | 2036-37 | 2037-38 | 2038-39 | 2039-40 | 2040-41 | 2041-42 | 2042-43 | 2043-44 | 2044-45 | 2045-46 | 2046-47 | 2047-48 | 2048-49 | 2049-50
NSW1 | Distributed PV | 6922.7278 | 7729.2309 | 8520.6213 | 9270.916 | 9991.0548 | 10709.4737 | 11436.4432 | 12170.0293 | 12901.8102 | 13643.2719 | 14388.327 | 15121.2532 | 15810.1091 | 16449.2428 | 17061.911 | 17667.5949 | 18262.5884 | 18847.5107 | 19429.6702 | 20006.0115 | 20581.8604 | 21155.9203 | 21714.392 | 22270.0128 | 22818.1721 | 23366.9007 | 23907.737
NSW1 | Behind the meter battery | 551.877 | 804.322 | 1024.308 | 1210.452 | 1364.306 | 1497.826 | 1724.841 | 2042.145 | 2372.98 | 2728.353 | 3161.396 | 3582.597 | 3974.635 | 4331.67 | 4638.514 | 4887.035 | 5003.34 | 5060.883 | 5077.624 | 5077.998 | 5080.442 | 5067.991 | 5058.102 | 5033.27 | 5011.559 | 4974.783 | 4941.039
NSW1 | Behind the meter battery pump | 551.877 | 804.322 | 1024.308 | 1210.452 | 1364.306 | 1497.826 | 1724.841 | 2042.145 | 2372.98 | 2728.353 | 3161.396 | 3582.597 | 3974.635 | 4331.67 | 4638.514 | 4887.035 | 5003.34 | 5060.883 | 5077.624 | 5077.998 | 5080.442 | 5067.991 | 5058.102 | 5033.27 | 5011.559 | 4974.783 | 4941.039
Region | Technology | 2023-24 | 2024-25 | 2025-26 | 2026-27 | 2027-28 | 2028-29 | 2029-30 | 2030-31 | 2031-32 | 2032-33 | 2033-34 | 2034-35 | 2035-36 | 2036-37 | 2037-38 | 2038-39 | 2039-40 | 2040-41 | 2041-42 | 2042-43 | 2043-44 | 2044-45 | 2045-46 | 2046-47 | 2047-48 | 2048-49 | 2049-50
QLD1 | Distributed PV | 6248.8361 | 6947.0674 | 7675.3939 | 8329.1378 | 8959.7591 | 9601.5014 | 10257.5206 | 10923.9163 | 11482.7322 | 12062.7058 | 12645.1129 | 13200.5423 | 13720.0122 | 14196.9812 | 14666.6175 | 15133.8037 | 15601.3471 | 16059.6919 | 16507.7851 | 16936.909 | 17361.4807 | 17759.7202 | 18151.2329 | 18530.0201 | 18907.3395 | 19284.6318 | 19645.5083
QLD1 | Behind the meter battery | 394.573 | 630.911 | 861.169 | 1044.6 | 1202.901 | 1345.985 | 1584.437 | 1898.505 | 2160.37 | 2444.34 | 2791.527 | 3133.696 | 3465.114 | 3761.008 | 4025.809 | 4247.882 | 4350.515 | 4399.744 | 4410.491 | 4406.235 | 4406.755 | 4388.948 | 4375.983 | 4347.22 | 4324.124 | 4288.709 | 4255.283
QLD1 | Behind the meter battery pump | 394.573 | 630.911 | 861.169 | 1044.6 | 1202.901 | 1345.985 | 1584.437 | 1898.505 | 2160.37 | 2444.34 | 2791.527 | 3133.696 | 3465.114 | 3761.008 | 4025.809 | 4247.882 | 4350.515 | 4399.744 | 4410.491 | 4406.235 | 4406.755 | 4388.948 | 4375.983 | 4347.22 | 4324.124 | 4288.709 | 4255.283
Region | Technology | 2023-24 | 2024-25 | 2025-26 | 2026-27 | 2027-28 | 2028-29 | 2029-30 | 2030-31 | 2031-32 | 2032-33 | 2033-34 | 2034-35 | 2035-36 | 2036-37 | 2037-38 | 2038-39 | 2039-40 | 2040-41 | 2041-42 | 2042-43 | 2043-44 | 2044-45 | 2045-46 | 2046-47 | 2047-48 | 2048-49 | 2049-50
VIC1 | Distributed PV | 5088.0472 | 5784.8093 | 6517.8103 | 7244.8402 | 7972.8586 | 8440.036 | 8899.9999 | 9361.2525 | 9753.485 | 10152.4267 | 10554.6243 | 10955.7069 | 11336.6884 | 11697.8006 | 12064.3842 | 12436.8983 | 12822.6385 | 13216.1178 | 13604.8437 | 13986.4661 | 14369.4957 | 14748.6326 | 15123.685 | 15496.2621 | 15868.3943 | 16240.828 | 16611.2477
VIC1 | Behind the meter battery | 332.366 | 592.893 | 841.022 | 1068.623 | 1263.973 | 1337.973 | 1465.997 | 1677.258 | 1844.193 | 2011.668 | 2249.247 | 2505.083 | 2754.957 | 2990.166 | 3229.36 | 3404.1 | 3500.948 | 3565.602 | 3605.174 | 3604.675 | 3607.498 | 3598.421 | 3592.641 | 3576.025 | 3563.233 | 3540.764 | 3521.58
VIC1 | Behind the meter battery pump | 332.366 | 592.893 | 841.022 | 1068.623 | 1263.973 | 1337.973 | 1465.997 | 1677.258 | 1844.193 | 2011.668 | 2249.247 | 2505.083 | 2754.957 | 2990.166 | 3229.36 | 3404.1 | 3500.948 | 3565.602 | 3605.174 | 3604.675 | 3607.498 | 3598.421 | 3592.641 | 3576.025 | 3563.233 | 3540.764 | 3521.58
Region | Technology | 2023-24 | 2024-25 | 2025-26 | 2026-27 | 2027-28 | 2028-29 | 2029-30 | 2030-31 | 2031-32 | 2032-33 | 2033-34 | 2034-35 | 2035-36 | 2036-37 | 2037-38 | 2038-39 | 2039-40 | 2040-41 | 2041-42 | 2042-43 | 2043-44 | 2044-45 | 2045-46 | 2046-47 | 2047-48 | 2048-49 | 2049-50
SA1 | Distributed PV | 2721.0736 | 2952.4036 | 3178.229 | 3380.018 | 3575.1143 | 3766.8022 | 3959.2366 | 4151.598 | 4345.6836 | 4540.7188 | 4737.6385 | 4929.8701 | 5109.2393 | 5277.1929 | 5434.8308 | 5590.0872 | 5742.5081 | 5893.3201 | 6037.731 | 6182.434 | 6327.0782 | 6470.3066 | 6608.7163 | 6745.5179 | 6879.6508 | 7013.3702 | 7145.4031
SA1 | Behind the meter battery | 212.581 | 276.144 | 335.754 | 385.712 | 430.437 | 473.619 | 550.521 | 637.233 | 727.4 | 829.162 | 941.165 | 1047.02 | 1145.747 | 1232.744 | 1306.889 | 1367.354 | 1391.833 | 1402.348 | 1404.488 | 1403.319 | 1403.71 | 1400.492 | 1398.408 | 1392.55 | 1387.998 | 1379.539 | 1372.647
SA1 | Behind the meter battery pump | 212.581 | 276.144 | 335.754 | 385.712 | 430.437 | 473.619 | 550.521 | 637.233 | 727.4 | 829.162 | 941.165 | 1047.02 | 1145.747 | 1232.744 | 1306.889 | 1367.354 | 1391.833 | 1402.348 | 1404.488 | 1403.319 | 1403.71 | 1400.492 | 1398.408 | 1392.55 | 1387.998 | 1379.539 | 1372.647
Region | Technology | 2023-24 | 2024-25 | 2025-26 | 2026-27 | 2027-28 | 2028-29 | 2029-30 | 2030-31 | 2031-32 | 2032-33 | 2033-34 | 2034-35 | 2035-36 | 2036-37 | 2037-38 | 2038-39 | 2039-40 | 2040-41 | 2041-42 | 2042-43 | 2043-44 | 2044-45 | 2045-46 | 2046-47 | 2047-48 | 2048-49 | 2049-50
TAS1 | Distributed PV | 324.6353 | 370.2763 | 415.8856 | 458.1536 | 498.5443 | 538.3605 | 578.2282 | 618.3449 | 655.5487 | 693.0354 | 730.4671 | 766.5455 | 800.5998 | 834.4713 | 868.8634 | 903.8188 | 939.3267 | 975.0659 | 1010.4991 | 1045.9641 | 1081.7335 | 1117.566 | 1152.1139 | 1185.8689 | 1218.859 | 1251.1113 | 1282.6985
TAS1 | Behind the meter battery | 41.377 | 59.672 | 76.56 | 90.268 | 101.32 | 110.823 | 127.054 | 149.117 | 170.469 | 195.083 | 222.421 | 249.889 | 276.292 | 300.413 | 321.841 | 339.845 | 348.769 | 354.138 | 357.03 | 358.667 | 360.453 | 360.964 | 361.558 | 360.786 | 360.198 | 358.244 | 356.527
TAS1 | Behind the meter battery pump | 41.377 | 59.672 | 76.56 | 90.268 | 101.32 | 110.823 | 127.054 | 149.117 | 170.469 | 195.083 | 222.421 | 249.889 | 276.292 | 300.413 | 321.841 | 339.845 | 348.769 | 354.138 | 357.03 | 358.667 | 360.453 | 360.964 | 361.558 | 360.786 | 360.198 | 358.244 | 356.527

## O5A West_REZ Generation
Annual sent-out generation by REZ (GWh) - O5A West, Step Change Scenario
Note: the REZ generation includes generation from the existing, committed and anticipated renewables mapped to the relevant REZs
Explicitly modelled generation
Region | REZ | REZ Name | Technology | 2023-24 | 2024-25 | 2025-26 | 2026-27 | 2027-28 | 2028-29 | 2029-30 | 2030-31 | 2031-32 | 2032-33 | 2033-34 | 2034-35 | 2035-36 | 2036-37 | 2037-38 | 2038-39 | 2039-40 | 2040-41 | 2041-42 | 2042-43 | 2043-44 | 2044-45 | 2045-46 | 2046-47 | 2047-48 | 2048-49 | 2049-50
QLD | Q1 | Far North QLD | Solar | 0 | 0.0001841 | 0.00019814 | 0.00019761 | 0.00018595 | 0.00017055 | 0.00019236 | 0.00019766 | 0.00018724 | 0.00020909 | 0.00023975 | 0.0002379 | 0.00023418 | 0.00023703 | 0.00026006 | 0.00028189 | 0.00036505 | 0.00033634 | 0.0003694 | 0.0004147 | 0.00044483 | 0.00044222 | 0.00043739 | 0.00046974 | 0.0005169 | 0.00060283 | 0.00056875
QLD | Q2 | North Qld Clean Energy Hub | Solar | 220.9691 | 197.2023 | 216.2695 | 213.413 | 208.8413 | 193.8068 | 205.2895 | 201.9208 | 199.605 | 205.8481 | 198.0929 | 192.6036 | 191.7369 | 191.0234 | 68.6197 | 71.7025 | 62.9803 | 59.3345 | 63.2116 | 59.8348 | 58.8184 | 56.3316 | 64.1365 | 31.6019 | 31.6491 | 0.00071594 | 0.00070882
QLD | Q3 | Northern Qld | Solar | 1170.1146 | 1052.5083 | 1182.3957 | 1160.4608 | 1099.4727 | 1020.1818 | 1132.7171 | 1141.6967 | 1102.2585 | 1152.1449 | 1078.9249 | 1059.8563 | 1045.2488 | 1027.2186 | 927.4726 | 999.4106 | 964.1335 | 854.3872 | 982.193 | 1703.4897 | 1439.6925 | 1342.8493 | 1354.5503 | 2129.5792 | 2047.2516 | 2119.8439 | 1743.0348
QLD | Q4 | Isaac | Solar | 1574.7851 | 1426.4619 | 1554.8456 | 1581.3391 | 1500.9653 | 1428.7413 | 1593.1508 | 1589.0076 | 1597.0476 | 1629.0284 | 1531.3499 | 1460.041 | 1508.7357 | 1479.5716 | 1327.1143 | 1453.0241 | 1281.4581 | 1191.2339 | 1311.3076 | 2949.568 | 2834.3558 | 2674.8631 | 3371.3847 | 6634.7787 | 6983.7647 | 7554.6987 | 6872.2278
QLD | Q5 | Barcaldine | Solar | 35.5584 | 31.327 | 34.3029 | 34.6832 | 34.4648 | 44.7318 | 46.7482 | 46.2078 | 45.7801 | 47.0489 | 44.9847 | 42.518 | 43.7704 | 44.872 | 82.4415 | 85.1282 | 122.0355 | 116.6472 | 125.9218 | 116.8791 | 95.1 | 92.5649 | 115.8797 | 115.1223 | 115.9987 | 122.6411 | 118.8727
QLD | Q6 | Fitzroy | Solar | 844.4468 | 802.7394 | 900.1555 | 904.7913 | 880.8459 | 759.4004 | 863.2315 | 859.9793 | 1015.2249 | 2071.9272 | 2512.8886 | 2438.6751 | 2401.1485 | 2399.613 | 5560.4799 | 7823.9276 | 13128.6465 | 15100.8911 | 15903.6005 | 16454.7765 | 15752.8408 | 14974.623 | 14878.7794 | 13165.3885 | 14048.0506 | 14476.722 | 14184.6743
QLD | Q7 | Wide Bay | Solar | 1361.9189 | 1213.9702 | 1347.6267 | 1312.7237 | 1282.281 | 1138.0961 | 1246.4786 | 1253.1526 | 1326.6271 | 1301.4809 | 1256.1284 | 1246.9053 | 1212.5633 | 1223.2035 | 1073.6547 | 1141.619 | 1034.7289 | 1070.4329 | 2450.2693 | 4930.4787 | 4851.504 | 4543.8998 | 4606.8021 | 4149.3103 | 3835.9948 | 3993.4495 | 3910.8105
QLD | Q8 | Darling Downs | Solar | 3386.5061 | 3289.0567 | 3515.347 | 3633.8234 | 3556.1378 | 3422.0752 | 3710.5448 | 5220.4273 | 6039.2539 | 7308.2427 | 8828.922 | 10914.4885 | 11000.1486 | 10753.8618 | 9331.6781 | 10380.003 | 15202.5793 | 14778.6092 | 14850.0125 | 16340.8459 | 16323.8722 | 15591.5774 | 15643.5988 | 12867.3759 | 12799.8194 | 15982.2223 | 18552.0594
QLD | Q9 | Banana | Solar | 0 | 0.00026689 | 0.00050594 | 0.00056411 | 0.00056098 | 0.001117 | 53.6694 | 125.1071 | 291.024 | 289.459 | 302.3484 | 306.9195 | 300.0598 | 300.2677 | 350.7337 | 385.8048 | 2347.318 | 4415.2754 | 4628.3916 | 12605.528 | 12304.235 | 11885.751 | 11879.98 | 10577.198 | 12351.278 | 13447.651 | 15369.332
NSW | N1 | North West NSW | Solar | 434.2916 | 400.0812 | 409.7616 | 435.1556 | 404.9951 | 387.6901 | 406.1068 | 432.8535 | 422.8546 | 437.4516 | 421.9043 | 401.8697 | 413.0599 | 404.4072 | 372.4444 | 375.503 | 426.0723 | 420.9035 | 446.0425 | 413.4865 | 404.7467 | 408.3317 | 432.0683 | 393.3267 | 342.0417 | 341.2935 | 334.704
NSW | N2 | New England | Solar | 1206.1897 | 1172.5162 | 1196.8647 | 1251.951 | 1218.4856 | 1033.2742 | 1076.236 | 1841.3641 | 1898.7102 | 1866.0845 | 2156.4366 | 1974.8037 | 2095.1767 | 2691.7459 | 3650.8964 | 3663.1832 | 4440.6721 | 5625.6514 | 5757.9718 | 6411.7409 | 5738.5586 | 6060.3077 | 6217.8406 | 5163.3375 | 4382.8883 | 4462.4244 | 6643.9566
NSW | N3 | Central-West Orana | Solar | 2198.9014 | 2149.9573 | 4133.2983 | 4383.9177 | 4378.711 | 3761.2851 | 4890.5158 | 7795.1741 | 7887.7547 | 8618.593 | 9858.0608 | 10034.0517 | 10740.0615 | 10587.4501 | 8833.3355 | 10469.1244 | 14306.6908 | 14601.7333 | 14439.5618 | 15389.2607 | 16386.1741 | 17319.6959 | 17049.102 | 18419.4331 | 20124.3248 | 23648.0932 | 23394.4184
NSW | N4 | Broken Hill | Solar | 106.9864 | 79.84 | 92.1252 | 103.5408 | 109.8603 | 118.4577 | 113.4933 | 105.9912 | 105.8975 | 104.0845 | 99.0033 | 97.7611 | 99.3351 | 101.7948 | 242.8479 | 232.7338 | 253.9385 | 236.7045 | 265.4202 | 338.5277 | 416.2969 | 421.7732 | 478.106 | 434.6146 | 415.4083 | 441.1971 | 514.697
NSW | N5 | South West NSW | Solar | 1858.6546 | 1598.6517 | 1701.5816 | 2268.7344 | 2376.8866 | 2428.8648 | 2392.2916 | 2378.9161 | 2232.9161 | 2787.5703 | 2720.6067 | 2608.4073 | 2747.284 | 2788.8791 | 4940.1824 | 4829.1492 | 7202.1874 | 7354.67 | 8780.8272 | 8045.822 | 7592.0358 | 7976.4843 | 8426.0208 | 7926.0089 | 6941.6658 | 7173.1478 | 6973.6889
NSW | N6 | Wagga Wagga | Solar | 1566.4444 | 1496.7112 | 1445.6651 | 1545.2606 | 1584.5058 | 2574.2721 | 3788.0711 | 4016.3793 | 3874.1703 | 4043.8905 | 3924.5971 | 3772.5059 | 3896.1219 | 3944.2171 | 3520.3207 | 3686.4416 | 3753.2078 | 3289.9843 | 4877.0381 | 4436.4468 | 4159.4222 | 4303.4413 | 4567.6514 | 4729.5157 | 4390.1677 | 4365.5593 | 4129.6638
NSW | N7 | Tumut | Solar | 0 | 0 | 0 | 0 | 0 | 0 | 0 | 0 | 0 | 0 | 0 | 0 | 0 | 0 | 0 | 0 | 0 | 0 | 0 | 0 | 0 | 0 | 0 | 0 | 0 | 0 | 0
NSW | N8 | Cooma-Monaro | Solar | 0 | 0 | 0 | 0 | 0 | 0 | 0 | 0 | 0 | 0 | 0 | 0 | 0 | 0 | 0 | 0 | 0 | 0 | 0 | 0 | 0 | 0 | 0 | 0 | 0 | 0 | 0
VIC | V1 | Ovens Murray | Solar | 0 | 0.0006299 | 0.00063761 | 0.00071551 | 0.00068203 | 0.0006308 | 0.00071888 | 0.0012561 | 0.0011268 | 0.0021201 | 0.0020388 | 0.0019772 | 0.0019989 | 0.0020827 | 550.8711 | 583.1655 | 749.4 | 637.457 | 1937.0156 | 1845.894 | 1723.825 | 1884.2543 | 1864.4348 | 1691.7712 | 1721.3567 | 1761.9772 | 1608.8368
VIC | V2 | Murray River | Solar | 1251.7559 | 1030.8229 | 1083.1569 | 1085.4742 | 1032.8837 | 997.9187 | 970.6269 | 959.71 | 1253.4682 | 3586.1314 | 3445.1764 | 4025.2529 | 4099.408 | 4253.1379 | 4022.1906 | 4023.6358 | 4171.4718 | 4098.6975 | 4612.5287 | 5007.7169 | 4742.9856 | 4982.1872 | 5667.6424 | 5198.6956 | 5170.7544 | 5398.5743 | 5327.3679
VIC | V3 | Western Victoria | Solar | 0 | 0.00039661 | 0.00043325 | 0.0016657 | 0.0018002 | 0.0015313 | 0.0016948 | 0.0022441 | 0.0021064 | 0.010029 | 0.0098568 | 0.31702 | 0.31878 | 315.0983 | 584.5861 | 628.6496 | 649.0667 | 611.425 | 2407.7784 | 2372.6523 | 2242.7749 | 2478.6675 | 2686.8788 | 2048.9894 | 2153.9391 | 2651.0877 | 2500.6317
VIC | V4 | South West Victoria | Solar | 0 | 0 | 0 | 0 | 0 | 0 | 0 | 0 | 0 | 0 | 0 | 0 | 0 | 0 | 0 | 0 | 0 | 0 | 0 | 0 | 0 | 0 | 0 | 0 | 0 | 0 | 0
VIC | V5 | Gippsland | Solar | 0 | 0.00024331 | 0.00028699 | 0.00078965 | 0.00075481 | 0.00063591 | 0.00066616 | 0.00076661 | 0.00071571 | 0.0008277 | 0.00083308 | 0.0020981 | 0.0020826 | 0.0022916 | 0.0019002 | 0.0021522 | 459.3925 | 433.4138 | 853.3603 | 882.9336 | 4522.6997 | 4709.834 | 4707.2725 | 3833.0872 | 4015.9124 | 4440.6206 | 4184.3584
VIC | V6 | Central North VIC | Solar | 951.7921 | 854.6352 | 818.4699 | 846.2056 | 849.48 | 872.9568 | 877.4965 | 843.9393 | 769.2156 | 839.0828 | 806.5135 | 765.2018 | 799.9665 | 820.8593 | 775.7263 | 759.8911 | 766.2291 | 716.6449 | 751.0365 | 749.4637 | 1180.7678 | 1142.4963 | 1696.5725 | 1841.2713 | 1900.3734 | 2062.7167 | 2129.4381
SA | S1 | South East SA | Solar | 325.7144 | 285.5021 | 283.6453 | 275.6427 | 279.7285 | 271.6778 | 269.7001 | 254.7715 | 248.9335 | 281.5375 | 272.6371 | 258.8461 | 260.7631 | 276.0314 | 240.1473 | 256.7634 | 242.9249 | 213.345 | 163.3668 | 153.109 | 143.4297 | 145.5773 | 153.1602 | 141.3243 | 143.2035 | 146.5137 | 0.0042708
SA | S2 | Riverland | Solar | 46.4881 | 44.3895 | 46.9915 | 44.5819 | 46.1608 | 39.4828 | 40.743 | 41.2903 | 30.0697 | 731.7581 | 693.5628 | 943.2891 | 952.9356 | 1038.4831 | 1762.5275 | 1777.4713 | 1840.541 | 4994.581 | 6513.2334 | 5677.8287 | 5864.1605 | 5912.8928 | 6723.954 | 5251.8984 | 5036.869 | 5323.4507 | 5204.8916
SA | S3 | Mid-North SA | Solar | 0 | 0.00038457 | 0.00048457 | 0.00047353 | 0.00048693 | 0.00042132 | 0.00045616 | 0.00076943 | 0.00074182 | 0.00097886 | 0.00097006 | 0.0019581 | 0.0018716 | 0.0019862 | 0.0026748 | 0.0028251 | 0.0033055 | 0.002983 | 0.0030911 | 0.0045205 | 0.19269 | 0.18795 | 0.19417 | 0.16912 | 0.17803 | 0.1869 | 0.17788
SA | S4 | Yorke Peninsula | Solar | 0 | 0 | 0 | 0 | 0 | 0 | 0 | 0 | 0 | 0 | 0 | 0 | 0 | 0 | 0 | 0 | 0 | 0 | 0 | 0 | 0 | 0 | 0 | 0 | 0 | 0 | 0
SA | S5 | Northern SA | Solar | 822.2676 | 693.2813 | 718.7493 | 693.7934 | 694.1426 | 704.5259 | 667.6642 | 628.0064 | 635.2048 | 696.4072 | 653.1675 | 642.9042 | 647.8527 | 692.3027 | 625.567 | 624.075 | 580.6453 | 539.877 | 1766.4812 | 2221.9827 | 4382.0962 | 4015.5815 | 4503.8882 | 3746.5323 | 3477.694 | 3622.9773 | 3414.2446
SA | S6 | Leigh Creek | Solar | 0 | 0.00040818 | 0.00067129 | 0.00073858 | 0.00074927 | 0.00079748 | 0.0008686 | 0.0016416 | 0.001683 | 0.0017329 | 0.0015848 | 0.0031819 | 0.0030887 | 0.0032847 | 771.084 | 786.205 | 774.7319 | 724.7378 | 751.7619 | 791.7731 | 2296.6753 | 2353.7693 | 2607.499 | 2823.2341 | 2879.5444 | 3551.6016 | 3573.395
SA | S7 | Roxby Downs | Solar | 0 | 0.00050571 | 0.00090759 | 0.00089987 | 0.0009086 | 0.00081517 | 0.00083227 | 0.0017501 | 0.0017415 | 0.0028678 | 0.0027288 | 997.0703 | 1006.3964 | 1076.2723 | 1062.0668 | 1074.6257 | 1063.4086 | 961.8173 | 991.0817 | 949.5503 | 1048.7618 | 1040.9644 | 1134.0795 | 996.3866 | 947.7536 | 989.5499 | 965.7106
SA | S8 | Eastern Eyre Peninsula | Solar | 0 | 0.00026258 | 0.00031956 | 0.00030409 | 0.00032051 | 0.00026548 | 0.00030331 | 0.00046114 | 0.00043149 | 0.0005309 | 0.00054209 | 0.00086362 | 0.00080223 | 0.00087593 | 0.00080052 | 0.00086708 | 0.0013199 | 0.0011708 | 0.0011939 | 0.0017479 | 0.0022337 | 0.0021134 | 0.0022297 | 0.0018951 | 0.0020319 | 0.0022562 | 0.0021112
SA | S9 | Western Eyre Peninsula | Solar | 0 | 0.00034769 | 0.00048317 | 0.0004873 | 0.00049109 | 0.00042909 | 0.00045975 | 0.00078938 | 0.00077042 | 0.0014459 | 0.0013927 | 0.0023606 | 0.002228 | 0.0023285 | 0.003262 | 0.0034426 | 0.0062857 | 0.0117 | 0.012486 | 0.020899 | 0.032575 | 0.036709 | 0.037311 | 0.033945 | 0.034974 | 0.037282 | 0.035791
TAS | T1 | North East Tasmania | Solar | 0 | 0.00034018 | 0.00034771 | 0.00040972 | 0.00038246 | 0.00033435 | 0.000342 | 0.00046026 | 0.00041452 | 0.0006153 | 0.00063518 | 0.0010336 | 0.0010218 | 0.00099582 | 0.00088502 | 0.00092406 | 0.00096198 | 0.00079702 | 0.000881 | 0.00097161 | 0.0011363 | 0.001697 | 0.0016546 | 0.0016145 | 0.0016619 | 0.0038681 | 0.0034399
TAS | T2 | North West Tasmania | Solar | 0 | 0.00018701 | 0.00017788 | 0.00019913 | 0.00019312 | 0.00016105 | 0.00019161 | 0.00024501 | 0.00022996 | 0.00032981 | 0.0003603 | 0.00040719 | 0.00040128 | 0.00040251 | 0.00039387 | 0.00044286 | 0.00065144 | 226.3122 | 236.3585 | 263.0369 | 245.7819 | 261.0039 | 260.8775 | 222.4811 | 247.8216 | 251.5619 | 235.6608
TAS | T3 | Central Highlands | Solar | 0 | 0.00022275 | 0.00021693 | 0.00024627 | 0.00024479 | 0.00020668 | 0.00021096 | 0.00028739 | 0.0002707 | 0.00037086 | 0.00039423 | 0.00047563 | 0.00046732 | 0.00048359 | 0.00050709 | 0.00050508 | 0.00058532 | 0.0005088 | 0.00055222 | 0.00065113 | 0.00064358 | 0.00090256 | 0.00092099 | 0.00089098 | 0.00088266 | 0.0016734 | 0.00153
Region | REZ | REZ Name | Technology | 2023-24 | 2024-25 | 2025-26 | 2026-27 | 2027-28 | 2028-29 | 2029-30 | 2030-31 | 2031-32 | 2032-33 | 2033-34 | 2034-35 | 2035-36 | 2036-37 | 2037-38 | 2038-39 | 2039-40 | 2040-41 | 2041-42 | 2042-43 | 2043-44 | 2044-45 | 2045-46 | 2046-47 | 2047-48 | 2048-49 | 2049-50
QLD | Q1 | Far North QLD | Wind | 1305.1247 | 3068.3544 | 3324.9968 | 3462.3098 | 3553.7941 | 3353.3647 | 3469.3188 | 3766.5846 | 3777.0826 | 3868.0143 | 3358.8046 | 3477.0976 | 3640.8426 | 3751.0838 | 4470.617 | 4653.579 | 4608.911 | 4482.9338 | 4542.8219 | 4110.9485 | 4158.8144 | 4281.7669 | 4427.1397 | 4226.263 | 4352.5933 | 4372.4282 | 5031.9116
QLD | Q2 | North Qld Clean Energy Hub | Wind | 131.889 | 139.4664 | 159.5287 | 167.2129 | 170.3862 | 2831.4275 | 2750.1658 | 2694.3593 | 2744.8772 | 2612.693 | 2336.0693 | 2655.9571 | 2703.5647 | 2773.8937 | 2859.0177 | 2805.5878 | 2666.9801 | 2627.6132 | 2554.1445 | 2314.0597 | 4350.4379 | 4364.5869 | 4313.7206 | 4486.9344 | 4352.8244 | 4240.898 | 4179.45
QLD | Q3 | Northern Qld | Wind | 0 | 0 | 0 | 0 | 0 | 0 | 0 | 0 | 0 | 0 | 0 | 0 | 0 | 0 | 0 | 0 | 0 | 0 | 0 | 0 | 0 | 0 | 0 | 0 | 0 | 0 | 0
QLD | Q4 | Isaac | Wind | 0 | 0.0017084 | 0.0018299 | 0.0017589 | 0.0051174 | 3097.6535 | 3055.9679 | 3224.4895 | 3241.6399 | 3043.7065 | 2848.0389 | 2900.0101 | 2711.7082 | 3107.1908 | 2916.9688 | 2907.2685 | 2961.214 | 2877.1056 | 2781.5987 | 2642.6406 | 2609.5068 | 2403.8951 | 2757.3221 | 2738.4077 | 2680.8712 | 3438.6223 | 3433.2572
QLD | Q5 | Barcaldine | Wind | 0 | 0.0015436 | 0.0016464 | 0.0032492 | 0.009062 | 0.014676 | 0.014524 | 204.253 | 266.4457 | 280.108 | 285.0746 | 298.766 | 293.1809 | 305.1525 | 271.0754 | 268.6459 | 270.7738 | 277.7864 | 292.2832 | 281.8249 | 313.2652 | 307.1568 | 313.7499 | 281.0089 | 274.5333 | 286.328 | 288.291
QLD | Q6 | Fitzroy | Wind | 0 | 0.0064532 | 0.0067042 | 1569.113 | 2973.0095 | 3615.9865 | 3643.5375 | 3638.3446 | 3565.0466 | 3432.0544 | 4592.8869 | 4680.1482 | 4452.6234 | 4904.3464 | 10400.8994 | 10185.5443 | 9880.5075 | 9125.6655 | 9269.87 | 8820.9137 | 8950.418 | 8375.4231 | 9087.0894 | 11494.4297 | 11108.9716 | 11251.9642 | 10423.2703
QLD | Q7 | Wide Bay | Wind | 0 | 0.0012024 | 0.0012312 | 0.001344 | 0.0015296 | 510.0029 | 495.6244 | 487.7182 | 428.2351 | 469.5472 | 438.5627 | 437.324 | 424.6071 | 442.2138 | 479.9691 | 475.4899 | 456.2695 | 384.3499 | 432.6493 | 416.2068 | 409.8683 | 396.2372 | 410.9709 | 1102.1949 | 2593.529 | 2633.9827 | 2322.3677
QLD | Q8 | Darling Downs | Wind | 2604.09 | 4581.9414 | 4745.782 | 4756.4744 | 7653.7757 | 9670.6556 | 9550.7598 | 13835.5651 | 13395.9509 | 17229.4969 | 18963.3149 | 18295.4184 | 18104.5255 | 19134.9425 | 18897.2485 | 18465.3088 | 18539.9296 | 17331.9544 | 18079.4504 | 21011.7699 | 20402.8047 | 18778.2131 | 19706.5984 | 25188.5338 | 24328.5382 | 27464.2864 | 25490.5941
QLD | Q9 | Banana | Wind | 0 | 0.0010033 | 0.0010641 | 0.001225 | 0.0019876 | 512.0166 | 485.6835 | 502.4358 | 473.0204 | 477.9581 | 444.2805 | 447.8614 | 450.55 | 477.2968 | 474.5499 | 462.897 | 477.1526 | 968.366 | 1657.1656 | 1588.6378 | 1571.1492 | 1585.2358 | 1688.3228 | 4394.3467 | 4200.8918 | 4373.8582 | 4026.3661
NSW | N1 | North West NSW | Wind | 0 | 0 | 0 | 0 | 0 | 0 | 0 | 0 | 0 | 0 | 0 | 0 | 0 | 0 | 0 | 0 | 0 | 0 | 0 | 0 | 0 | 0 | 0 | 0 | 0 | 0 | 0
NSW | N2 | New England | Wind | 1497.641 | 1261.5594 | 1304.6753 | 1374.1718 | 10281.1003 | 14010.5167 | 12884.4952 | 12908.3736 | 12143.6511 | 12772.2121 | 12031.3378 | 12402.6965 | 17537.2961 | 19475.3904 | 22261.1054 | 20270.3695 | 20358.1752 | 17906.5468 | 19953.7074 | 18531.8583 | 18831.21 | 19404.428 | 19883.9923 | 21203.4204 | 18290.4024 | 18361.4924 | 16097.035
NSW | N3 | Central-West Orana | Wind | 382.9037 | 6814.4867 | 6563.8635 | 9493.9886 | 11044.3345 | 11116.1204 | 11684.7279 | 11180.7972 | 10815.7621 | 14947.1671 | 16510.1169 | 16029.0822 | 16746.3284 | 17125.7502 | 17300.8546 | 16988.1625 | 16035.6345 | 15780.3592 | 16466.9091 | 19485.7209 | 21413.8071 | 22305.5827 | 22829.3845 | 26771.3308 | 29469.7805 | 28616.489 | 27256.2078
NSW | N4 | Broken Hill | Wind | 633.0002 | 555.595 | 584.7222 | 634.3144 | 641.5153 | 624.8104 | 639.7594 | 649.2677 | 647.1306 | 624.9002 | 595.4791 | 593.9008 | 630.7299 | 631.1723 | 582.2764 | 588.4734 | 572.1363 | 696.8159 | 682.0883 | 713.5826 | 465.4936 | 508.3814 | 541.7372 | 730.6784 | 722.9047 | 707.9911 | 752.5632
NSW | N5 | South West NSW | Wind | 0 | 0.00023306 | 0.0016177 | 0.0016719 | 0.0016783 | 0.0016569 | 0.0021983 | 0.002625 | 0.0027853 | 0.0030947 | 0.0034607 | 0.0031159 | 0.0032746 | 0.0034788 | 0.0032575 | 0.0036002 | 0.0033539 | 0.0046184 | 0.0043336 | 0.34036 | 0.30728 | 0.4144 | 171.7692 | 163.7708 | 2458.5132 | 2384.2253 | 2541.8123
NSW | N6 | Wagga Wagga | Wind | 0 | 0.00082766 | 0.00078328 | 0.00088798 | 0.001056 | 0.0012809 | 0.0019716 | 0.0022604 | 0.0022725 | 0.0021471 | 0.0023353 | 0.0020749 | 0.0020951 | 0.002315 | 0.0020648 | 0.0025169 | 0.0024394 | 0.0030391 | 0.0028038 | 0.0052782 | 0.0045885 | 0.0047614 | 0.0054722 | 0.0052278 | 0.58553 | 0.58193 | 685.9208
NSW | N7 | Tumut | Wind | 0 | 0 | 0 | 0 | 0 | 0 | 0 | 0 | 0 | 0 | 0 | 0 | 0 | 0 | 0 | 0 | 0 | 0 | 0 | 0 | 0 | 0 | 0 | 0 | 0 | 0 | 0
NSW | N8 | Cooma-Monaro | Wind | 327.4013 | 1235.9315 | 1367.1511 | 1407.1476 | 1396.6733 | 1361.6759 | 1372.1723 | 1456.5907 | 1482.0258 | 1346.1439 | 1371.5826 | 1388.171 | 1430.709 | 1398.4563 | 1356.3693 | 1383.7771 | 1905.1385 | 1829.8112 | 1690.1072 | 2770.1453 | 2717.85 | 2785.2114 | 2678.4039 | 2665.3757 | 2672.8745 | 2792.7636 | 2645.1762
VIC | V1 | Ovens Murray | Wind | 0 | 0 | 0 | 0 | 0 | 0 | 0 | 0 | 0 | 0 | 0 | 0 | 0 | 0 | 0 | 0 | 0 | 0 | 0 | 0 | 0 | 0 | 0 | 0 | 0 | 0 | 0
VIC | V2 | Murray River | Wind | 0 | 0 | 0 | 0 | 0 | 0 | 0 | 0 | 0 | 0 | 0 | 0 | 0 | 0 | 0 | 0 | 0 | 0 | 0 | 0 | 0 | 0 | 0 | 0 | 0 | 0 | 0
VIC | V3 | Western Victoria | Wind | 3823.3311 | 3672.5594 | 3700.3291 | 3768.5941 | 6523.0703 | 7184.355 | 7635.93 | 7077.033 | 8127.1427 | 7469.8835 | 7253.545 | 6585.0746 | 7031.5727 | 7338.4321 | 7063.3744 | 7522.2946 | 7126.3778 | 7941.6235 | 7069.4996 | 7678.3475 | 7186.5989 | 7015.4725 | 7537.0836 | 9177.2353 | 9591.3553 | 9030.2921 | 9580.6351
VIC | V4 | South West Victoria | Wind | 5851.8506 | 6992.5677 | 7326.1085 | 8985.5813 | 9123.9408 | 8332.5573 | 9085.8805 | 8875.9692 | 10020.9965 | 8871.412 | 15388.1794 | 15239.4766 | 15785.0144 | 16432.5126 | 15990.1365 | 16606.8123 | 15705.2077 | 17161.4737 | 15287.851 | 15979.4933 | 15332.7447 | 15719.0181 | 13604.0037 | 12426.8181 | 13471.478 | 12558.6134 | 14071.7665
VIC | V5 | Gippsland | Wind | 0 | 1671.658 | 1670.5356 | 1668.3993 | 1667.2331 | 1617.6594 | 3482.025 | 5814.0516 | 6651.8405 | 5993.3082 | 6115.0956 | 5931.9216 | 6122.9179 | 6097.178 | 5819.3972 | 6158.0204 | 5932.2603 | 6737.7308 | 6059.7665 | 6286.8089 | 6104.0642 | 6253.7598 | 6175.7863 | 5906.634 | 6292.4312 | 6037.0767 | 6849.9544
VIC | V6 | Central North VIC | Wind | 0 | 0.0017907 | 0.0016858 | 0.0032292 | 0.003238 | 0.0039117 | 0.0038822 | 1008.6564 | 1013.7501 | 1116.4444 | 1075.0921 | 983.075 | 1061.7714 | 1115.666 | 1080.7761 | 1035.8953 | 1452.2515 | 1806.8248 | 1804.164 | 1970.0935 | 1689.5014 | 1885.0135 | 3003.4148 | 3625.247 | 3492.0697 | 3529.3545 | 3695.9154
SA | S1 | South East SA | Wind | 732.4175 | 2035.3963 | 1978.0139 | 3143.7376 | 3091.5797 | 2862.5007 | 3072.296 | 2756.4266 | 3233.893 | 2940.8611 | 3306.2482 | 2999.0396 | 3194.6736 | 3267.8262 | 2945.8211 | 3202.5489 | 2901.7308 | 3302.5491 | 2933.3113 | 3555.6648 | 3315.0938 | 3597.0684 | 3721.4693 | 3364.6504 | 3569.5074 | 3315.4329 | 3736.3624
SA | S2 | Riverland | Wind | 0 | 0.0010079 | 0.00094666 | 0.0014171 | 0.0013338 | 0.0012835 | 0.0015566 | 0.0020843 | 0.0023013 | 0.0024148 | 0.0029911 | 0.0026963 | 0.0030105 | 0.0030006 | 0.0027484 | 0.003407 | 0.0031973 | 0.003302 | 0.0028439 | 0.0040116 | 0.003594 | 0.0045517 | 0.0045661 | 0.0043245 | 0.0057271 | 0.0056357 | 0.006034
SA | S3 | Mid-North SA | Wind | 4101.7234 | 4025.8957 | 3835.7531 | 4283.5586 | 4240.2857 | 6544.2858 | 6708.1674 | 6446.9814 | 6769.7159 | 6793.4099 | 6605.7439 | 5904.625 | 6618.4987 | 6510.309 | 6435.0925 | 6530.4999 | 6403.9044 | 6777.1171 | 6463.76 | 7789.9507 | 6503.4449 | 7385.1698 | 7086.7096 | 6746.5203 | 7527.2186 | 8158.9556 | 9953.1627
SA | S4 | Yorke Peninsula | Wind | 242.3498 | 224.0838 | 217.7721 | 286.6393 | 291.3424 | 278.9284 | 301.4831 | 279.7999 | 322.5023 | 292.2503 | 307.2621 | 270.7545 | 298.7289 | 314.5783 | 284.4247 | 299.8218 | 273.3184 | 300.8858 | 264.6554 | 283.0036 | 254.0147 | 280.3304 | 296.6663 | 256.5091 | 263.5422 | 243.3133 | 258.4948
SA | S5 | Northern SA | Wind | 1290.2174 | 1256.1642 | 1260.601 | 1342.4664 | 1345.0611 | 1265.3038 | 1256.1485 | 1247.506 | 1272.1432 | 1182.5605 | 1216.3112 | 1166.9302 | 1286.9632 | 1326.8972 | 1195.1783 | 1221.0874 | 1210.2165 | 1197.7477 | 1080.3216 | 1119.4844 | 1085.5222 | 1185.6195 | 579.4341 | 454.9872 | 448.8665 | 466.0739 | 486.9665
SA | S6 | Leigh Creek | Wind | 0 | 0.002361 | 0.0023171 | 0.003131 | 0.002925 | 0.0085214 | 0.008865 | 0.0084498 | 0.0080009 | 0.0084408 | 0.0078596 | 0.007465 | 0.0078126 | 0.0077683 | 1872.9935 | 1882.6114 | 1776.8256 | 1690.3751 | 1699.9412 | 1621.371 | 1590.6177 | 1720.3321 | 1668.7495 | 6010.3695 | 6829.2075 | 6560.8926 | 6119.5075
SA | S7 | Roxby Downs | Wind | 0 | 0 | 0 | 0 | 0 | 0 | 0 | 0 | 0 | 0 | 0 | 0 | 0 | 0 | 0 | 0 | 0 | 0 | 0 | 0 | 0 | 0 | 0 | 0 | 0 | 0 | 0
SA | S8 | Eastern Eyre Peninsula | Wind | 313.5753 | 294.3771 | 299.4732 | 342.9723 | 337.1352 | 343.9948 | 343.8255 | 587.5099 | 617.1421 | 787.375 | 799.4362 | 716.0308 | 672.7531 | 695.6652 | 623.0546 | 658.0413 | 619.2084 | 643.7847 | 589.9784 | 612.4144 | 545.615 | 1226.1066 | 1281.5629 | 1161.091 | 1183.3079 | 1126.3923 | 1156.7719
SA | S9 | Western Eyre Peninsula | Wind | 0 | 0.0023217 | 0.0022092 | 0.0051069 | 0.0050841 | 0.0047104 | 0.0047467 | 0.01043 | 0.011155 | 0.023308 | 0.024095 | 0.02184 | 0.027846 | 0.028628 | 0.02572 | 0.026042 | 0.024377 | 0.061786 | 0.055142 | 0.058643 | 0.050918 | 0.14099 | 0.14478 | 0.12975 | 0.12801 | 0.12389 | 0.12752
TAS | T1 | North East Tasmania | Wind | 500.7795 | 746.4974 | 827.4629 | 780.5014 | 815.4395 | 766.0232 | 704.0442 | 693.3895 | 895.0165 | 905.0772 | 894.9387 | 963.6577 | 912.5629 | 995.8991 | 931.2204 | 887.2819 | 877.1846 | 947.7074 | 922.8632 | 929.0058 | 1006.556 | 974.4868 | 1034.9677 | 970.7804 | 920.879 | 915.4058 | 981.1567
TAS | T2 | North West Tasmania | Wind | 877.2252 | 838.2437 | 891.4871 | 953.1832 | 961.3339 | 1171.6537 | 1127.8503 | 1077.3776 | 5668.7938 | 5725.2268 | 5435.381 | 5517.2587 | 5692.2133 | 5825.497 | 5696.425 | 5536.8124 | 5378.8414 | 5905.9075 | 5791.8507 | 5557.1096 | 5661.0012 | 5845.5171 | 5917.4497 | 5789.3132 | 5616.4893 | 5464.4906 | 5982.9499
TAS | T3 | Central Highlands | Wind | 491.2284 | 2915.3077 | 3084.8679 | 3148.496 | 3997.3346 | 3764.8881 | 5806.1332 | 5735.0862 | 6069.7182 | 5999.8893 | 5649.0963 | 5885.8308 | 5969.4939 | 6303.5478 | 6007.514 | 5900.424 | 5807.7404 | 6296.278 | 6104.3127 | 5804.8342 | 6068.5775 | 5692.3313 | 5931.6522 | 5711.1696 | 5581.0484 | 5489.0706 | 5872.0428
Region | REZ | REZ Name | Technology | 2023-24 | 2024-25 | 2025-26 | 2026-27 | 2027-28 | 2028-29 | 2029-30 | 2030-31 | 2031-32 | 2032-33 | 2033-34 | 2034-35 | 2035-36 | 2036-37 | 2037-38 | 2038-39 | 2039-40 | 2040-41 | 2041-42 | 2042-43 | 2043-44 | 2044-45 | 2045-46 | 2046-47 | 2047-48 | 2048-49 | 2049-50
NSW | O1 | Hunter Coast | Offshore Wind | 0 | 0 | 0 | 0.00010733 | 0.0001143 | 0.00013529 | 0.00012224 | 0.00016581 | 0.00015262 | 0.00017061 | 0.0002257 | 0.00024556 | 0.00024316 | 0.00026071 | 0.00029717 | 0.00025658 | 0.00037416 | 0.0003498 | 0.00036015 | 0.0006308 | 0.00061761 | 0.00061745 | 0.00061405 | 0.00081159 | 0.00069314 | 0.00093498 | 0.00083983
NSW | O2 | Illawarra Coast | Offshore Wind | 0 | 0 | 0 | 0.00010625 | 0.00011023 | 0.00012841 | 0.00012539 | 0.00017893 | 0.0001713 | 0.00017433 | 0.00024298 | 0.00023833 | 0.00023561 | 0.00024178 | 0.00028509 | 0.00026018 | 0.00041785 | 0.00042334 | 0.00040166 | 0.00062711 | 0.00058889 | 0.00058337 | 0.00056013 | 0.00081126 | 0.0007328 | 0.0012561 | 0.0011999
VIC | O3 | Gippsland Coast | Offshore Wind | 0 | 0 | 0 | 0.00012813 | 0.00012483 | 0.00013233 | 0.00015601 | 0.000166 | 0.00019677 | 0.0001936 | 0.00023557 | 0.00025446 | 0.0002382 | 0.00027308 | 0.00032815 | 0.00037236 | 0.00037762 | 0.0005479 | 0.00048491 | 0.00097129 | 0.0010082 | 0.00096716 | 0.0010869 | 0.0015172 | 0.0026113 | 0.0024531 | 0.0045363
TAS | O4 | North West Tasmania Coast | Offshore Wind | 0 | 0 | 0 | 9.9231e-05 | 0.00011308 | 0.00012278 | 0.00013968 | 0.00013695 | 0.00017723 | 0.000184 | 0.00020457 | 0.0002176 | 0.00020935 | 0.00024054 | 0.00025493 | 0.00029561 | 0.00029089 | 0.00041206 | 0.00038926 | 0.00040213 | 0.00039264 | 0.00039183 | 0.00041056 | 0.00041137 | 0.00042471 | 0.00044849 | 0.0005084
VIC | O5 | Portland Coast | Offshore Wind | 0 | 0 | 0 | 0.000109 | 0.00011289 | 0.00011361 | 0.00014896 | 0.00015786 | 0.00017454 | 0.00016843 | 0.00019292 | 0.00021421 | 0.00019996 | 0.00024274 | 0.00023565 | 0.00033226 | 0.00036929 | 0.0004457 | 0.00038346 | 0.0005723 | 0.00074121 | 0.00069553 | 0.0014097 | 0.0013302 | 0.0059693 | 0.0055752 | 0.0064881
SA | O6 | South East SA Coast | Offshore Wind | 0 | 0 | 0 | 9.6327e-05 | 0.00010489 | 0.00010668 | 0.00013603 | 0.00013921 | 0.00017042 | 0.00016353 | 0.0001848 | 0.00018435 | 0.00018887 | 0.00022124 | 0.00020877 | 0.00026506 | 0.00029799 | 0.00036205 | 0.0003026 | 0.00033281 | 0.00035605 | 0.00035472 | 0.00039518 | 0.00038933 | 0.00049367 | 0.00051007 | 0.00058251

## O5A West_REZ Capacity
Capacity by REZ (MW) - O5A West, Step Change Scenario
Capacity calculated on 1 July. In early study years some wind and solar projects enter later in the financial year and are therefore reflected in the following financial year's capacity.
Note: the REZ capacity includes capacity from the existing, committed and anticipated renewables mapped to the relevant REZs
Explicitly modelled generation
Region | REZ | REZ Name | Technology | 2023-24 | 2024-25 | 2025-26 | 2026-27 | 2027-28 | 2028-29 | 2029-30 | 2030-31 | 2031-32 | 2032-33 | 2033-34 | 2034-35 | 2035-36 | 2036-37 | 2037-38 | 2038-39 | 2039-40 | 2040-41 | 2041-42 | 2042-43 | 2043-44 | 2044-45 | 2045-46 | 2046-47 | 2047-48 | 2048-49 | 2049-50
QLD | Q1 | Far North QLD | Solar | 0 | 0.00012014 | 0.00012031 | 0.00012195 | 0.0001226 | 0.00012733 | 0.0001283 | 0.0001303 | 0.00013173 | 0.00013463 | 0.00015121 | 0.00015523 | 0.00015559 | 0.00016318 | 0.0002014 | 0.0002033 | 0.00026096 | 0.00026162 | 0.00026244 | 0.00029715 | 0.00032247 | 0.00032326 | 0.00032987 | 0.00040563 | 0.00040643 | 0.00045423 | 0.00045494
QLD | Q2 | North Qld Clean Energy Hub | Solar | 83 | 83.0001 | 83.0001 | 83.0001 | 83.0001 | 83.0001 | 83.0001 | 83.0001 | 83.0001 | 83.0001 | 83.0002 | 83.0002 | 83.0002 | 83.0002 | 33.0002 | 33.0002 | 33.0003 | 33.0003 | 33.0003 | 33.0003 | 33.0003 | 33.0004 | 33.0004 | 18.0005 | 18.0005 | 0.00049542 | 0.00049636
QLD | Q3 | Northern Qld | Solar | 513.997 | 513.9972 | 513.9973 | 513.9973 | 513.9973 | 513.9992 | 513.9992 | 513.9992 | 513.9992 | 513.9992 | 513.9992 | 513.9992 | 513.9992 | 513.9992 | 514.0375 | 514.0375 | 574.0021 | 574.0021 | 574.0021 | 993.6624 | 865.6625 | 865.6625 | 865.6625 | 1594.9435 | 1484.5435 | 1484.5437 | 1351.9467
QLD | Q4 | Isaac | Solar | 684.9 | 684.9002 | 684.9003 | 684.9003 | 684.9003 | 684.9007 | 684.9008 | 684.9009 | 684.9009 | 684.9014 | 684.9014 | 684.9014 | 684.9014 | 684.9014 | 684.902 | 684.9027 | 684.9075 | 684.9075 | 684.9075 | 1606.7527 | 1606.7527 | 1564.2527 | 1996.2319 | 4261.2787 | 4261.2787 | 4584.2827 | 4426.7827
QLD | Q5 | Barcaldine | Solar | 14 | 14.0002 | 14.0003 | 14.0003 | 14.0003 | 20.5064 | 20.5064 | 20.5064 | 20.5064 | 20.5064 | 20.5064 | 20.5064 | 20.5064 | 20.5064 | 43.9928 | 43.9928 | 73.4813 | 73.4813 | 73.4813 | 73.4814 | 61.1438 | 61.1438 | 77.2525 | 90.174 | 90.174 | 91.946 | 91.9461
QLD | Q6 | Fitzroy | Solar | 401.5 | 401.5002 | 401.5003 | 401.5003 | 401.5003 | 401.5007 | 401.5012 | 401.5019 | 456.1718 | 923.3527 | 1111.5255 | 1111.5255 | 1111.5255 | 1111.5255 | 2989.4568 | 3724.9153 | 6710.989 | 7934.4985 | 7934.4985 | 7934.5 | 7934.5 | 7934.5 | 7934.5 | 7934.5 | 7934.5 | 7934.5 | 7934.5015
QLD | Q7 | Wide Bay | Solar | 619.03 | 619.0302 | 619.0302 | 619.0302 | 619.0302 | 619.0304 | 619.0304 | 619.0306 | 619.0307 | 619.031 | 619.031 | 619.0311 | 619.0311 | 619.0311 | 619.0362 | 619.0362 | 649.8694 | 721.7253 | 1455.8954 | 2819.03 | 2819.03 | 2819.03 | 2819.03 | 2819.03 | 2596.53 | 2596.5302 | 2613.3417
QLD | Q8 | Darling Downs | Solar | 1330.558 | 1476.5582 | 1476.5583 | 1476.5583 | 1476.5583 | 1613.6024 | 1613.6025 | 2306.5682 | 2536.4415 | 3196.9212 | 3903.7929 | 4910.4147 | 4910.4147 | 4789.4147 | 5042.6083 | 5064.9103 | 7768.2045 | 7768.2045 | 7768.2045 | 8347.558 | 8322.558 | 8163.958 | 8131.854 | 7882.5 | 7482.5 | 8633.921 | 10501.971
QLD | Q9 | Banana | Solar | 0 | 0.00016062 | 0.00025724 | 0.00029063 | 0.00029403 | 0.00064424 | 25.1942 | 59.3369 | 131.2199 | 131.22 | 141.8438 | 143.9899 | 143.9899 | 143.9899 | 201.2006 | 202.4002 | 1299.7067 | 2392.1406 | 2392.1406 | 6100 | 6100 | 6100 | 6100 | 6178.8345 | 6805.1553 | 7212.3496 | 8187.2817
NSW | N1 | North West NSW | Solar | 166 | 166.0003 | 166.0003 | 166.0003 | 166.01 | 173.5766 | 181.5887 | 185.3794 | 185.3794 | 187.2617 | 187.2617 | 187.2617 | 187.2617 | 187.2617 | 195.1562 | 204.3167 | 226.905 | 253.2934 | 256.8041 | 256.8041 | 266.9248 | 266.9248 | 266.9248 | 273.5891 | 275.868 | 275.868 | 275.868
NSW | N2 | New England | Solar | 555 | 555.0002 | 555.0002 | 555.0002 | 555.001 | 555.001 | 555.0017 | 910.8629 | 910.8629 | 910.8629 | 1028.5572 | 1028.5573 | 1028.5573 | 1371.3344 | 2287.0328 | 2287.033 | 2541.4314 | 3540.0002 | 3540.0002 | 4006.3196 | 3986.3196 | 3986.3196 | 3986.3196 | 3986.9224 | 3986.9224 | 3986.9224 | 6346.441
NSW | N3 | Central-West Orana | Solar | 826.979 | 906.9815 | 1772.1465 | 1772.1466 | 1773.0222 | 1773.0223 | 2267.4186 | 3372.3848 | 3372.3848 | 3763.0298 | 4385.9517 | 4506.42 | 4506.42 | 4506.42 | 4506.42 | 5228.441 | 6719.904 | 6920.3164 | 6920.3164 | 7654.9545 | 8256.7714 | 8256.7714 | 8256.7714 | 10416.868 | 11412.236 | 12194.184 | 11991.144
NSW | N4 | Broken Hill | Solar | 53 | 53.0001 | 53.0002 | 53.0002 | 53.0002 | 53.0005 | 53.0006 | 53.0007 | 53.0007 | 53.0007 | 53.0007 | 53.0023 | 53.0023 | 53.0023 | 138.4268 | 138.4268 | 186.2713 | 186.2713 | 186.2713 | 237.341 | 333.8484 | 333.8484 | 333.8484 | 333.8484 | 333.8484 | 333.8484 | 333.8485
NSW | N5 | South West NSW | Solar | 1246.4 | 1500.5 | 1500.5412 | 1500.5412 | 1500.5412 | 1500.5413 | 1500.5414 | 1500.5414 | 1500.5414 | 1690.609 | 1690.609 | 1690.609 | 1690.609 | 1690.609 | 2875.5922 | 2725.2925 | 4183.2652 | 4951.7745 | 5133.611 | 5133.611 | 5314.2 | 5314.2 | 5314.2 | 5314.2 | 5314.2 | 5314.2 | 4923.04
NSW | N6 | Wagga Wagga | Solar | 302.672 | 682.6722 | 682.6723 | 682.6723 | 682.6723 | 1235.0303 | 1710.672 | 1710.672 | 1710.672 | 1710.672 | 1710.672 | 1710.672 | 1710.672 | 1710.672 | 1710.6721 | 1710.6721 | 1710.6722 | 1710.6724 | 2267.5635 | 2267.5635 | 2299.9191 | 2299.9191 | 2299.9192 | 2643.5407 | 2643.5407 | 2643.5407 | 2643.5407
NSW | N7 | Tumut | Solar | 0 | 0 | 0 | 0 | 0 | 0 | 0 | 0 | 0 | 0 | 0 | 0 | 0 | 0 | 0 | 0 | 0 | 0 | 0 | 0 | 0 | 0 | 0 | 0 | 0 | 0 | 0
NSW | N8 | Cooma-Monaro | Solar | 0 | 0 | 0 | 0 | 0 | 0 | 0 | 0 | 0 | 0 | 0 | 0 | 0 | 0 | 0 | 0 | 0 | 0 | 0 | 0 | 0 | 0 | 0 | 0 | 0 | 0 | 0
VIC | V1 | Ovens Murray | Solar | 0 | 0.0003906 | 0.00039411 | 0.00042689 | 0.00042709 | 0.00043194 | 0.00046024 | 0.00075105 | 0.00075123 | 0.0012303 | 0.0012305 | 0.0012319 | 0.0012322 | 0.0012708 | 302.0909 | 302.0911 | 361.2654 | 361.2656 | 1000.0002 | 1000.0002 | 1000.0002 | 1000.0002 | 1000.0003 | 1000.0005 | 1000.0006 | 1000.0006 | 1000.0006
VIC | V2 | Murray River | Solar | 679.093 | 679.0931 | 679.0931 | 679.0932 | 679.0932 | 679.0932 | 679.0932 | 679.0933 | 679.0938 | 1774.713 | 1774.713 | 2128.0082 | 2128.0082 | 2130.425 | 2387.569 | 2387.5692 | 2652.3998 | 2694.8216 | 2694.8216 | 3120.9035 | 3304.3013 | 3304.3013 | 3273.1983 | 3405.849 | 3449.299 | 3396.2576 | 3473.7326
VIC | V3 | Western Victoria | Solar | 0 | 0.00030521 | 0.00032265 | 0.0010954 | 0.0011144 | 0.0011223 | 0.0011516 | 0.0014838 | 0.0014841 | 0.0061907 | 0.0061913 | 0.18756 | 0.18756 | 167.9845 | 400 | 400.0001 | 400.0002 | 400.0002 | 1491.4593 | 1491.4593 | 1491.4596 | 1491.4597 | 1491.4597 | 1491.4597 | 1491.4597 | 1827.9658 | 1827.9658
VIC | V4 | South West Victoria | Solar | 0 | 0 | 0 | 0 | 0 | 0 | 0 | 0 | 0 | 0 | 0 | 0 | 0 | 0 | 0 | 0 | 0 | 0 | 0 | 0 | 0 | 0 | 0 | 0 | 0 | 0 | 0
VIC | V5 | Gippsland | Solar | 0 | 0.00019741 | 0.00021072 | 0.00053552 | 0.00053569 | 0.00053722 | 0.0005424 | 0.0005703 | 0.00057083 | 0.00062779 | 0.00063096 | 0.0014539 | 0.0014579 | 0.0015718 | 0.0016291 | 0.0017756 | 268.3898 | 268.391 | 500.0004 | 500.0022 | 2474 | 2474 | 2474 | 2474 | 2474 | 2474 | 2474
VIC | V6 | Central North VIC | Solar | 402.48 | 402.4802 | 402.4802 | 402.4805 | 402.4805 | 402.4805 | 402.4805 | 402.4807 | 402.4807 | 402.4808 | 402.4808 | 402.4811 | 402.4811 | 402.4812 | 402.4838 | 402.4838 | 402.4914 | 402.4914 | 402.4914 | 420.8333 | 880.9873 | 770.5073 | 1159.9952 | 1441.1931 | 1502.9263 | 1656.4133 | 1729.788
SA | S1 | South East SA | Solar | 155.16 | 155.1602 | 155.1603 | 155.1603 | 155.1603 | 155.1603 | 155.1603 | 155.1604 | 155.1604 | 155.1607 | 155.1607 | 155.1608 | 155.1608 | 155.1608 | 155.161 | 155.161 | 155.1615 | 155.1617 | 108.0037 | 108.0037 | 108.0038 | 108.0038 | 108.0038 | 108.0038 | 108.0038 | 108.0038 | 0.0037944
SA | S2 | Riverland | Solar | 25.26 | 25.2603 | 25.2604 | 25.2604 | 25.2604 | 25.2604 | 25.2604 | 25.2608 | 19.1408 | 371.8293 | 371.8293 | 514.6793 | 514.6793 | 514.6793 | 1117.6288 | 1117.6288 | 1222.765 | 3539.1232 | 3882.1542 | 3882.1542 | 4007.3798 | 4007.3798 | 3999.9998 | 3999.9998 | 4000 | 4000 | 4000
SA | S3 | Mid-North SA | Solar | 0 | 0.00024324 | 0.00028954 | 0.00029116 | 0.00029256 | 0.00029484 | 0.00030501 | 0.00048174 | 0.00048222 | 0.00060628 | 0.00060737 | 0.0011866 | 0.0011869 | 0.0011898 | 0.0019282 | 0.0019341 | 0.0022759 | 0.0022801 | 0.0022814 | 0.0033191 | 0.14163 | 0.14163 | 0.14163 | 0.14163 | 0.14163 | 0.14168 | 0.14169
SA | S4 | Yorke Peninsula | Solar | 0 | 0 | 0 | 0 | 0 | 0 | 0 | 0 | 0 | 0 | 0 | 0 | 0 | 0 | 0 | 0 | 0 | 0 | 0 | 0 | 0 | 0 | 0 | 0 | 0 | 0 | 0
SA | S5 | Northern SA | Solar | 349.2 | 349.2002 | 349.2003 | 349.2003 | 349.2003 | 349.2003 | 349.2003 | 349.2005 | 349.2005 | 349.2008 | 349.2008 | 349.2013 | 349.2013 | 349.2013 | 349.2035 | 349.2035 | 349.218 | 349.3003 | 1107.3669 | 1542.5347 | 3249.1976 | 2979.1976 | 2979.1976 | 2979.1976 | 2899.9976 | 2899.9976 | 2899.9976
SA | S6 | Leigh Creek | Solar | 0 | 0.00023635 | 0.00034922 | 0.00038176 | 0.00038274 | 0.00044555 | 0.00047227 | 0.00089057 | 0.00089104 | 0.00090598 | 0.00090637 | 0.0017683 | 0.0017686 | 0.0017743 | 444.1829 | 444.1829 | 466.6304 | 466.6304 | 466.6304 | 557.6937 | 1585.4827 | 1606.9988 | 1606.9988 | 1949.9418 | 1991.0151 | 2511.372 | 2542.218
SA | S7 | Roxby Downs | Solar | 0 | 0.00027239 | 0.00044047 | 0.00044344 | 0.00044405 | 0.00044791 | 0.00044918 | 0.00090079 | 0.00090121 | 0.0014391 | 0.0014395 | 499.9973 | 499.9973 | 499.9973 | 602.6981 | 602.6981 | 638.0472 | 638.0473 | 638.0473 | 645.7079 | 746.5359 | 746.5359 | 746.5359 | 746.5359 | 746.5359 | 746.9298 | 746.9298
SA | S8 | Eastern Eyre Peninsula | Solar | 0 | 0.00017903 | 0.00020191 | 0.00020326 | 0.0002052 | 0.00020675 | 0.00022144 | 0.0003084 | 0.0003089 | 0.00036437 | 0.00036669 | 0.00055427 | 0.0005545 | 0.00056074 | 0.00064764 | 0.00065485 | 0.00096457 | 0.00096743 | 0.00096886 | 0.0013742 | 0.0017491 | 0.0017495 | 0.00175 | 0.001754 | 0.0017562 | 0.0018117 | 0.0018171
SA | S9 | Western Eyre Peninsula | Solar | 0 | 0.00021631 | 0.00027576 | 0.00028507 | 0.0002862 | 0.00028868 | 0.00029722 | 0.00047599 | 0.00047674 | 0.00082523 | 0.00082579 | 0.0013443 | 0.0013445 | 0.0013471 | 0.002285 | 0.0022918 | 0.0043897 | 0.008875 | 0.0088829 | 0.016285 | 0.030175 | 0.030175 | 0.030176 | 0.03018 | 0.030181 | 0.030248 | 0.030261
TAS | T1 | North East Tasmania | Solar | 0 | 0.00022183 | 0.0002225 | 0.00025221 | 0.00025279 | 0.00025482 | 0.00025952 | 0.00033258 | 0.00033351 | 0.00045018 | 0.00045128 | 0.00068651 | 0.0006873 | 0.00069007 | 0.00071344 | 0.00072479 | 0.00074509 | 0.00074592 | 0.00075968 | 0.00077773 | 0.00090466 | 0.0012659 | 0.0012678 | 0.0013819 | 0.0013842 | 0.0029853 | 0.0029866
TAS | T2 | North West Tasmania | Solar | 0 | 0.00014265 | 0.00014296 | 0.00015441 | 0.00015584 | 0.00015641 | 0.00017137 | 0.00021227 | 0.00021452 | 0.00028768 | 0.00028864 | 0.00033196 | 0.00033299 | 0.00033694 | 0.00038848 | 0.00040433 | 0.00059106 | 149.9985 | 149.9985 | 149.9985 | 149.9985 | 149.9985 | 149.9985 | 149.9985 | 149.9985 | 149.9985 | 149.9985
TAS | T3 | Central Highlands | Solar | 0 | 0.00016118 | 0.0001614 | 0.00017725 | 0.00017919 | 0.00018184 | 0.00018752 | 0.00023536 | 0.00023795 | 0.00030309 | 0.00030529 | 0.00036705 | 0.00036775 | 0.00037457 | 0.00046175 | 0.00046683 | 0.00051434 | 0.00051579 | 0.00052944 | 0.00056817 | 0.00059088 | 0.00078147 | 0.00078368 | 0.0008683 | 0.00087078 | 0.0014698 | 0.0014719
Region | REZ | REZ Name | Technology | 2023-24 | 2024-25 | 2025-26 | 2026-27 | 2027-28 | 2028-29 | 2029-30 | 2030-31 | 2031-32 | 2032-33 | 2033-34 | 2034-35 | 2035-36 | 2036-37 | 2037-38 | 2038-39 | 2039-40 | 2040-41 | 2041-42 | 2042-43 | 2043-44 | 2044-45 | 2045-46 | 2046-47 | 2047-48 | 2048-49 | 2049-50
QLD | Q1 | Far North QLD | Wind | 337.318 | 829.3715 | 829.3715 | 829.3716 | 829.3716 | 829.3716 | 829.3716 | 875.5135 | 875.5136 | 905.7538 | 907.319 | 907.319 | 907.319 | 907.319 | 1170.634 | 1170.634 | 1170.634 | 1170.634 | 1170.634 | 1219.1154 | 1134.5096 | 1134.5096 | 1134.5096 | 1173.2736 | 1173.2737 | 1154.5941 | 1395.3773
QLD | Q2 | North Qld Clean Energy Hub | Wind | 43.2 | 51.1462 | 51.1462 | 51.1462 | 51.1463 | 747.3328 | 747.3328 | 747.3328 | 747.3328 | 747.3328 | 755.4528 | 779.7813 | 779.7814 | 779.7815 | 798.2181 | 798.2181 | 798.2181 | 798.2181 | 798.2181 | 800.2539 | 1362.9169 | 1362.9169 | 1319.7169 | 1330.2574 | 1330.2574 | 1330.2577 | 1330.2577
QLD | Q3 | Northern Qld | Wind | 0 | 0 | 0 | 0 | 0 | 0 | 0 | 0 | 0 | 0 | 0 | 0 | 0 | 0 | 0 | 0 | 0 | 0 | 0 | 0 | 0 | 0 | 0 | 0 | 0 | 0 | 0
QLD | Q4 | Isaac | Wind | 0 | 0.00072796 | 0.00072836 | 0.00075772 | 0.0018099 | 1000.0007 | 1000.0007 | 1000.0017 | 1000.0017 | 1000.0017 | 1000.0017 | 1000.0017 | 1000.0017 | 1000.0018 | 1000.0018 | 1000.0018 | 1000.0018 | 1000.0018 | 1000.0018 | 1000.0018 | 1000.0018 | 1000.0018 | 1000.0018 | 1000.0547 | 1000.0547 | 1256.1715 | 1256.1715
QLD | Q5 | Barcaldine | Wind | 0 | 0.000679 | 0.00067991 | 0.0012759 | 0.0032374 | 0.0058856 | 0.0058904 | 76.9783 | 99.3108 | 101.1803 | 113.4876 | 113.4876 | 113.4876 | 113.4876 | 113.4876 | 113.4876 | 113.4876 | 116.1527 | 116.1528 | 120.0311 | 129.5109 | 129.5109 | 129.5109 | 129.5118 | 129.5118 | 129.5118 | 129.5118
QLD | Q6 | Fitzroy | Wind | 0 | 0.0023289 | 0.002331 | 521.7652 | 900.0005 | 1126.0776 | 1126.0776 | 1126.0787 | 1126.0787 | 1126.0788 | 1650.9953 | 1650.9953 | 1650.9953 | 1650.9953 | 3499.9998 | 3499.9998 | 3499.9998 | 3499.9998 | 3499.9998 | 3499.9998 | 3499.9998 | 3499.9998 | 3499.9998 | 4153.4614 | 4153.4614 | 4153.4614 | 4153.4614
QLD | Q7 | Wide Bay | Wind | 0 | 0.00057586 | 0.00057678 | 0.00062919 | 0.0006985 | 181.4494 | 181.4494 | 181.4494 | 181.4494 | 181.4494 | 181.4494 | 181.4494 | 181.4494 | 181.4494 | 181.4495 | 181.4495 | 181.4495 | 181.4495 | 181.4495 | 181.4495 | 181.4495 | 181.4495 | 181.4495 | 458.5004 | 1100.0001 | 1100.0002 | 1100.0002
QLD | Q8 | Darling Downs | Wind | 753 | 1540.3768 | 1540.3768 | 1540.3773 | 2325.999 | 3060.9106 | 3093.8449 | 4584.6421 | 4584.6421 | 5831.368 | 6525.9971 | 6525.9971 | 6525.9971 | 6525.9971 | 6525.9971 | 6525.9971 | 6525.9971 | 6525.9971 | 6525.9971 | 7613.2996 | 7613.2996 | 7160.2996 | 7160.2996 | 9358.1954 | 9358.1954 | 9951.0996 | 9951.0996
QLD | Q9 | Banana | Wind | 0 | 0.00050937 | 0.00050981 | 0.00058289 | 0.00086091 | 187.1355 | 187.1356 | 187.1356 | 187.1356 | 187.136 | 187.136 | 187.136 | 187.136 | 187.1363 | 187.1369 | 187.1369 | 187.1369 | 401.8068 | 674.9089 | 674.9089 | 674.9089 | 674.9089 | 674.9089 | 1847.8242 | 1847.8242 | 1847.8242 | 1847.8242
NSW | N1 | North West NSW | Wind | 0 | 0 | 0 | 0 | 0 | 0 | 0 | 0 | 0 | 0 | 0 | 0 | 0 | 0 | 0 | 0 | 0 | 0 | 0 | 0 | 0 | 0 | 0 | 0 | 0 | 0 | 0
NSW | N2 | New England | Wind | 442.48 | 442.4895 | 454.3133 | 454.3133 | 3233.8286 | 4027.9861 | 4034.6135 | 4081.2526 | 4081.2526 | 4081.2526 | 4081.2526 | 4310.613 | 5914.3328 | 6597.035 | 7115.06 | 6942.58 | 6942.58 | 6942.58 | 7003.032 | 7029.8936 | 7400 | 7400 | 7400 | 7400 | 7400 | 7400 | 7400
NSW | N3 | Central-West Orana | Wind | 113.19 | 2230.5611 | 2230.5611 | 3113.1898 | 3543.7676 | 3543.7676 | 3778.233 | 3778.2332 | 3778.2332 | 5147.948 | 5741.885 | 5741.885 | 5741.885 | 5741.885 | 5741.885 | 5741.885 | 5741.8853 | 5940.2183 | 6056.7994 | 7371.334 | 8442.9146 | 8442.9146 | 8442.915 | 9555.2 | 10769.19 | 10769.19 | 10656
NSW | N4 | Broken Hill | Wind | 198.94 | 198.9405 | 198.9405 | 198.9407 | 198.9407 | 198.9411 | 198.942 | 198.9446 | 198.9446 | 201.9955 | 201.9955 | 201.9955 | 201.9955 | 201.9955 | 201.9956 | 201.9956 | 201.9956 | 253.7179 | 253.7179 | 275.4142 | 214.764 | 214.7645 | 228.4513 | 316.202 | 316.2021 | 316.2021 | 316.2021
NSW | N5 | South West NSW | Wind | 0 | 0.00010115 | 0.00073425 | 0.00076347 | 0.00076838 | 0.00078641 | 0.00098287 | 0.0012038 | 0.0012389 | 0.0014438 | 0.0015899 | 0.001594 | 0.0015987 | 0.0016346 | 0.0016736 | 0.0017755 | 0.0017827 | 0.0024158 | 0.0024208 | 0.15612 | 0.15613 | 0.19219 | 70.345 | 70.345 | 1100.1732 | 1100.1732 | 1100.1732
NSW | N6 | Wagga Wagga | Wind | 0 | 0.00042511 | 0.00042575 | 0.00046102 | 0.00052068 | 0.0006573 | 0.0009385 | 0.0010933 | 0.0010983 | 0.0011093 | 0.0011464 | 0.0011476 | 0.0011523 | 0.0011686 | 0.0011815 | 0.0013581 | 0.0013927 | 0.0017466 | 0.0017484 | 0.0029549 | 0.0029559 | 0.0029625 | 0.0031419 | 0.0032473 | 0.28683 | 0.2869 | 300.0024
NSW | N7 | Tumut | Wind | 0 | 0 | 0 | 0 | 0 | 0 | 0 | 0 | 0 | 0 | 0 | 0 | 0 | 0 | 0 | 0 | 0 | 0 | 0 | 0 | 0 | 0 | 0 | 0 | 0 | 0 | 0
NSW | N8 | Cooma-Monaro | Wind | 113 | 372.2393 | 411.3239 | 411.3239 | 411.324 | 411.324 | 413.0001 | 413.0002 | 413.0002 | 413.0002 | 413.0002 | 413.0002 | 413.0002 | 413.0002 | 413.0003 | 419.2155 | 541.6179 | 520.4161 | 520.4161 | 828 | 828 | 828 | 828 | 828 | 828 | 828 | 828
VIC | V1 | Ovens Murray | Wind | 0 | 0 | 0 | 0 | 0 | 0 | 0 | 0 | 0 | 0 | 0 | 0 | 0 | 0 | 0 | 0 | 0 | 0 | 0 | 0 | 0 | 0 | 0 | 0 | 0 | 0 | 0
VIC | V2 | Murray River | Wind | 0 | 0 | 0 | 0 | 0 | 0 | 0 | 0 | 0 | 0 | 0 | 0 | 0 | 0 | 0 | 0 | 0 | 0 | 0 | 0 | 0 | 0 | 0 | 0 | 0 | 0 | 0
VIC | V3 | Western Victoria | Wind | 1934.5 | 1934.5005 | 1934.5005 | 1934.5006 | 2199.4491 | 2555.473 | 2634.5014 | 2634.5018 | 2634.5018 | 2634.5018 | 2582.0022 | 2390.0022 | 2390.0022 | 2390.0022 | 2539.8691 | 2539.8691 | 2539.8691 | 2539.8692 | 2539.8692 | 2752.5373 | 2667.9494 | 2355.9494 | 2469.1421 | 3594.9503 | 3426.2708 | 3547.0501 | 3405.5677
VIC | V4 | South West Victoria | Wind | 2023.21 | 2405.0722 | 2405.0722 | 2810.6739 | 2810.6739 | 2810.674 | 2885.4982 | 2982.181 | 2982.181 | 2982.1811 | 4967.2945 | 4967.2945 | 4967.2945 | 4967.2945 | 5398.51 | 4978.51 | 4978.51 | 4856.26 | 4856.26 | 4836.76 | 4644.16 | 4644.16 | 3780.6 | 3780.6 | 3780.6 | 3780.6 | 3780.6
VIC | V5 | Gippsland | Wind | 0 | 500.0005 | 500.0005 | 500.0029 | 500.0029 | 500.0031 | 1115.3085 | 1999.9998 | 1999.9999 | 2000 | 2000 | 2000 | 2000 | 2000 | 2000 | 2000 | 2000 | 2000 | 2000 | 2000 | 2000 | 2000 | 2000 | 2000 | 2000 | 2000 | 2000
VIC | V6 | Central North VIC | Wind | 0 | 0.00076041 | 0.00076052 | 0.0013014 | 0.0013059 | 0.0016186 | 0.0016283 | 371.8859 | 371.8859 | 400.0019 | 400.0019 | 400.0019 | 400.0019 | 400.002 | 400.002 | 400.0044 | 570.1665 | 697.3214 | 697.3214 | 786.1087 | 786.1087 | 786.1088 | 1223.8468 | 1600 | 1600 | 1600 | 1600
SA | S1 | South East SA | Wind | 324.5 | 759.022 | 759.022 | 1065.2467 | 1065.2467 | 1065.2467 | 1124.5008 | 1079.6444 | 1079.6444 | 1079.6444 | 1180.3917 | 1180.3917 | 1099.8917 | 1104.1789 | 1104.1789 | 1107.0209 | 1107.0209 | 1085.921 | 1085.921 | 1286.2042 | 1327.0632 | 1327.0632 | 1327.0632 | 1327.0632 | 1378.2692 | 1378.2692 | 1390.7461
SA | S2 | Riverland | Wind | 0 | 0.00052509 | 0.00052524 | 0.00066994 | 0.00067401 | 0.00069624 | 0.0007937 | 0.0011 | 0.0011087 | 0.0012741 | 0.0015041 | 0.0015102 | 0.0015345 | 0.0015523 | 0.0015738 | 0.0018389 | 0.0018529 | 0.0018771 | 0.0018803 | 0.0024061 | 0.0024174 | 0.0027396 | 0.0027989 | 0.0028929 | 0.0036146 | 0.00374 | 0.0037461
SA | S3 | Mid-North SA | Wind | 1343.1 | 1343.1017 | 1343.1017 | 1343.1074 | 1343.1075 | 2143.7415 | 2216.2873 | 2216.2886 | 2216.2886 | 2310.8739 | 2212.1739 | 2212.1739 | 2140.7739 | 2108.069 | 2188.2035 | 2188.2841 | 2269.261 | 2323.6215 | 2323.6215 | 2738.7656 | 2524.8656 | 2524.8657 | 2394.0657 | 2394.0659 | 2696.4556 | 3090.733 | 3602.5676
SA | S4 | Yorke Peninsula | Wind | 90.75 | 90.7524 | 90.7524 | 104.7095 | 104.7097 | 104.7097 | 105.3499 | 108.758 | 108.758 | 108.7581 | 108.7581 | 108.7581 | 108.7581 | 108.7581 | 108.7581 | 108.7581 | 108.7581 | 108.7582 | 108.7582 | 108.7582 | 108.7583 | 108.7668 | 108.7668 | 108.7668 | 108.7669 | 108.7669 | 108.7906
SA | S5 | Northern SA | Wind | 422.4 | 422.4 | 422.4 | 422.4 | 422.4 | 422.4 | 422.4 | 422.4 | 422.4 | 422.4 | 422.4 | 422.4 | 422.4 | 422.4 | 422.4 | 422.4 | 422.4 | 422.4 | 422.4 | 422.4 | 422.4 | 422.4 | 210 | 210 | 210 | 210 | 210
SA | S6 | Leigh Creek | Wind | 0 | 0.00086363 | 0.00086396 | 0.0010599 | 0.0010672 | 0.0028541 | 0.0029794 | 0.0030095 | 0.0030104 | 0.0030362 | 0.0030381 | 0.0030447 | 0.0030471 | 0.0030757 | 600.0075 | 600.0075 | 600.0075 | 600.0075 | 600.0075 | 600.0075 | 600.0075 | 600.0075 | 600.0075 | 2119.8285 | 2399.9985 | 2399.9985 | 2399.9985
SA | S7 | Roxby Downs | Wind | 0 | 0 | 0 | 0 | 0 | 0 | 0 | 0 | 0 | 0 | 0 | 0 | 0 | 0 | 0 | 0 | 0 | 0 | 0 | 0 | 0 | 0 | 0 | 0 | 0 | 0 | 0
SA | S8 | Eastern Eyre Peninsula | Wind | 136 | 136.001 | 136.001 | 136.0025 | 136.0025 | 136.0025 | 136.0026 | 219.2251 | 219.2251 | 295.175 | 295.175 | 295.175 | 225.1858 | 225.1858 | 225.1858 | 225.1858 | 225.1858 | 225.1859 | 225.1859 | 225.1859 | 225.1859 | 457.5128 | 457.5129 | 457.5129 | 457.5129 | 457.513 | 457.513
SA | S9 | Western Eyre Peninsula | Wind | 0 | 0.00085968 | 0.0008602 | 0.0017048 | 0.0017282 | 0.0017575 | 0.0017708 | 0.0039913 | 0.0039953 | 0.0089833 | 0.0090501 | 0.0090601 | 0.010408 | 0.010424 | 0.01044 | 0.010444 | 0.010447 | 0.026039 | 0.026041 | 0.026074 | 0.026091 | 0.061096 | 0.061106 | 0.061128 | 0.06114 | 0.061148 | 0.061157
TAS | T1 | North East Tasmania | Wind | 168 | 229.7462 | 229.7462 | 229.7462 | 229.7462 | 229.7462 | 229.7462 | 229.7463 | 282.1057 | 282.8803 | 282.8803 | 282.8803 | 282.8803 | 282.8803 | 282.8803 | 282.8803 | 282.8803 | 282.8803 | 282.8803 | 282.8804 | 282.8804 | 282.8804 | 282.8804 | 282.8804 | 282.8804 | 282.8804 | 282.8804
TAS | T2 | North West Tasmania | Wind | 251.6 | 251.6026 | 251.6026 | 251.6027 | 251.6029 | 326.6077 | 326.6079 | 326.6088 | 1363.2339 | 1363.234 | 1363.234 | 1363.234 | 1363.234 | 1363.234 | 1363.234 | 1363.234 | 1363.234 | 1363.234 | 1363.234 | 1363.234 | 1363.234 | 1363.234 | 1363.234 | 1363.2342 | 1363.2343 | 1363.2343 | 1363.2343
TAS | T3 | Central Highlands | Wind | 144 | 665.1541 | 665.1541 | 674.9279 | 814.8859 | 815.243 | 1277.0192 | 1284.6595 | 1307.9608 | 1307.9608 | 1307.9608 | 1307.9608 | 1307.9608 | 1307.9608 | 1310.4965 | 1310.4965 | 1310.4965 | 1315.3656 | 1315.3656 | 1315.3657 | 1315.3657 | 1171.3657 | 1171.3657 | 1171.3658 | 1171.3658 | 1171.3658 | 1171.3658
Region | REZ | REZ Name | Technology | 2023-24 | 2024-25 | 2025-26 | 2026-27 | 2027-28 | 2028-29 | 2029-30 | 2030-31 | 2031-32 | 2032-33 | 2033-34 | 2034-35 | 2035-36 | 2036-37 | 2037-38 | 2038-39 | 2039-40 | 2040-41 | 2041-42 | 2042-43 | 2043-44 | 2044-45 | 2045-46 | 2046-47 | 2047-48 | 2048-49 | 2049-50
NSW | O1 | Hunter Coast | Offshore Wind | 0 | 0 | 0 | 0 | 0 | 0 | 0 | 0 | 0 | 0 | 0 | 0 | 0 | 0.00010447 | 0.00011575 | 0.00011593 | 0.0001509 | 0.00015817 | 0.00016298 | 0.00025542 | 0.0002583 | 0.00025882 | 0.00026074 | 0.00032317 | 0.00032363 | 0.00038878 | 0.00038916
NSW | O2 | Illawarra Coast | Offshore Wind | 0 | 0 | 0 | 0 | 0 | 0 | 0 | 0 | 0 | 0 | 0 | 0 | 0 | 0 | 0.00011226 | 0.0001126 | 0.00016051 | 0.00017262 | 0.00017285 | 0.00023927 | 0.00024069 | 0.00024092 | 0.00024174 | 0.00032585 | 0.00032689 | 0.00049569 | 0.00049809
VIC | O3 | Gippsland Coast | Offshore Wind | 0 | 0 | 0 | 0 | 0 | 0 | 0 | 0 | 0 | 0 | 0 | 0 | 0 | 0.00010377 | 0.00012324 | 0.00013492 | 0.00014571 | 0.00019017 | 0.00019294 | 0.00033985 | 0.00035658 | 0.0003582 | 0.00039294 | 0.00053096 | 0.00088238 | 0.00088519 | 0.0014191
TAS | O4 | North West Tasmania Coast | Offshore Wind | 0 | 0 | 0 | 0 | 0 | 0 | 0 | 0 | 0 | 0 | 0 | 0 | 0 | 0 | 0 | 0.00010546 | 0.00011377 | 0.00016457 | 0.00016522 | 0.000167 | 0.0001679 | 0.00016889 | 0.00016964 | 0.00017056 | 0.00017303 | 0.00019315 | 0.00020433
VIC | O5 | Portland Coast | Offshore Wind | 0 | 0 | 0 | 0 | 0 | 0 | 0 | 0 | 0 | 0 | 0 | 0 | 0 | 0 | 0.00010217 | 0.00012482 | 0.00014697 | 0.00016607 | 0.00016672 | 0.00022517 | 0.00028501 | 0.00028544 | 0.00049332 | 0.00050299 | 0.0019126 | 0.0019321 | 0.0020639
SA | O6 | South East SA Coast | Offshore Wind | 0 | 0 | 0 | 0 | 0 | 0 | 0 | 0 | 0 | 0 | 0 | 0 | 0 | 0 | 0 | 0.00010757 | 0.00012812 | 0.00014222 | 0.00014269 | 0.0001497 | 0.00016505 | 0.0001655 | 0.00017727 | 0.0001862 | 0.00021641 | 0.00023929 | 0.00024527

## O5A West_VOM Cost
VOM cost by technology ($000s) - O5A West, Step Change Scenario
VOM | Real June 2021 dollars discounted to 1 July 2021
Explicitly modelled generation
Region | Technology | 2023-24 | 2024-25 | 2025-26 | 2026-27 | 2027-28 | 2028-29 | 2029-30 | 2030-31 | 2031-32 | 2032-33 | 2033-34 | 2034-35 | 2035-36 | 2036-37 | 2037-38 | 2038-39 | 2039-40 | 2040-41 | 2041-42 | 2042-43 | 2043-44 | 2044-45 | 2045-46 | 2046-47 | 2047-48 | 2048-49 | 2049-50
NEM | Black Coal | 331356.6831 | 274922.2285 | 254552.5134 | 223958.3005 | 168449.7825 | 133626.638 | 114530.7677 | 82916.3795 | 75793.061 | 63944.1315 | 38428.274 | 36372.188 | 30180.2613 | 27825.8105 | 27766.4617 | 24870.61 | 6862.1326 | 2583.708 | 2388.8222 | 0 | 0 | 0 | 0 | 0 | 0 | 0 | 0
NEM | Brown Coal | 106908.947 | 88685.329 | 78543.071 | 58367.8215 | 55673.3755 | 44146.604 | 26579.622 | 16424.9965 | 12378.764 | 0 | 0 | 0 | 0 | 0 | 0 | 0 | 0 | 0 | 0 | 0 | 0 | 0 | 0 | 0 | 0 | 0 | 0
NEM | CCGT | 14275.7993 | 10333.3987 | 19171.087 | 22994.959 | 22292.7494 | 24712.8401 | 27098.0707 | 30320.6327 | 25383.4426 | 23463.941 | 29893.2476 | 32367.3129 | 23067.8996 | 19733.3973 | 14509.9596 | 15343.3344 | 13339.3419 | 10796.4627 | 8553.5573 | 9491.3216 | 7102.9795 | 5382.6256 | 2774.6144 | 1936.9111 | 1809.1184 | 1694.7445 | 1640.0704
NEM | Gas - Steam | 238.997 | 219.07 | 654.0244 | 295.6124 | 186.0625 | 376.8904 | 296.5068 | 1475.2336 | 250.4358 | 513.7566 | 424.3459 | 706.0868 | 401.4508 | 529.4033 | 554.824 | 568.2033 | 0 | 0 | 0 | 0 | 0 | 0 | 0 | 0 | 0 | 0 | 0
NEM | OCGT / Diesel | 1874.9377 | 1533.531 | 3107.3335 | 3166.3049 | 2177.6197 | 3066.2119 | 2405.4544 | 9104.0417 | 4113.4295 | 6355.0539 | 10456.5945 | 17098.5257 | 9765.3778 | 11845.8026 | 9069.0025 | 7583.7364 | 18198.3147 | 14629.9681 | 7611.7105 | 9666.3648 | 14134.3962 | 6958.7519 | 8794.9423 | 8830.7384 | 4094.5182 | 6256.856 | 5495.4856
NEM | Hydro | 115828.4553 | 99746.3572 | 96485.5918 | 88496.0828 | 71001.2843 | 82838.5809 | 84503.5379 | 77856.2042 | 69897.0818 | 63298.9053 | 65436.0312 | 63140.7931 | 54940.8948 | 47852.6538 | 53682.7198 | 46330.0447 | 40602.5194 | 37102.8157 | 33750.4234 | 36011.1896 | 34164.1266 | 30204.3211 | 27396.7251 | 33952.0473 | 30370.2676 | 28841.5672 | 26371.1162
NEM | Hydrogen Turbine | 0 | 0 | 0 | 0 | 0 | 0 | 0 | 0 | 0 | 0 | 0 | 0 | 0 | 0 | 0 | 0 | 0 | 0 | 0 | 0 | 0 | 0 | 0 | 0 | 0 | 0 | 0
NEM | Wind | 2522.7047 | 3883.6195 | 3772.3865 | 4216.1366 | 5294.6825 | 5946.9747 | 5917.5227 | 6021.5893 | 6192.0991 | 6139.0834 | 6258.7468 | 5853.2153 | 5923.6964 | 5859.1181 | 5871.5982 | 5499.6364 | 5123.6539 | 4876.5099 | 4573.3077 | 4565.1197 | 4346.7966 | 4169.4325 | 4013.9416 | 4312.9228 | 4208.0841 | 4009.3891 | 3809.23
NEM | Solar PV | 1829.4759 | 1600.0225 | 1738.4854 | 1734.4616 | 1628.9895 | 1507.9915 | 1633.3385 | 1878.2966 | 1851.5693 | 2134.222 | 2166.1419 | 2211.5709 | 2160.4665 | 2089.6495 | 2147.4756 | 2251.2973 | 2869.0219 | 2978.9371 | 3243.7464 | 3555.9895 | 3534.4 | 3349.3212 | 3297.3571 | 2950.8439 | 2840.3771 | 2964.513 | 2886.7895
NEM | Grid Battery | 36.7082 | 34.464 | 117.8615 | 190.3478 | 393.065 | 710.8143 | 699.4563 | 809.0526 | 748.6147 | 1326.7701 | 1217.8351 | 1111.6817 | 1203.1147 | 1146.561 | 1071.0973 | 1034.2291 | 1502.0887 | 1526.8563 | 2084.8483 | 2257.8811 | 2170.6105 | 2188.7865 | 2125.8134 | 1714.8994 | 1556.4224 | 1665.3117 | 1525.6894
NEM | Pumped Hydro | 3582.9833 | 5586.7941 | 5292.9164 | 8804.2994 | 10914.172 | 16370.2329 | 17142.6737 | 22154.52 | 21546.8603 | 19483.0609 | 20515.7711 | 19595.8059 | 19568.5982 | 19510.7181 | 16813.5882 | 15236.6401 | 13399.0752 | 9510.8371 | 10097.8896 | 9817.3547 | 8184.7382 | 6987.2121 | 6699.0113 | 8182.0215 | 5988.3721 | 5573.6437 | 4128.2364
NEM | VPP | 19.3674 | 36.6176 | 61.7738 | 85.3797 | 109.2161 | 127.3178 | 160.1309 | 184.1933 | 200.4837 | 223.3429 | 248.7549 | 264.8596 | 292.9269 | 315.0025 | 314.1364 | 322.854 | 332.7948 | 319.8977 | 329.3039 | 319.8601 | 307.3596 | 311.7698 | 315.9132 | 293.7873 | 285.0636 | 287.0795 | 274.6567
Total excluding storage |  | 578475.0589 | 486581.4321 | 463497.0444 | 412309.7063 | 338120.9991 | 313431.0964 | 280967.0815 | 249145.14 | 218355.8418 | 186882.2676 | 175045.7429 | 178722.0399 | 147504.6871 | 136708.1169 | 131800.8633 | 119040.5855 | 102228.9432 | 84325.9925 | 72633.6094 | 75685.0811 | 73945.4071 | 59552.2205 | 55418.3184 | 62174.1718 | 51152.2236 | 51293.1047 | 46131.2743
Region | Technology | 2023-24 | 2024-25 | 2025-26 | 2026-27 | 2027-28 | 2028-29 | 2029-30 | 2030-31 | 2031-32 | 2032-33 | 2033-34 | 2034-35 | 2035-36 | 2036-37 | 2037-38 | 2038-39 | 2039-40 | 2040-41 | 2041-42 | 2042-43 | 2043-44 | 2044-45 | 2045-46 | 2046-47 | 2047-48 | 2048-49 | 2049-50
NSW1 | Black Coal | 166026.777 | 131190.333 | 114394.2452 | 102623.101 | 67124.3975 | 58270.366 | 46071.599 | 37558.3415 | 34909.491 | 33523.345 | 17167.0605 | 16729.0595 | 13916.5395 | 11754.424 | 12406.4165 | 11698.3495 | 0 | 0 | 0 | 0 | 0 | 0 | 0 | 0 | 0 | 0 | 0
NSW1 | Brown Coal | 0 | 0 | 0 | 0 | 0 | 0 | 0 | 0 | 0 | 0 | 0 | 0 | 0 | 0 | 0 | 0 | 0 | 0 | 0 | 0 | 0 | 0 | 0 | 0 | 0 | 0 | 0
NSW1 | CCGT | 91.8096 | 40.2739 | 1858.7364 | 3867.6405 | 4148.0192 | 3384.8088 | 5357.395 | 5155.617 | 4463.6185 | 3857.3682 | 5517.4975 | 6157.062 | 3798.983 | 3733.8525 | 3836.1452 | 4296.532 | 4105.2445 | 3055.619 | 2493.6682 | 2842.6065 | 0 | 0 | 0 | 0 | 0 | 0 | 0
NSW1 | Gas - Steam | 0 | 0 | 0 | 0 | 0 | 0 | 0 | 0 | 0 | 0 | 0 | 0 | 0 | 0 | 0 | 0 | 0 | 0 | 0 | 0 | 0 | 0 | 0 | 0 | 0 | 0 | 0
NSW1 | OCGT / Diesel | 65.7221 | 31.3535 | 167.4794 | 183.7059 | 112.1436 | 15.5024 | 0.29639 | 352.4874 | 60.5471 | 354.8379 | 440.2423 | 1905.2332 | 1034.075 | 1430.0519 | 772.6544 | 766.9747 | 3622.6375 | 3576.3489 | 1860.5499 | 1916.7123 | 3439.3359 | 1359.5213 | 1981.3449 | 1471.2699 | 1214.3334 | 1254.2159 | 1465.1418
NSW1 | Hydro | 13509.5704 | 17872.4564 | 17674.6143 | 16893.2009 | 13344.044 | 18154.0879 | 14576.5704 | 14025.5797 | 12564.9674 | 10594.4173 | 12339.4664 | 12189.5807 | 10719.9363 | 8941.0837 | 11738.7481 | 9394.5546 | 7865.8351 | 7166.1722 | 6195.2781 | 6869.1068 | 6658.7941 | 5734.0192 | 4642.0714 | 6851.0145 | 6326.2549 | 5982.9572 | 5494.2478
NSW1 | Hydrogen Turbine | 0 | 0 | 0 | 0 | 0 | 0 | 0 | 0 | 0 | 0 | 0 | 0 | 0 | 0 | 0 | 0 | 0 | 0 | 0 | 0 | 0 | 0 | 0 | 0 | 0 | 0 | 0
NSW1 | Wind | 524.0129 | 1146.563 | 1104.8887 | 1292.3087 | 1957.0974 | 2047.7439 | 1888.2325 | 1782.53 | 1679.0791 | 1817.3914 | 1766.4173 | 1681.1478 | 1879.072 | 1863.6168 | 1852.7768 | 1652.7988 | 1563.5371 | 1389.7903 | 1375.4436 | 1387.6122 | 1367.421 | 1345.0347 | 1302.2691 | 1359.9386 | 1333.9646 | 1231.4941 | 1110.4645
NSW1 | Solar PV | 772.0909 | 687.3906 | 812.249 | 850.1387 | 813.1032 | 773.6696 | 887.0695 | 1081.7412 | 1017.4156 | 1041.3956 | 1053.8795 | 980.9194 | 984.9718 | 956.7148 | 942.0255 | 961.3085 | 1179.3911 | 1156.9611 | 1198.9347 | 1149.6823 | 1076.8912 | 1074.469 | 1037.4573 | 974.3758 | 907.4156 | 949.378 | 933.5592
NSW1 | Grid Battery | 1.8088 | 2.0847 | 85.5528 | 160.0893 | 364.8363 | 421.9437 | 425.9192 | 435.3046 | 391.6672 | 566.1736 | 500.4979 | 442.4867 | 457.0142 | 425.1264 | 379.0947 | 359.2702 | 594.4679 | 535.9321 | 646.1215 | 588.2808 | 523.892 | 590.6883 | 532.8817 | 462.4657 | 369.4499 | 426.9663 | 398.6052
NSW1 | Pumped Hydro | 731.6593 | 1378.7792 | 1323.9042 | 3684.3904 | 5889.7759 | 13744.3697 | 14123.158 | 18330.535 | 18028.9402 | 16543.311 | 17567.041 | 16930.5491 | 16702.4538 | 16865.5454 | 15148.9389 | 13267.1533 | 11507.8723 | 7919.5269 | 8591.9604 | 8377.6318 | 6894.3719 | 5778.6344 | 5693.312 | 7352.8422 | 5272.3182 | 4819.6916 | 3481.1398
NSW1 | VPP | 5.0833 | 11.0653 | 19.4393 | 27.0204 | 34.4458 | 40.3075 | 50.9139 | 60.1512 | 66.7685 | 76.4075 | 86.4348 | 92.4838 | 103.5594 | 109.7709 | 110.3296 | 113.1842 | 117.2867 | 112.5761 | 115.1598 | 111.5666 | 105.6683 | 109.4007 | 108.8518 | 101.5081 | 97.8056 | 100.2292 | 97.7835
Total excluding storage |  | 181728.5343 | 152360.2997 | 137441.1094 | 129581.5957 | 93787.863 | 96852.7996 | 83381.1539 | 78782.2875 | 73182.4945 | 68374.6474 | 56438.5373 | 57108.5222 | 49596.6049 | 46080.1864 | 47187.1296 | 42510.1257 | 30556.2722 | 24912.9266 | 22477.1161 | 23243.1992 | 20066.3744 | 15991.7677 | 15298.1883 | 18573.4148 | 15521.5423 | 14764.9323 | 12980.9418
Region | Technology | 2023-24 | 2024-25 | 2025-26 | 2026-27 | 2027-28 | 2028-29 | 2029-30 | 2030-31 | 2031-32 | 2032-33 | 2033-34 | 2034-35 | 2035-36 | 2036-37 | 2037-38 | 2038-39 | 2039-40 | 2040-41 | 2041-42 | 2042-43 | 2043-44 | 2044-45 | 2045-46 | 2046-47 | 2047-48 | 2048-49 | 2049-50
QLD1 | Black Coal | 165329.9061 | 143731.8955 | 140158.2682 | 121335.1995 | 101325.385 | 75356.272 | 68459.1687 | 45358.038 | 40883.57 | 30420.7865 | 21261.2135 | 19643.1285 | 16263.7218 | 16071.3865 | 15360.0452 | 13172.2605 | 6862.1326 | 2583.708 | 2388.8222 | 0 | 0 | 0 | 0 | 0 | 0 | 0 | 0
QLD1 | Brown Coal | 0 | 0 | 0 | 0 | 0 | 0 | 0 | 0 | 0 | 0 | 0 | 0 | 0 | 0 | 0 | 0 | 0 | 0 | 0 | 0 | 0 | 0 | 0 | 0 | 0 | 0 | 0
QLD1 | CCGT | 6918.0233 | 5488.0968 | 10266.6296 | 14650.709 | 14455.8014 | 15979.0443 | 16895.5387 | 18844.3582 | 17215.9966 | 15512.2268 | 19951.9996 | 20620.5814 | 16009.1504 | 12285.3323 | 10673.8144 | 11046.8024 | 9234.0974 | 7740.8437 | 6059.8891 | 6648.7151 | 7102.9795 | 5382.6256 | 2774.6144 | 1936.9111 | 1809.1184 | 1694.7445 | 1640.0704
QLD1 | Gas - Steam | 0 | 0 | 0 | 0 | 0 | 0 | 0 | 0 | 0 | 0 | 0 | 0 | 0 | 0 | 0 | 0 | 0 | 0 | 0 | 0 | 0 | 0 | 0 | 0 | 0 | 0 | 0
QLD1 | OCGT / Diesel | 23.4959 | 0.0045929 | 23.3582 | 153.5435 | 193.6975 | 126.1008 | 34.8862 | 2605.6192 | 2003.4645 | 1922.4993 | 5694.5974 | 6414.8309 | 4498.7751 | 5990.3112 | 2447.2125 | 1506.1955 | 4693.9339 | 3696.7802 | 1547.7495 | 2809.4226 | 3185.3689 | 1920.1207 | 2791.1299 | 2671.5154 | 912.3183 | 2207.6994 | 1501.2593
QLD1 | Hydro | 4790.0865 | 4543.7626 | 4413.3306 | 4012.6389 | 3877.3512 | 3737.0359 | 3508.1708 | 3298.1574 | 3115.5882 | 2959.4803 | 2781.1245 | 2611.93 | 2458.9808 | 2335.1955 | 684.5124 | 603.6483 | 463.6772 | 406.5826 | 370.0031 | 0 | 0 | 0 | 0 | 0 | 0 | 0 | 0
QLD1 | Hydrogen Turbine | 0 | 0 | 0 | 0 | 0 | 0 | 0 | 0 | 0 | 0 | 0 | 0 | 0 | 0 | 0 | 0 | 0 | 0 | 0 | 0 | 0 | 0 | 0 | 0 | 0 | 0 | 0
QLD1 | Wind | 353.4783 | 645.598 | 647.0333 | 740.6929 | 1012.3021 | 1579.7315 | 1487.7747 | 1704.4236 | 1588.7652 | 1696.8327 | 1702.1136 | 1611.6854 | 1505.8866 | 1519.8973 | 1685.4523 | 1574.9021 | 1479.333 | 1339.0221 | 1320.5854 | 1300.8748 | 1281.9477 | 1148.0612 | 1147.8025 | 1375.8799 | 1302.6406 | 1330.1555 | 1198.2427
QLD1 | Solar PV | 751.5871 | 664.0944 | 687.3978 | 658.5583 | 604.6952 | 535.7323 | 561.7892 | 627.8064 | 662.3885 | 756.6672 | 807.1152 | 856.5403 | 814.4639 | 759.8603 | 773.2741 | 875.397 | 1267.838 | 1322.1885 | 1344.0425 | 1744.1033 | 1606.6187 | 1452.8001 | 1397.8084 | 1266.7656 | 1262.698 | 1322.6579 | 1319.8979
QLD1 | Grid Battery | 4.693 | 4.4297 | 4.281 | 4.1112 | 3.8972 | 266.5589 | 252.6462 | 318.4912 | 304.9502 | 535.6318 | 522.2 | 492.1434 | 470.45 | 455.7721 | 374.4635 | 374.0941 | 607.7042 | 584.9567 | 782.0413 | 1119.01 | 1003.8281 | 927.94 | 899.5478 | 716.8463 | 708.229 | 749.2501 | 709.6804
QLD1 | Pumped Hydro | 2851.324 | 4208.0149 | 3969.0111 | 5119.9075 | 5024.3945 | 2625.8617 | 3019.5139 | 3815.7458 | 3507.7507 | 2825.2551 | 2836.6473 | 2568.2845 | 2747.3243 | 2530.5498 | 1539.5636 | 1852.5509 | 1769.0558 | 1481.1643 | 1406.2224 | 1351.7041 | 1205.3966 | 1115.1275 | 913.7378 | 750.4585 | 641.2882 | 681.9739 | 582.5623
QLD1 | VPP | 4.4912 | 9.0148 | 15.1806 | 22.4777 | 28.7952 | 35.026 | 45.8591 | 54.5904 | 60.265 | 66.8901 | 75.7895 | 82.2569 | 88.3421 | 95.1268 | 93.0881 | 97.2022 | 99.7623 | 99.0024 | 98.5746 | 99.1632 | 97.3795 | 94.337 | 94.9641 | 90.6904 | 88.5592 | 85.8358 | 84.4538
Total excluding storage |  | 181027.0854 | 159294.9112 | 160184.4902 | 146697.8385 | 126526.3192 | 100241.3634 | 94265.3475 | 76627.2303 | 69342.7389 | 56696.2699 | 55632.8006 | 54901.3813 | 44857.0949 | 42043.4319 | 33631.4261 | 31103.053 | 26477.5345 | 19254.2485 | 15317.9302 | 15072.9932 | 15483.519 | 12041.012 | 10019.6049 | 8809.0671 | 6724.8517 | 8072.3171 | 7036.1668
Region | Technology | 2023-24 | 2024-25 | 2025-26 | 2026-27 | 2027-28 | 2028-29 | 2029-30 | 2030-31 | 2031-32 | 2032-33 | 2033-34 | 2034-35 | 2035-36 | 2036-37 | 2037-38 | 2038-39 | 2039-40 | 2040-41 | 2041-42 | 2042-43 | 2043-44 | 2044-45 | 2045-46 | 2046-47 | 2047-48 | 2048-49 | 2049-50
VIC1 | Black Coal | 0 | 0 | 0 | 0 | 0 | 0 | 0 | 0 | 0 | 0 | 0 | 0 | 0 | 0 | 0 | 0 | 0 | 0 | 0 | 0 | 0 | 0 | 0 | 0 | 0 | 0 | 0
VIC1 | Brown Coal | 106908.947 | 88685.329 | 78543.071 | 58367.8215 | 55673.3755 | 44146.604 | 26579.622 | 16424.9965 | 12378.764 | 0 | 0 | 0 | 0 | 0 | 0 | 0 | 0 | 0 | 0 | 0 | 0 | 0 | 0 | 0 | 0 | 0 | 0
VIC1 | CCGT | 0 | 0 | 0 | 0 | 0 | 0 | 0 | 0 | 0 | 0 | 0 | 0 | 0 | 0 | 0 | 0 | 0 | 0 | 0 | 0 | 0 | 0 | 0 | 0 | 0 | 0 | 0
VIC1 | Gas - Steam | 35.8782 | 37.0041 | 135.6298 | 295.6124 | 186.0625 | 376.8904 | 296.5068 | 1475.2336 | 250.4358 | 513.7566 | 424.3459 | 706.0868 | 401.4508 | 529.4033 | 554.824 | 568.2033 | 0 | 0 | 0 | 0 | 0 | 0 | 0 | 0 | 0 | 0 | 0
VIC1 | OCGT / Diesel | 222.8559 | 143.8525 | 340.6903 | 1190.3725 | 650.4885 | 1064.7119 | 669.238 | 2847.3647 | 447.0379 | 2053.7344 | 1645.1872 | 4675.7211 | 2199.6363 | 2169.5968 | 3304.1539 | 2711.206 | 6307.8486 | 5024.0549 | 2705.7928 | 3112.6455 | 5317.8388 | 3270.8096 | 3687.6513 | 4499.7187 | 1860.2207 | 2583.7653 | 2320.9569
VIC1 | Hydro | 18151.8882 | 20865.0905 | 20378.2861 | 18314.9345 | 14483.0669 | 20652.723 | 16313.0107 | 13343.8948 | 12635.2195 | 10897.2352 | 12715.7645 | 12381.7702 | 11189.5253 | 8849.7954 | 12711.4486 | 10060.5049 | 8248.7845 | 7789.1912 | 6737.7796 | 7846.3476 | 7673.4344 | 6906.9009 | 5476.8003 | 7827.4722 | 7422.6885 | 7034.017 | 6637.1188
VIC1 | Hydrogen Turbine | 0 | 0 | 0 | 0 | 0 | 0 | 0 | 0 | 0 | 0 | 0 | 0 | 0 | 0 | 0 | 0 | 0 | 0 | 0 | 0 | 0 | 0 | 0 | 0 | 0 | 0 | 0
VIC1 | Wind | 890.5108 | 1062.7158 | 1038.2752 | 1112.2466 | 1259.4848 | 1181.5166 | 1315.8983 | 1402.2017 | 1506.4703 | 1294.0161 | 1550.9499 | 1421.2618 | 1404.1358 | 1374.5125 | 1259.3387 | 1248.7138 | 1142.7344 | 1194.2831 | 1014.7913 | 1014.734 | 915.8784 | 883.0435 | 822.5712 | 799.5993 | 799.3206 | 719.6128 | 749.2474
VIC1 | Solar PV | 192.7729 | 156.3311 | 149.2671 | 143.7629 | 132.7901 | 125.165 | 117.1942 | 108.312 | 115.153 | 239.0039 | 217.697 | 232.1942 | 225.2746 | 234.8289 | 244.9346 | 234.71 | 252.0017 | 228.2935 | 352.1488 | 343.2373 | 431.4574 | 431.5634 | 447.4294 | 372.8058 | 361.8593 | 373.7601 | 342.1335
VIC1 | Grid Battery | 14.0531 | 12.36 | 13.7278 | 12.8074 | 11.6919 | 10.5691 | 9.8982 | 45.211 | 42.6038 | 81.414 | 67.2351 | 60.599 | 117.7953 | 111.374 | 134.7501 | 128.0028 | 136.6239 | 178.9855 | 318.0571 | 276.6464 | 275.278 | 317.2336 | 314.9835 | 256.425 | 239.2283 | 243.4295 | 216.7394
VIC1 | Pumped Hydro | 0 | 0 | 0.00030865 | 0.00064213 | 0.00062683 | 0.00057964 | 0.000558 | 0.00082838 | 0.00076864 | 0.00072384 | 0.00067804 | 0.00063304 | 0.00084221 | 0.00078304 | 0.0013372 | 0.0012684 | 0.0012999 | 0.0012606 | 0.0013616 | 0.0012197 | 0.0011805 | 8.2057 | 8.0473 | 6.9837 | 6.4072 | 9.8123 | 9.4114
VIC1 | VPP | 3.5768 | 7.8435 | 16.5237 | 23.692 | 31.7898 | 36.2516 | 44.1543 | 47.801 | 49.0675 | 52.8023 | 56.0718 | 58.8373 | 67.1774 | 73.0807 | 74.1249 | 75.455 | 77.9777 | 72.6711 | 78.3372 | 73.577 | 68.6176 | 72.8474 | 74.8317 | 68.7101 | 67.6086 | 68.8999 | 63.1509
Total excluding storage |  | 126420.483 | 110970.5264 | 100615.4713 | 79461.2504 | 72428.7507 | 67594.4322 | 45345.523 | 35695.0161 | 27424.7525 | 15131.9631 | 16677.2521 | 19536.471 | 15604.9965 | 13342.5924 | 18283.576 | 15026.7971 | 16165.972 | 14487.4806 | 11206.9081 | 12667.189 | 14682.5057 | 11890.6041 | 10832.3148 | 13831.7149 | 10757.333 | 11033.2968 | 10338.7584
Region | Technology | 2023-24 | 2024-25 | 2025-26 | 2026-27 | 2027-28 | 2028-29 | 2029-30 | 2030-31 | 2031-32 | 2032-33 | 2033-34 | 2034-35 | 2035-36 | 2036-37 | 2037-38 | 2038-39 | 2039-40 | 2040-41 | 2041-42 | 2042-43 | 2043-44 | 2044-45 | 2045-46 | 2046-47 | 2047-48 | 2048-49 | 2049-50
SA1 | Black Coal | 0 | 0 | 0 | 0 | 0 | 0 | 0 | 0 | 0 | 0 | 0 | 0 | 0 | 0 | 0 | 0 | 0 | 0 | 0 | 0 | 0 | 0 | 0 | 0 | 0 | 0 | 0
SA1 | Brown Coal | 0 | 0 | 0 | 0 | 0 | 0 | 0 | 0 | 0 | 0 | 0 | 0 | 0 | 0 | 0 | 0 | 0 | 0 | 0 | 0 | 0 | 0 | 0 | 0 | 0 | 0 | 0
SA1 | CCGT | 7265.9664 | 4805.028 | 7045.721 | 4476.6095 | 3688.9288 | 5348.987 | 4845.137 | 6320.6575 | 3703.8275 | 4094.346 | 4423.7505 | 5589.6695 | 3259.7662 | 3714.2125 | 0 | 0 | 0 | 0 | 0 | 0 | 0 | 0 | 0 | 0 | 0 | 0 | 0
SA1 | Gas - Steam | 203.1188 | 182.0659 | 518.3946 | 0 | 0 | 0 | 0 | 0 | 0 | 0 | 0 | 0 | 0 | 0 | 0 | 0 | 0 | 0 | 0 | 0 | 0 | 0 | 0 | 0 | 0 | 0 | 0
SA1 | OCGT / Diesel | 1562.8623 | 1358.3186 | 2575.8039 | 1637.1879 | 1221.2883 | 1859.895 | 1691.5653 | 3264.713 | 1589.4916 | 1970.9385 | 2660.5322 | 4003.3713 | 1970.3998 | 2196.7577 | 2471.5849 | 2546.596 | 3339.4622 | 2292.4634 | 1474.857 | 1790.3483 | 2155.8178 | 394.0361 | 317.1704 | 169.4149 | 96.2191 | 177.2088 | 186.947
SA1 | Hydro | 0 | 0 | 0 | 0 | 0 | 0 | 0 | 0 | 0 | 0 | 0 | 0 | 0 | 0 | 0 | 0 | 0 | 0 | 0 | 0 | 0 | 0 | 0 | 0 | 0 | 0 | 0
SA1 | Hydrogen Turbine | 0 | 0 | 0 | 0 | 0 | 0 | 0 | 0 | 0 | 0 | 0 | 0 | 0 | 0 | 0 | 0 | 0 | 0 | 0 | 0 | 0 | 0 | 0 | 0 | 0 | 0 | 0
SA1 | Wind | 591.1548 | 655.6481 | 604.0113 | 707.0513 | 657.9452 | 756.0361 | 740.8801 | 680.8976 | 696.8997 | 648.6358 | 626.1463 | 538.0953 | 556.0676 | 528.781 | 551.7764 | 540.3659 | 489.9012 | 490.0052 | 434.8683 | 473.4111 | 399.3432 | 437.808 | 394.3678 | 459.0762 | 479.0334 | 455.8277 | 472.0106
SA1 | Solar PV | 113.0249 | 92.2064 | 89.5714 | 82.0017 | 78.4009 | 73.4245 | 67.2855 | 60.437 | 56.6121 | 97.1552 | 87.4501 | 141.9168 | 135.7561 | 138.2454 | 187.2414 | 179.8817 | 169.7911 | 263.5332 | 340.7324 | 310.6421 | 412.0681 | 383.0736 | 407.6368 | 331.2184 | 302.4052 | 312.9518 | 286.0767
SA1 | Grid Battery | 16.1533 | 15.5893 | 14.2996 | 13.3396 | 12.6393 | 11.7423 | 10.9924 | 10.0452 | 9.3927 | 143.5499 | 127.9011 | 116.4518 | 157.8544 | 154.2877 | 182.7881 | 172.8611 | 163.2918 | 226.9809 | 338.6275 | 273.943 | 367.6114 | 352.9233 | 378.3992 | 279.1614 | 239.5141 | 245.6648 | 200.6632
SA1 | Pumped Hydro | 0 | 0 | 0.00029739 | 0.00040754 | 0.00040125 | 0.00037577 | 0.00036918 | 0.00043674 | 0.00042163 | 0.00039933 | 0.00038087 | 0.00036486 | 0.00042089 | 0.00040043 | 0.00046202 | 0.00044611 | 0.00044132 | 0.00046068 | 0.00050859 | 0.00049555 | 0.00048646 | 0.00056228 | 0.00054122 | 0.00049581 | 0.0004796 | 0.0004575 | 0.000487
SA1 | VPP | 6.1776 | 8.3607 | 10.1785 | 11.4355 | 12.9575 | 14.1551 | 16.7307 | 18.5269 | 20.462 | 23.1466 | 25.9478 | 26.8941 | 28.9757 | 31.793 | 31.4144 | 31.8845 | 31.9458 | 30.0858 | 31.6328 | 30.1707 | 30.4669 | 29.8633 | 32.0213 | 28.1946 | 26.3674 | 27.2939 | 24.9155
Total excluding storage |  | 9758.4581 | 7117.2171 | 10857.9806 | 6927.6258 | 5672.1604 | 8064.2403 | 7372.5914 | 10355.2777 | 6076.686 | 6977.7723 | 7951.7284 | 10416.3992 | 6108.8203 | 6764.0778 | 3424.8056 | 3471.5897 | 4194.3926 | 3303.0691 | 2620.7185 | 2878.5158 | 3365.308 | 1597.705 | 1529.596 | 1267.0661 | 1143.5397 | 1218.9474 | 1170.6134
Region | Technology | 2023-24 | 2024-25 | 2025-26 | 2026-27 | 2027-28 | 2028-29 | 2029-30 | 2030-31 | 2031-32 | 2032-33 | 2033-34 | 2034-35 | 2035-36 | 2036-37 | 2037-38 | 2038-39 | 2039-40 | 2040-41 | 2041-42 | 2042-43 | 2043-44 | 2044-45 | 2045-46 | 2046-47 | 2047-48 | 2048-49 | 2049-50
TAS1 | Black Coal | 0 | 0 | 0 | 0 | 0 | 0 | 0 | 0 | 0 | 0 | 0 | 0 | 0 | 0 | 0 | 0 | 0 | 0 | 0 | 0 | 0 | 0 | 0 | 0 | 0 | 0 | 0
TAS1 | Brown Coal | 0 | 0 | 0 | 0 | 0 | 0 | 0 | 0 | 0 | 0 | 0 | 0 | 0 | 0 | 0 | 0 | 0 | 0 | 0 | 0 | 0 | 0 | 0 | 0 | 0 | 0 | 0
TAS1 | CCGT | 0 | 0 | 0 | 0 | 0 | 0 | 0 | 0 | 0 | 0 | 0 | 0 | 0 | 0 | 0 | 0 | 0 | 0 | 0 | 0 | 0 | 0 | 0 | 0 | 0 | 0 | 0
TAS1 | Gas - Steam | 0 | 0 | 0 | 0 | 0 | 0 | 0 | 0 | 0 | 0 | 0 | 0 | 0 | 0 | 0 | 0 | 0 | 0 | 0 | 0 | 0 | 0 | 0 | 0 | 0 | 0 | 0
TAS1 | OCGT / Diesel | 0.0013898 | 0.0017301 | 0.0017404 | 1.495 | 0.001714 | 0.0017348 | 9.4684 | 33.8573 | 12.8885 | 53.0439 | 16.0355 | 99.3691 | 62.4916 | 59.085 | 73.3967 | 52.7642 | 234.4326 | 40.3207 | 22.7613 | 37.2361 | 36.0348 | 14.2642 | 17.6458 | 18.8195 | 11.4269 | 33.9665 | 21.1806
TAS1 | Hydro | 79376.9102 | 56465.0477 | 54019.3607 | 49275.3086 | 39296.8222 | 40294.7341 | 50105.786 | 47188.5723 | 41581.3068 | 38847.7725 | 37599.6757 | 35957.5121 | 30572.4524 | 27726.5793 | 28548.0108 | 26271.3369 | 24024.2226 | 21740.8697 | 20447.3626 | 21295.7352 | 19831.898 | 17563.4009 | 17277.8534 | 19273.5606 | 16621.3242 | 15824.593 | 14239.7496
TAS1 | Hydrogen Turbine | 0 | 0 | 0 | 0 | 0 | 0 | 0 | 0 | 0 | 0 | 0 | 0 | 0 | 0 | 0 | 0 | 0 | 0 | 0 | 0 | 0 | 0 | 0 | 0 | 0 | 0 | 0
TAS1 | Wind | 163.5478 | 373.0947 | 378.178 | 363.8372 | 407.8531 | 381.9466 | 484.7371 | 451.5364 | 720.8848 | 682.2075 | 613.1197 | 601.0251 | 578.5344 | 572.3105 | 522.254 | 482.8558 | 448.1482 | 463.4092 | 427.6191 | 388.4875 | 382.2062 | 355.485 | 346.9309 | 318.4287 | 293.1248 | 272.299 | 279.2649
TAS1 | Solar PV | 0 | 6.226e-05 | 5.8347e-05 | 6.3718e-05 | 5.7916e-05 | 4.7004e-05 | 4.7257e-05 | 5.9648e-05 | 5.2129e-05 | 7.109e-05 | 7.1232e-05 | 9.2963e-05 | 8.6965e-05 | 8.2026e-05 | 7.3811e-05 | 7.3319e-05 | 8.1548e-05 | 7.9607 | 7.888 | 8.3245 | 7.3646 | 7.4151 | 7.0253 | 5.6784 | 5.999 | 5.7652 | 5.1222
TAS1 | Grid Battery | 0 | 0.00028334 | 0.00031253 | 0.00033436 | 0.00038167 | 0.00036401 | 0.00042061 | 0.0006589 | 0.00076794 | 0.00088035 | 0.00086705 | 0.00081108 | 0.00085364 | 0.00080183 | 0.00084748 | 0.0008104 | 0.00083556 | 0.0010258 | 0.00099655 | 0.00094545 | 0.0010333 | 0.0012227 | 0.0011411 | 0.0010173 | 0.0010458 | 0.0010726 | 0.001179
TAS1 | Pumped Hydro | 0 | 0 | 0.00049358 | 0.00050509 | 0.00057194 | 0.00059274 | 0.00085203 | 8.2379 | 10.1682 | 114.4937 | 112.0818 | 96.9714 | 118.8189 | 114.6217 | 125.084 | 116.9341 | 122.1454 | 110.1442 | 99.7049 | 88.017 | 84.968 | 85.244 | 83.9136 | 71.7366 | 68.358 | 62.1656 | 55.1224
TAS1 | VPP | 0.038534 | 0.33324 | 0.45166 | 0.75417 | 1.2278 | 1.5775 | 2.4729 | 3.1238 | 3.9208 | 4.0964 | 4.511 | 4.3875 | 4.8723 | 5.2311 | 5.1795 | 5.128 | 5.8223 | 5.5621 | 5.5996 | 5.3826 | 5.2273 | 5.3214 | 5.2443 | 4.6841 | 4.7228 | 4.8207 | 4.3529
Total excluding storage |  | 79540.498 | 56838.4777 | 54397.9929 | 49641.3959 | 39705.9058 | 40678.2609 | 50602.4657 | 47685.3285 | 42329.1699 | 39701.6148 | 38345.4246 | 36759.2662 | 31337.1706 | 28477.8284 | 29273.9259 | 26929.0199 | 24834.772 | 22368.2677 | 21010.9365 | 21823.1839 | 20347.7 | 18031.1318 | 17738.6144 | 19692.9089 | 17004.9568 | 16203.6111 | 14604.7939
Explicitly modelled pumping
Region | Technology | 2023-24 | 2024-25 | 2025-26 | 2026-27 | 2027-28 | 2028-29 | 2029-30 | 2030-31 | 2031-32 | 2032-33 | 2033-34 | 2034-35 | 2035-36 | 2036-37 | 2037-38 | 2038-39 | 2039-40 | 2040-41 | 2041-42 | 2042-43 | 2043-44 | 2044-45 | 2045-46 | 2046-47 | 2047-48 | 2048-49 | 2049-50
NEM | Grid Battery pump | 43.4603 | 40.9708 | 41.0495 | 38.4554 | 35.9645 | 32.7208 | 30.761 | 28.4823 | 26.7193 | 25.5304 | 21.5734 | 18.442 | 17.7228 | 15.9027 | 14.2789 | 13.395 | 13.2519 | 11.8611 | 7.5574 | 7.1033 | 3.3598 | 3.101 | 2.9995 | 2.5873 | 2.3841 | 2.2881 | 2.0852
NEM | Pumped Hydro Pump | 8458.2868 | 13910.7062 | 12374.6252 | 18991.1909 | 22806.7187 | 25177.5542 | 28684.9988 | 34669.2515 | 35810.39 | 30419.5949 | 33189.3198 | 29214.7905 | 30475.8564 | 30826.4601 | 25046.4424 | 23723.1168 | 19985.5836 | 14692.0765 | 14945.2721 | 15298.9631 | 11473.8907 | 10500.4087 | 10444.1459 | 11924.8753 | 9018.8873 | 7858.82 | 5846.962
NEM | VPP pump | 22.7193 | 43.1305 | 72.7137 | 100.3677 | 128.6497 | 149.64 | 188.5881 | 216.5226 | 236.4287 | 262.4271 | 292.6955 | 311.7439 | 344.383 | 370.5427 | 370.3035 | 380.0655 | 390.6307 | 377.3562 | 386.6276 | 376.6674 | 361.3275 | 366.7886 | 372.2107 | 345.1218 | 335.9445 | 337.149 | 323.0291
Region | Technology | 2023-24 | 2024-25 | 2025-26 | 2026-27 | 2027-28 | 2028-29 | 2029-30 | 2030-31 | 2031-32 | 2032-33 | 2033-34 | 2034-35 | 2035-36 | 2036-37 | 2037-38 | 2038-39 | 2039-40 | 2040-41 | 2041-42 | 2042-43 | 2043-44 | 2044-45 | 2045-46 | 2046-47 | 2047-48 | 2048-49 | 2049-50
NSW1 | Grid Battery pump | 2.1455 | 2.4795 | 2.7104 | 2.5931 | 2.3785 | 2.0907 | 1.9508 | 1.932 | 1.7809 | 1.729 | 1.5721 | 1.4177 | 1.4096 | 0 | 0 | 0 | 0 | 0 | 0 | 0 | 0 | 0 | 0 | 0 | 0 | 0 | 0
NSW1 | Pumped Hydro Pump | 4393.927 | 7963.1552 | 6890.8075 | 11962.2259 | 15882.0279 | 21639.1534 | 24597.9861 | 29488.2559 | 31038.1607 | 26606.6893 | 29360.9315 | 25830.3886 | 26856.6544 | 27487.7353 | 23456.6424 | 21783.3174 | 18234.683 | 13255.756 | 13590.047 | 14001.5895 | 10301.0779 | 9393.6142 | 9559.6483 | 11333.7544 | 8505.6299 | 7292.739 | 5372.2419
NSW1 | VPP pump | 5.9602 | 13.0253 | 22.8642 | 31.7902 | 40.542 | 47.4076 | 59.902 | 70.7705 | 78.7599 | 89.7226 | 101.7087 | 108.856 | 121.7521 | 129.1506 | 130.1879 | 133.1775 | 137.6145 | 132.8271 | 135.105 | 131.305 | 124.3087 | 128.6903 | 128.3595 | 119.1405 | 115.3895 | 117.6097 | 115.0478
Region | Technology | 2023-24 | 2024-25 | 2025-26 | 2026-27 | 2027-28 | 2028-29 | 2029-30 | 2030-31 | 2031-32 | 2032-33 | 2033-34 | 2034-35 | 2035-36 | 2036-37 | 2037-38 | 2038-39 | 2039-40 | 2040-41 | 2041-42 | 2042-43 | 2043-44 | 2044-45 | 2045-46 | 2046-47 | 2047-48 | 2048-49 | 2049-50
QLD1 | Grid Battery pump | 5.5711 | 5.2732 | 5.1099 | 4.8802 | 4.639 | 4.2384 | 3.9553 | 3.8194 | 3.6145 | 3.4633 | 3.2357 | 2.9975 | 2.7776 | 2.7017 | 2.3491 | 2.254 | 2.2099 | 2.1135 | 2.0374 | 1.9964 | 1.8463 | 1.7149 | 1.6581 | 1.4873 | 1.4007 | 1.3079 | 1.254
QLD1 | Pumped Hydro Pump | 4064.3598 | 5947.551 | 5483.8177 | 7028.965 | 6924.6908 | 3538.4008 | 4087.0127 | 5180.9956 | 4772.2293 | 3812.9056 | 3828.3883 | 3384.4019 | 3619.202 | 3338.7248 | 1589.7999 | 1939.7994 | 1750.9006 | 1436.3205 | 1355.2251 | 1297.3736 | 1172.8128 | 1106.7945 | 884.4976 | 591.1209 | 513.2574 | 566.081 | 474.7201
QLD1 | VPP pump | 5.269 | 10.6061 | 17.9076 | 26.3981 | 33.8782 | 41.2092 | 53.9548 | 64.2274 | 71.0919 | 78.5107 | 89.2264 | 96.9041 | 103.8533 | 111.8246 | 109.8446 | 114.2064 | 117.2107 | 116.687 | 115.9319 | 116.6744 | 114.5511 | 110.9936 | 111.6614 | 106.8102 | 104.05 | 101.07 | 99.2442
Region | Technology | 2023-24 | 2024-25 | 2025-26 | 2026-27 | 2027-28 | 2028-29 | 2029-30 | 2030-31 | 2031-32 | 2032-33 | 2033-34 | 2034-35 | 2035-36 | 2036-37 | 2037-38 | 2038-39 | 2039-40 | 2040-41 | 2041-42 | 2042-43 | 2043-44 | 2044-45 | 2045-46 | 2046-47 | 2047-48 | 2048-49 | 2049-50
VIC1 | Grid Battery pump | 16.6895 | 14.7619 | 16.338 | 15.2039 | 13.9582 | 12.5413 | 11.8189 | 10.8879 | 10.22 | 9.7665 | 6.8892 | 6.118 | 6.0152 | 5.7517 | 5.1511 | 4.765 | 5.033 | 4.2532 | 0 | 0 | 0 | 0 | 0 | 0 | 0 | 0 | 0
VIC1 | Pumped Hydro Pump | 0 | 0 | 0 | 0 | 0 | 0 | 0 | 0 | 0 | 0 | 0 | 0 | 0 | 0 | 0 | 0 | 0 | 0 | 0 | 0 | 0 | 0 | 0 | 0 | 0 | 0 | 0
VIC1 | VPP pump | 4.1964 | 9.2544 | 19.4506 | 27.8381 | 37.4942 | 42.5589 | 52.0746 | 56.1145 | 57.8895 | 62.069 | 65.985 | 69.1779 | 78.9663 | 85.983 | 87.2391 | 89.0238 | 91.4703 | 85.7759 | 91.8935 | 86.8121 | 80.4935 | 85.7035 | 88.3024 | 80.5827 | 79.7989 | 80.8113 | 74.301
Region | Technology | 2023-24 | 2024-25 | 2025-26 | 2026-27 | 2027-28 | 2028-29 | 2029-30 | 2030-31 | 2031-32 | 2032-33 | 2033-34 | 2034-35 | 2035-36 | 2036-37 | 2037-38 | 2038-39 | 2039-40 | 2040-41 | 2041-42 | 2042-43 | 2043-44 | 2044-45 | 2045-46 | 2046-47 | 2047-48 | 2048-49 | 2049-50
SA1 | Grid Battery pump | 19.0542 | 18.4562 | 16.8912 | 15.7782 | 14.9887 | 13.8504 | 13.036 | 11.843 | 11.1039 | 10.5716 | 9.8763 | 7.9089 | 7.5203 | 7.4493 | 6.7787 | 6.376 | 6.009 | 5.4943 | 5.52 | 5.1069 | 1.5135 | 1.3861 | 1.3414 | 1.1 | 0.98345 | 0.98028 | 0.83121
SA1 | Pumped Hydro Pump | 0 | 0 | 0 | 0 | 0 | 0 | 0 | 0 | 0 | 0 | 0 | 0 | 0 | 0 | 0 | 0 | 0 | 0 | 0 | 0 | 0 | 0 | 0 | 0 | 0 | 0 | 0
SA1 | VPP pump | 7.2497 | 9.8503 | 11.9618 | 13.4543 | 15.2836 | 16.6153 | 19.736 | 21.7462 | 24.0744 | 27.297 | 30.4708 | 31.6362 | 34.0914 | 37.406 | 36.9606 | 37.6235 | 37.4864 | 35.4957 | 37.1093 | 35.5662 | 35.8249 | 35.1411 | 37.6919 | 33.1024 | 31.1245 | 32.011 | 29.3146
Region | Technology | 2023-24 | 2024-25 | 2025-26 | 2026-27 | 2027-28 | 2028-29 | 2029-30 | 2030-31 | 2031-32 | 2032-33 | 2033-34 | 2034-35 | 2035-36 | 2036-37 | 2037-38 | 2038-39 | 2039-40 | 2040-41 | 2041-42 | 2042-43 | 2043-44 | 2044-45 | 2045-46 | 2046-47 | 2047-48 | 2048-49 | 2049-50
TAS1 | Grid Battery pump | 0 | 0 | 0 | 0 | 0 | 0 | 0 | 0 | 0 | 0 | 0 | 0 | 0 | 0 | 0 | 0 | 0 | 0 | 0 | 0 | 0 | 0 | 0 | 0 | 0 | 0 | 0
TAS1 | Pumped Hydro Pump | 0 | 0 | 0 | 0 | 0 | 0 | 0 | 0 | 0 | 0 | 0 | 0 | 0 | 0 | 0 | 0 | 0 | 0 | 0 | 0 | 0 | 0 | 0 | 0 | 0 | 0 | 0
TAS1 | VPP pump | 0.044 | 0.39439 | 0.52943 | 0.88706 | 1.4516 | 1.849 | 2.9208 | 3.664 | 4.613 | 4.8277 | 5.3045 | 5.1697 | 5.72 | 6.1784 | 6.0712 | 6.0343 | 6.8488 | 6.5705 | 6.5879 | 6.3097 | 6.1492 | 6.2601 | 6.1955 | 5.4859 | 5.5817 | 5.6471 | 5.1216

## O5A West_FOM Cost
FOM cost by technology ($000s) - O5A West, Step Change Scenario
FOM | Real June 2021 dollars discounted to 1 July 2021. For new entrant capacity, the FOM is incurred annually in modelling. For existing capacity, FOM is considered to be a sunk cost, since the fixed retirement dates are assumed to be the same in the Base Case and the option case.
Explicitly modelled generation
Region | Technology | 2023-24 | 2024-25 | 2025-26 | 2026-27 | 2027-28 | 2028-29 | 2029-30 | 2030-31 | 2031-32 | 2032-33 | 2033-34 | 2034-35 | 2035-36 | 2036-37 | 2037-38 | 2038-39 | 2039-40 | 2040-41 | 2041-42 | 2042-43 | 2043-44 | 2044-45 | 2045-46 | 2046-47 | 2047-48 | 2048-49 | 2049-50
NEM | Black Coal | 0 | 0 | 0 | 0 | 0 | 0 | 0 | 0 | 0 | 0 | 0 | 0 | 0 | 0 | 0 | 0 | 0 | 0 | 0 | 0 | 0 | 0 | 0 | 0 | 0 | 0 | 0
NEM | Brown Coal | 0 | 0 | 0 | 0 | 0 | 0 | 0 | 0 | 0 | 0 | 0 | 0 | 0 | 0 | 0 | 0 | 0 | 0 | 0 | 0 | 0 | 0 | 0 | 0 | 0 | 0 | 0
NEM | CCGT | 0 | 0 | 0 | 0 | 0 | 0 | 0 | 0 | 0 | 0 | 0 | 0 | 0 | 0 | 0 | 0 | 0 | 0 | 0 | 0 | 0 | 0 | 0 | 0 | 0 | 0 | 0
NEM | Gas - Steam | 0 | 0 | 0 | 0 | 0 | 0 | 0 | 0 | 0 | 0 | 0 | 0 | 0 | 0 | 0 | 0 | 0 | 0 | 0 | 0 | 0 | 0 | 0 | 0 | 0 | 0 | 0
NEM | OCGT / Diesel | 0 | 0.02099 | 0.019903 | 0.019438 | 0.018578 | 931.9389 | 883.3546 | 837.3038 | 795.7689 | 752.1682 | 712.9557 | 675.7878 | 3314.0567 | 3132.4736 | 9455.5182 | 8962.5765 | 8517.9837 | 8051.2678 | 7631.5336 | 7233.6812 | 10325.8743 | 15630.2733 | 14815.425 | 18963.1659 | 18022.4884 | 22911.5421 | 21717.1016
NEM | Hydro | 0 | 0 | 0 | 0 | 0 | 0 | 0 | 0 | 0 | 0 | 0 | 0 | 0 | 0 | 0 | 0 | 0 | 0 | 0 | 0 | 0 | 0 | 0 | 0 | 0 | 0 | 0
NEM | Hydrogen Turbine | 0 | 0 | 0 | 0 | 0 | 0 | 0 | 0 | 0 | 0 | 0 | 0 | 0 | 0 | 0 | 0 | 0 | 0 | 0 | 0 | 0 | 0 | 0 | 0 | 0 | 0 | 0
NEM | Wind | 0 | 116954.8223 | 111928.7861 | 147862.0815 | 226640.668 | 300187.6451 | 312595.2133 | 345199.6138 | 345752.7361 | 367296.088 | 400195.1438 | 382437.7043 | 382126.5813 | 370417.2352 | 393538.7472 | 374688.7981 | 362849.4696 | 350318.3772 | 336199.8516 | 349819.3165 | 353056.7233 | 335574.8984 | 322658.3381 | 364097.6648 | 369869.2063 | 358481.1109 | 349127.0081
NEM | Solar PV | 0 | 0.12866 | 12587.3307 | 11931.1436 | 11350.9054 | 19321.2482 | 30105.3293 | 52082.6497 | 53076.6296 | 80308.0483 | 91018.7235 | 104622.9833 | 99433.1068 | 97857.2914 | 139936.0294 | 143039.2951 | 209106.0711 | 240989.133 | 255689.8146 | 296937.3354 | 318401.2303 | 301072.6484 | 289341.1168 | 303495.4798 | 296484.9764 | 298013.7884 | 305121.9476
NEM | Grid Battery | 0 | 0.12149 | 9107.105 | 8632.4078 | 20363.5942 | 42088.5902 | 41192.0789 | 45309.4876 | 43546.8514 | 76949.2119 | 75299.5272 | 71373.9603 | 75407.2255 | 71275.5283 | 73641.1067 | 69802.0005 | 97932.6267 | 104474.3265 | 135406.6689 | 151925.4048 | 155112.1674 | 158223.867 | 150323.5545 | 144738.5562 | 137558.7325 | 148358.6721 | 142535.9669
NEM | Pumped Hydro | 0 | 0 | 6082.2498 | 5765.1867 | 5735.9651 | 7113.3659 | 6742.5385 | 6769.3742 | 6433.5781 | 10672.9354 | 10116.5282 | 11591.1644 | 12149.1393 | 11483.4667 | 23677.1344 | 22442.7821 | 24038.0041 | 22720.9196 | 21536.4218 | 20413.672 | 19401.0451 | 18872.1517 | 17888.2963 | 20096.5371 | 19099.6385 | 18188.491 | 17240.2773
NEM | VPP | 0 | 0 | 0 | 0 | 0 | 0 | 0 | 0 | 0 | 0 | 0 | 0 | 0 | 0 | 0 | 0 | 0 | 0 | 0 | 0 | 0 | 0 | 0 | 0 | 0 | 0 | 0
Total excluding storage |  | 0 | 116955.0934 | 139705.4915 | 174190.8391 | 264091.1512 | 369642.7883 | 391518.5145 | 450198.4291 | 449605.5642 | 535978.4517 | 577342.8785 | 570701.6001 | 572430.1096 | 554165.9952 | 640248.5359 | 618935.4523 | 702444.1552 | 726554.0241 | 756464.2906 | 826329.4099 | 856297.0404 | 829373.8387 | 795026.7307 | 851391.4039 | 841035.042 | 845953.6045 | 835742.3015
Region | Technology | 2023-24 | 2024-25 | 2025-26 | 2026-27 | 2027-28 | 2028-29 | 2029-30 | 2030-31 | 2031-32 | 2032-33 | 2033-34 | 2034-35 | 2035-36 | 2036-37 | 2037-38 | 2038-39 | 2039-40 | 2040-41 | 2041-42 | 2042-43 | 2043-44 | 2044-45 | 2045-46 | 2046-47 | 2047-48 | 2048-49 | 2049-50
NSW1 | Black Coal | 0 | 0 | 0 | 0 | 0 | 0 | 0 | 0 | 0 | 0 | 0 | 0 | 0 | 0 | 0 | 0 | 0 | 0 | 0 | 0 | 0 | 0 | 0 | 0 | 0 | 0 | 0
NSW1 | Brown Coal | 0 | 0 | 0 | 0 | 0 | 0 | 0 | 0 | 0 | 0 | 0 | 0 | 0 | 0 | 0 | 0 | 0 | 0 | 0 | 0 | 0 | 0 | 0 | 0 | 0 | 0 | 0
NSW1 | CCGT | 0 | 0 | 0 | 0 | 0 | 0 | 0 | 0 | 0 | 0 | 0 | 0 | 0 | 0 | 0 | 0 | 0 | 0 | 0 | 0 | 0 | 0 | 0 | 0 | 0 | 0 | 0
NSW1 | Gas - Steam | 0 | 0 | 0 | 0 | 0 | 0 | 0 | 0 | 0 | 0 | 0 | 0 | 0 | 0 | 0 | 0 | 0 | 0 | 0 | 0 | 0 | 0 | 0 | 0 | 0 | 0 | 0
NSW1 | OCGT / Diesel | 0 | 0.0092366 | 0.0087559 | 0.0083007 | 0.0078971 | 0.0074789 | 0.0071045 | 0.0067467 | 0.0064186 | 0.0060757 | 0.005781 | 0.0055047 | 0.0052373 | 0.0049708 | 3564.787 | 3378.9451 | 3211.3308 | 3035.3761 | 2877.1338 | 2727.141 | 2591.86 | 3102.6818 | 2940.9306 | 3580.5099 | 3402.8969 | 3401.0202 | 3223.7158
NSW1 | Hydro | 0 | 0 | 0 | 0 | 0 | 0 | 0 | 0 | 0 | 0 | 0 | 0 | 0 | 0 | 0 | 0 | 0 | 0 | 0 | 0 | 0 | 0 | 0 | 0 | 0 | 0 | 0
NSW1 | Hydrogen Turbine | 0 | 0 | 0 | 0 | 0 | 0 | 0 | 0 | 0 | 0 | 0 | 0 | 0 | 0 | 0 | 0 | 0 | 0 | 0 | 0 | 0 | 0 | 0 | 0 | 0 | 0 | 0
NSW1 | Wind | 0 | 53674.2911 | 51947.2391 | 67148.4505 | 121767.9627 | 128503.9084 | 125990.67 | 120129.9418 | 114170.8353 | 128114.4451 | 129717.73 | 125763.1599 | 138184.3503 | 138121.1795 | 136320.6665 | 129280.2082 | 124108.2141 | 120624.8025 | 115903.9015 | 124245.8796 | 132927.2685 | 125644.2465 | 119759.1187 | 121905.0129 | 131236.4461 | 124045.7702 | 119352.3914
NSW1 | Solar PV | 0 | 0.052365 | 12587.2393 | 11931.0351 | 11350.8013 | 17664.9835 | 28228.1186 | 42765.02 | 40643.6399 | 44397.2424 | 49019.0608 | 47545.7135 | 45187.1841 | 45273.2404 | 59974.0375 | 62148.4513 | 82347.3745 | 90751.5832 | 90694.4846 | 93712.6556 | 94633.189 | 89448.0635 | 84784.8947 | 92487.6323 | 92377.5698 | 90845.5481 | 94897.8942
NSW1 | Grid Battery | 0 | 0.075797 | 9107.0547 | 8632.2865 | 20363.4704 | 26091.9656 | 26029.3974 | 24672.4373 | 23448.5515 | 32854.0972 | 31141.3264 | 29517.8453 | 28053.6137 | 26516.5061 | 25134.1307 | 23823.822 | 38691.8607 | 36571.8803 | 40139.1829 | 39510.1646 | 39111.3818 | 41474.0254 | 39660.1967 | 39844.3729 | 37867.8744 | 41827.1815 | 39646.6286
NSW1 | Pumped Hydro | 0 | 0 | 6082.2066 | 5765.1253 | 5735.9025 | 5421.6261 | 5138.9824 | 4871.074 | 4629.4419 | 4375.7868 | 4147.6656 | 3931.4368 | 3736.4175 | 3531.6927 | 3347.5974 | 3173.0782 | 3015.6763 | 2850.4421 | 2701.8417 | 2560.9879 | 2433.9508 | 2300.6047 | 2180.6681 | 2066.9959 | 1964.4615 | 1856.8252 | 1760.024
NSW1 | VPP | 0 | 0 | 0 | 0 | 0 | 0 | 0 | 0 | 0 | 0 | 0 | 0 | 0 | 0 | 0 | 0 | 0 | 0 | 0 | 0 | 0 | 0 | 0 | 0 | 0 | 0 | 0
Total excluding storage |  | 0 | 53674.4285 | 79723.7485 | 93476.9057 | 159218.1448 | 177682.4911 | 185387.1755 | 192438.4798 | 182892.4751 | 209741.5775 | 214025.7886 | 206758.161 | 215161.5709 | 213442.6235 | 228341.2191 | 221804.5049 | 251374.4565 | 253834.0842 | 252316.5446 | 262756.8288 | 271697.6502 | 261969.6218 | 249325.8088 | 259884.5239 | 266849.2487 | 261976.3452 | 258880.6541
Region | Technology | 2023-24 | 2024-25 | 2025-26 | 2026-27 | 2027-28 | 2028-29 | 2029-30 | 2030-31 | 2031-32 | 2032-33 | 2033-34 | 2034-35 | 2035-36 | 2036-37 | 2037-38 | 2038-39 | 2039-40 | 2040-41 | 2041-42 | 2042-43 | 2043-44 | 2044-45 | 2045-46 | 2046-47 | 2047-48 | 2048-49 | 2049-50
QLD1 | Black Coal | 0 | 0 | 0 | 0 | 0 | 0 | 0 | 0 | 0 | 0 | 0 | 0 | 0 | 0 | 0 | 0 | 0 | 0 | 0 | 0 | 0 | 0 | 0 | 0 | 0 | 0 | 0
QLD1 | Brown Coal | 0 | 0 | 0 | 0 | 0 | 0 | 0 | 0 | 0 | 0 | 0 | 0 | 0 | 0 | 0 | 0 | 0 | 0 | 0 | 0 | 0 | 0 | 0 | 0 | 0 | 0 | 0
QLD1 | CCGT | 0 | 0 | 0 | 0 | 0 | 0 | 0 | 0 | 0 | 0 | 0 | 0 | 0 | 0 | 0 | 0 | 0 | 0 | 0 | 0 | 0 | 0 | 0 | 0 | 0 | 0 | 0
QLD1 | Gas - Steam | 0 | 0 | 0 | 0 | 0 | 0 | 0 | 0 | 0 | 0 | 0 | 0 | 0 | 0 | 0 | 0 | 0 | 0 | 0 | 0 | 0 | 0 | 0 | 0 | 0 | 0 | 0
QLD1 | OCGT / Diesel | 0 | 0.0024328 | 0.0023086 | 0.0023319 | 0.002235 | 931.9232 | 883.3396 | 837.2887 | 795.7546 | 752.1538 | 712.942 | 675.7744 | 642.2523 | 607.0622 | 3307.4311 | 3135.0058 | 2979.4924 | 2816.2406 | 2669.4224 | 2530.2582 | 2404.7434 | 2272.9831 | 2154.4864 | 6169.3783 | 5863.3431 | 11234.0443 | 10648.3833
QLD1 | Hydro | 0 | 0 | 0 | 0 | 0 | 0 | 0 | 0 | 0 | 0 | 0 | 0 | 0 | 0 | 0 | 0 | 0 | 0 | 0 | 0 | 0 | 0 | 0 | 0 | 0 | 0 | 0
QLD1 | Hydrogen Turbine | 0 | 0 | 0 | 0 | 0 | 0 | 0 | 0 | 0 | 0 | 0 | 0 | 0 | 0 | 0 | 0 | 0 | 0 | 0 | 0 | 0 | 0 | 0 | 0 | 0 | 0 | 0
QLD1 | Wind | 0 | 23310.9497 | 22095.6873 | 30749.8378 | 50013.069 | 98740.7616 | 94120.1837 | 113836.1752 | 108550.3392 | 120031.5697 | 129828.9311 | 123358.444 | 117239.1855 | 110815.4404 | 127250.2434 | 120616.3445 | 114633.1091 | 110515.6572 | 107331.0989 | 110844.337 | 110417.9754 | 104367.9725 | 98926.9886 | 122690.2303 | 120528.3347 | 119632.0969 | 114714.999
QLD1 | Solar PV | 0 | 0.021193 | 0.029311 | 0.029251 | 0.028247 | 1656.1917 | 1877.1393 | 9317.5289 | 12432.8881 | 22194.3019 | 28998.237 | 35881.6588 | 34101.7308 | 32233.2352 | 46292.1165 | 48976.2648 | 91500.7286 | 101691.8506 | 100588.2457 | 136454.9827 | 129695.6672 | 122589.4043 | 118275.3822 | 125657.5048 | 122344.3415 | 125175.7198 | 130268.5291
QLD1 | Grid Battery | 0 | 0.010461 | 0.011637 | 0.017055 | 0.021022 | 15996.5273 | 15162.5853 | 18392.3306 | 17964.9229 | 31416.2532 | 32140.3217 | 30464.7601 | 28953.5407 | 27367.1234 | 25940.4016 | 24588.0591 | 38911.7059 | 36779.6627 | 48732.1943 | 68305.9341 | 64917.5839 | 61360.6311 | 58161.7357 | 55129.6078 | 52394.8756 | 61826.9337 | 58603.7287
QLD1 | Pumped Hydro | 0 | 0 | 0.0097947 | 0.014192 | 0.01407 | 1691.6917 | 1603.4994 | 1519.9048 | 1444.5091 | 1365.3619 | 1294.1825 | 3228.7507 | 3068.5871 | 2900.4537 | 14877.1447 | 14101.5591 | 16110.5509 | 15227.8244 | 14433.9569 | 13681.476 | 13002.7994 | 12290.3522 | 11649.623 | 14183.0904 | 13479.5309 | 12740.9631 | 12076.7423
QLD1 | VPP | 0 | 0 | 0 | 0 | 0 | 0 | 0 | 0 | 0 | 0 | 0 | 0 | 0 | 0 | 0 | 0 | 0 | 0 | 0 | 0 | 0 | 0 | 0 | 0 | 0 | 0 | 0
Total excluding storage |  | 0 | 23310.9837 | 22095.7403 | 30749.9007 | 50013.1346 | 119017.0955 | 113646.7473 | 143903.2281 | 141188.414 | 175759.6405 | 192974.6143 | 193609.388 | 184005.2964 | 173923.3149 | 217667.3372 | 211417.2333 | 264135.587 | 267031.2356 | 273754.9181 | 331816.988 | 320438.7693 | 302881.3432 | 289168.216 | 323829.8116 | 314610.4258 | 330609.7578 | 326312.3823
Region | Technology | 2023-24 | 2024-25 | 2025-26 | 2026-27 | 2027-28 | 2028-29 | 2029-30 | 2030-31 | 2031-32 | 2032-33 | 2033-34 | 2034-35 | 2035-36 | 2036-37 | 2037-38 | 2038-39 | 2039-40 | 2040-41 | 2041-42 | 2042-43 | 2043-44 | 2044-45 | 2045-46 | 2046-47 | 2047-48 | 2048-49 | 2049-50
VIC1 | Black Coal | 0 | 0 | 0 | 0 | 0 | 0 | 0 | 0 | 0 | 0 | 0 | 0 | 0 | 0 | 0 | 0 | 0 | 0 | 0 | 0 | 0 | 0 | 0 | 0 | 0 | 0 | 0
VIC1 | Brown Coal | 0 | 0 | 0 | 0 | 0 | 0 | 0 | 0 | 0 | 0 | 0 | 0 | 0 | 0 | 0 | 0 | 0 | 0 | 0 | 0 | 0 | 0 | 0 | 0 | 0 | 0 | 0
VIC1 | CCGT | 0 | 0 | 0 | 0 | 0 | 0 | 0 | 0 | 0 | 0 | 0 | 0 | 0 | 0 | 0 | 0 | 0 | 0 | 0 | 0 | 0 | 0 | 0 | 0 | 0 | 0 | 0
VIC1 | Gas - Steam | 0 | 0 | 0 | 0 | 0 | 0 | 0 | 0 | 0 | 0 | 0 | 0 | 0 | 0 | 0 | 0 | 0 | 0 | 0 | 0 | 0 | 0 | 0 | 0 | 0 | 0 | 0
VIC1 | OCGT / Diesel | 0 | 0.0046027 | 0.0043628 | 0.0041469 | 0.0039472 | 0.0037529 | 0.0035722 | 0.0034056 | 0.0032422 | 0.0031549 | 0.0030059 | 0.0029639 | 2671.7853 | 2525.3933 | 2583.2842 | 2448.6106 | 2327.1462 | 2199.6376 | 2084.9646 | 1976.2698 | 5271.1392 | 10199.6581 | 9667.9224 | 9163.9075 | 8709.3271 | 8232.1272 | 7802.9643
VIC1 | Hydro | 0 | 0 | 0 | 0 | 0 | 0 | 0 | 0 | 0 | 0 | 0 | 0 | 0 | 0 | 0 | 0 | 0 | 0 | 0 | 0 | 0 | 0 | 0 | 0 | 0 | 0 | 0
VIC1 | Hydrogen Turbine | 0 | 0 | 0 | 0 | 0 | 0 | 0 | 0 | 0 | 0 | 0 | 0 | 0 | 0 | 0 | 0 | 0 | 0 | 0 | 0 | 0 | 0 | 0 | 0 | 0 | 0 | 0
VIC1 | Wind | 0 | 18686.6794 | 17712.4924 | 24640.7435 | 28292.8457 | 32933.7413 | 43599.4505 | 62179.6381 | 59095.1866 | 56259.5303 | 79735.3434 | 75578.5262 | 71829.4148 | 67893.7519 | 71314.9779 | 67597.1629 | 65921.8328 | 63494.9543 | 60184.791 | 59792.6201 | 57190.4669 | 54056.8975 | 55151.5817 | 62282.2674 | 59642.1649 | 57264.4928 | 57646.8228
VIC1 | Solar PV | 0 | 0.0184 | 0.017964 | 0.035565 | 0.034055 | 0.032422 | 0.031578 | 0.040543 | 0.044319 | 10450.38 | 9905.5735 | 12418.3536 | 11802.3348 | 12466.0238 | 17589.8776 | 16672.8738 | 19688.5446 | 18873.3613 | 29403.5037 | 30353.5446 | 42477.4345 | 40150.0186 | 39944.1933 | 39750.9904 | 38234.6511 | 38559.6845 | 38658.4177
VIC1 | Grid Battery | 0 | 0.015605 | 0.014982 | 0.06537 | 0.062548 | 0.059143 | 0.056378 | 2244.4979 | 2133.1589 | 4556.6543 | 4319.1039 | 4093.9374 | 8231.8971 | 7780.8568 | 10234.6913 | 9701.1298 | 9219.9072 | 14132.8515 | 23694.7041 | 22459.4369 | 23609.3035 | 26927.7882 | 25523.97 | 24193.3406 | 22993.2185 | 21733.3806 | 22511.9554
VIC1 | Pumped Hydro | 0 | 0 | 0.0088791 | 0.01895 | 0.018144 | 0.017275 | 0.016539 | 0.023928 | 0.022769 | 0.021637 | 0.020616 | 0.019654 | 0.023439 | 0.022402 | 0.039733 | 0.037771 | 0.036092 | 0.034645 | 0.035486 | 0.033848 | 0.033213 | 269.7085 | 255.6484 | 242.321 | 230.3007 | 353.0379 | 334.6332
VIC1 | VPP | 0 | 0 | 0 | 0 | 0 | 0 | 0 | 0 | 0 | 0 | 0 | 0 | 0 | 0 | 0 | 0 | 0 | 0 | 0 | 0 | 0 | 0 | 0 | 0 | 0 | 0 | 0
Total excluding storage |  | 0 | 18686.718 | 17712.5385 | 24640.8676 | 28292.9643 | 32933.8538 | 43599.5586 | 64424.2039 | 61228.4158 | 71266.5893 | 93960.0444 | 92090.8398 | 94535.4555 | 90666.0482 | 101722.8707 | 96419.8149 | 97157.4669 | 98700.8393 | 115367.9989 | 114581.9052 | 128548.3772 | 131604.0708 | 130543.3158 | 135632.8269 | 129809.6622 | 126142.723 | 126954.7934
Region | Technology | 2023-24 | 2024-25 | 2025-26 | 2026-27 | 2027-28 | 2028-29 | 2029-30 | 2030-31 | 2031-32 | 2032-33 | 2033-34 | 2034-35 | 2035-36 | 2036-37 | 2037-38 | 2038-39 | 2039-40 | 2040-41 | 2041-42 | 2042-43 | 2043-44 | 2044-45 | 2045-46 | 2046-47 | 2047-48 | 2048-49 | 2049-50
SA1 | Black Coal | 0 | 0 | 0 | 0 | 0 | 0 | 0 | 0 | 0 | 0 | 0 | 0 | 0 | 0 | 0 | 0 | 0 | 0 | 0 | 0 | 0 | 0 | 0 | 0 | 0 | 0 | 0
SA1 | Brown Coal | 0 | 0 | 0 | 0 | 0 | 0 | 0 | 0 | 0 | 0 | 0 | 0 | 0 | 0 | 0 | 0 | 0 | 0 | 0 | 0 | 0 | 0 | 0 | 0 | 0 | 0 | 0
SA1 | CCGT | 0 | 0 | 0 | 0 | 0 | 0 | 0 | 0 | 0 | 0 | 0 | 0 | 0 | 0 | 0 | 0 | 0 | 0 | 0 | 0 | 0 | 0 | 0 | 0 | 0 | 0 | 0
SA1 | Gas - Steam | 0 | 0 | 0 | 0 | 0 | 0 | 0 | 0 | 0 | 0 | 0 | 0 | 0 | 0 | 0 | 0 | 0 | 0 | 0 | 0 | 0 | 0 | 0 | 0 | 0 | 0 | 0
SA1 | OCGT / Diesel | 0 | 0.0024638 | 0.002338 | 0.0026233 | 0.0025033 | 0.0023843 | 0.0022782 | 0.002545 | 0.0024367 | 0.0026844 | 0.0025661 | 0.0025998 | 0.0085051 | 0.0080519 | 0.010417 | 0.0098815 | 0.0094287 | 0.0089237 | 0.0084668 | 0.00804 | 58.1276 | 54.9427 | 52.0784 | 49.3634 | 46.9147 | 44.3442 | 42.0324
SA1 | Hydro | 0 | 0 | 0 | 0 | 0 | 0 | 0 | 0 | 0 | 0 | 0 | 0 | 0 | 0 | 0 | 0 | 0 | 0 | 0 | 0 | 0 | 0 | 0 | 0 | 0 | 0 | 0
SA1 | Hydrogen Turbine | 0 | 0 | 0 | 0 | 0 | 0 | 0 | 0 | 0 | 0 | 0 | 0 | 0 | 0 | 0 | 0 | 0 | 0 | 0 | 0 | 0 | 0 | 0 | 0 | 0 | 0 | 0
SA1 | Wind | 0 | 9089.5948 | 8615.7297 | 14184.2488 | 13480.6367 | 26259.2114 | 28461.943 | 29579.6864 | 28112.372 | 29018.8462 | 28807.2647 | 27305.4651 | 25951.1219 | 26249.0711 | 32713.8268 | 32608.3208 | 34819.1902 | 33552.9443 | 31803.7389 | 35053.7103 | 33624.5378 | 33644.6794 | 31890.693 | 41172.801 | 43210.9441 | 43123.0811 | 43748.6523
SA1 | Solar PV | 0 | 0.029053 | 0.036914 | 0.036129 | 0.034465 | 0.033591 | 0.032903 | 0.051975 | 0.049447 | 3266.1141 | 3095.8428 | 8777.2456 | 8341.8459 | 7884.7814 | 16079.9866 | 15241.6942 | 15569.4112 | 28689.9338 | 34072.3916 | 35533.5086 | 50756.0789 | 48092.2614 | 45585.0819 | 44886.9679 | 42851.3677 | 42792.8777 | 40690.5109
SA1 | Grid Battery | 0 | 0.0113 | 0.013871 | 0.028121 | 0.027508 | 0.026025 | 0.025292 | 0.19478 | 0.1869 | 8122.1663 | 7698.7362 | 7297.3804 | 10168.1384 | 9611.0081 | 12331.8463 | 11688.9544 | 11109.1191 | 16989.8998 | 22840.5561 | 21649.839 | 27473.8653 | 28461.3799 | 26977.6116 | 25571.1962 | 24302.7247 | 22971.1346 | 21773.6106
SA1 | Pumped Hydro | 0 | 0 | 0.0075602 | 0.010362 | 0.010027 | 0.0096054 | 0.0093283 | 0.011079 | 0.010565 | 0.010305 | 0.0099305 | 0.0095578 | 0.010522 | 0.010078 | 0.011849 | 0.011309 | 0.010909 | 0.011074 | 0.011728 | 0.011985 | 0.011771 | 0.013101 | 0.012491 | 0.011894 | 0.011356 | 0.010803 | 0.011276
SA1 | VPP | 0 | 0 | 0 | 0 | 0 | 0 | 0 | 0 | 0 | 0 | 0 | 0 | 0 | 0 | 0 | 0 | 0 | 0 | 0 | 0 | 0 | 0 | 0 | 0 | 0 | 0 | 0
Total excluding storage |  | 0 | 9089.6376 | 8615.7904 | 14184.326 | 13480.7112 | 26259.283 | 28462.0128 | 29579.9468 | 28112.6213 | 40407.1395 | 39601.8562 | 43380.1033 | 44461.1252 | 43744.8787 | 61125.682 | 59538.9906 | 61497.7408 | 79232.7979 | 88716.7067 | 92237.0779 | 111912.6214 | 110253.2764 | 104505.4774 | 111680.3404 | 110411.9626 | 108931.4483 | 106254.8175
Region | Technology | 2023-24 | 2024-25 | 2025-26 | 2026-27 | 2027-28 | 2028-29 | 2029-30 | 2030-31 | 2031-32 | 2032-33 | 2033-34 | 2034-35 | 2035-36 | 2036-37 | 2037-38 | 2038-39 | 2039-40 | 2040-41 | 2041-42 | 2042-43 | 2043-44 | 2044-45 | 2045-46 | 2046-47 | 2047-48 | 2048-49 | 2049-50
TAS1 | Black Coal | 0 | 0 | 0 | 0 | 0 | 0 | 0 | 0 | 0 | 0 | 0 | 0 | 0 | 0 | 0 | 0 | 0 | 0 | 0 | 0 | 0 | 0 | 0 | 0 | 0 | 0 | 0
TAS1 | Brown Coal | 0 | 0 | 0 | 0 | 0 | 0 | 0 | 0 | 0 | 0 | 0 | 0 | 0 | 0 | 0 | 0 | 0 | 0 | 0 | 0 | 0 | 0 | 0 | 0 | 0 | 0 | 0
TAS1 | CCGT | 0 | 0 | 0 | 0 | 0 | 0 | 0 | 0 | 0 | 0 | 0 | 0 | 0 | 0 | 0 | 0 | 0 | 0 | 0 | 0 | 0 | 0 | 0 | 0 | 0 | 0 | 0
TAS1 | Gas - Steam | 0 | 0 | 0 | 0 | 0 | 0 | 0 | 0 | 0 | 0 | 0 | 0 | 0 | 0 | 0 | 0 | 0 | 0 | 0 | 0 | 0 | 0 | 0 | 0 | 0 | 0 | 0
TAS1 | OCGT / Diesel | 0 | 0.0022537 | 0.0021374 | 0.0020358 | 0.0019953 | 0.001987 | 0.0020136 | 0.002342 | 0.0022466 | 0.0024902 | 0.0023789 | 0.0022765 | 0.0053672 | 0.0050858 | 0.0053553 | 0.0050875 | 0.0048515 | 0.0045951 | 0.004402 | 0.0041901 | 0.0041374 | 0.0075754 | 0.0071912 | 0.0068278 | 0.0065015 | 0.0061566 | 0.0058458
TAS1 | Hydro | 0 | 0 | 0 | 0 | 0 | 0 | 0 | 0 | 0 | 0 | 0 | 0 | 0 | 0 | 0 | 0 | 0 | 0 | 0 | 0 | 0 | 0 | 0 | 0 | 0 | 0 | 0
TAS1 | Hydrogen Turbine | 0 | 0 | 0 | 0 | 0 | 0 | 0 | 0 | 0 | 0 | 0 | 0 | 0 | 0 | 0 | 0 | 0 | 0 | 0 | 0 | 0 | 0 | 0 | 0 | 0 | 0 | 0
TAS1 | Wind | 0 | 12193.3074 | 11557.6376 | 11138.8008 | 13086.1538 | 13750.0225 | 20422.966 | 19474.1723 | 35824.003 | 33871.6967 | 32105.8745 | 30432.1091 | 28922.5088 | 27337.7923 | 25939.0327 | 24586.7617 | 23367.1234 | 22130.0189 | 20976.3213 | 19882.7695 | 18896.4747 | 17861.1026 | 16929.956 | 16047.3532 | 15251.3166 | 14415.6699 | 13664.1425
TAS1 | Solar PV | 0 | 0.0076465 | 0.0072645 | 0.0076264 | 0.0072976 | 0.0069586 | 0.0068853 | 0.0082304 | 0.0078805 | 0.009868 | 0.0093916 | 0.011764 | 0.011201 | 0.010691 | 0.011314 | 0.01095 | 0.012133 | 982.4041 | 931.189 | 882.6439 | 838.8607 | 792.9007 | 751.5647 | 712.3845 | 677.0463 | 639.9584 | 606.5957
TAS1 | Grid Battery | 0 | 0.0083294 | 0.009766 | 0.010764 | 0.012757 | 0.012098 | 0.014515 | 0.026994 | 0.031229 | 0.040983 | 0.039069 | 0.037145 | 0.035623 | 0.033989 | 0.036816 | 0.03526 | 0.033791 | 0.032212 | 0.031574 | 0.030228 | 0.032874 | 0.042434 | 0.040429 | 0.038623 | 0.039448 | 0.041751 | 0.04357
TAS1 | Pumped Hydro | 0 | 0 | 0.016938 | 0.017869 | 0.020326 | 0.021305 | 0.030849 | 378.3605 | 359.5937 | 4931.7548 | 4674.6495 | 4430.9477 | 5344.1007 | 5051.2878 | 5452.3407 | 5168.0957 | 4911.7299 | 4642.6073 | 4400.576 | 4171.1623 | 3964.25 | 4011.4731 | 3802.3443 | 3604.1179 | 3425.334 | 3237.654 | 3068.8667
TAS1 | VPP | 0 | 0 | 0 | 0 | 0 | 0 | 0 | 0 | 0 | 0 | 0 | 0 | 0 | 0 | 0 | 0 | 0 | 0 | 0 | 0 | 0 | 0 | 0 | 0 | 0 | 0 | 0
Total excluding storage |  | 0 | 12193.3256 | 11557.6737 | 11138.8391 | 13086.1962 | 13750.0648 | 20423.0203 | 19852.5704 | 36183.6381 | 38803.5049 | 36780.5749 | 34863.108 | 34266.6617 | 32389.1299 | 31391.4269 | 29754.9087 | 28278.904 | 27755.0671 | 26308.1223 | 24936.6101 | 23699.6223 | 22665.5265 | 21483.9126 | 20363.9011 | 19353.7428 | 18293.3303 | 17339.6542

## O5A West_Fuel Cost
Fuel cost by technology ($000s) - O5A West, Step Change Scenario
Fuel | Real June 2021 dollars discounted to 1 July 2021
Explicitly modelled generation
Region | Technology | 2023-24 | 2024-25 | 2025-26 | 2026-27 | 2027-28 | 2028-29 | 2029-30 | 2030-31 | 2031-32 | 2032-33 | 2033-34 | 2034-35 | 2035-36 | 2036-37 | 2037-38 | 2038-39 | 2039-40 | 2040-41 | 2041-42 | 2042-43 | 2043-44 | 2044-45 | 2045-46 | 2046-47 | 2047-48 | 2048-49 | 2049-50
NEM | Black Coal | 1659249.036 | 1332803.03 | 1206140.759 | 1036766.764 | 781415.214 | 678187.028 | 574061.828 | 391687.192 | 356805.248 | 301437.508 | 173079.352 | 163834.591 | 134236.65 | 120481.983 | 119909.072 | 107574.348 | 18587.635 | 6997.678 | 6469.852 | 0 | 0 | 0 | 0 | 0 | 0 | 0 | 0
NEM | Brown Coal | 215865.991 | 178601.306 | 156698.008 | 114159.617 | 108958.184 | 86473.373 | 52507.998 | 32773.709 | 24700.078 | 0 | 0 | 0 | 0 | 0 | 0 | 0 | 0 | 0 | 0 | 0 | 0 | 0 | 0 | 0 | 0 | 0 | 0
NEM | CCGT | 148471.6591 | 113282.9442 | 193058.271 | 221910.45 | 214013.7734 | 233637.499 | 255669.9758 | 289420.5735 | 242013.285 | 225460.4423 | 281291.568 | 305435.739 | 215940.986 | 188695.1485 | 133629.8602 | 141179.095 | 125177.998 | 101669.7607 | 81198.244 | 89602.8037 | 63806.6462 | 49042.0009 | 26296.267 | 19980.42 | 18637.924 | 17459.62 | 16874.382
NEM | Gas - Steam | 11401.2511 | 10614.347 | 32211.01 | 14398.831 | 9078.514 | 18453.126 | 14579.945 | 72727.376 | 12356.768 | 25500.96 | 21295.588 | 36000.372 | 20739.156 | 27594.832 | 29083.658 | 29856.88 | 0 | 0 | 0 | 0 | 0 | 0 | 0 | 0 | 0 | 0 | 0
NEM | OCGT / Diesel | 17487.0281 | 13733.2472 | 30414.8427 | 36765.6728 | 25355.1414 | 32041.6416 | 24156.0786 | 108552.1269 | 46080.9834 | 75083.098 | 122025.5137 | 228633.7645 | 131199.7473 | 165995.7981 | 157744.1762 | 143769.0144 | 334494.5474 | 305560.8715 | 147831.9889 | 191680.5522 | 327889.0136 | 195245.1338 | 233000.2479 | 287762.0393 | 200119.1085 | 278884.1699 | 256774.1856
NEM | Hydro | 0 | 0 | 0 | 0 | 0 | 0 | 0 | 0 | 0 | 0 | 0 | 0 | 0 | 0 | 0 | 0 | 0 | 0 | 0 | 0 | 0 | 0 | 0 | 0 | 0 | 0 | 0
NEM | Hydrogen Turbine | 0 | 0 | 0 | 0 | 0 | 0 | 0 | 0 | 0 | 0 | 0 | 0 | 0 | 0 | 0 | 0 | 0 | 0 | 0 | 0 | 0 | 0 | 0 | 0 | 0 | 0 | 0
NEM | Wind | 0 | 0 | 0 | 0 | 0 | 0 | 0 | 0 | 0 | 0 | 0 | 0 | 0 | 0 | 0 | 0 | 0 | 0 | 0 | 0 | 0 | 0 | 0 | 0 | 0 | 0 | 0
NEM | Solar PV | 0 | 0 | 0 | 0 | 0 | 0 | 0 | 0 | 0 | 0 | 0 | 0 | 0 | 0 | 0 | 0 | 0 | 0 | 0 | 0 | 0 | 0 | 0 | 0 | 0 | 0 | 0
NEM | Grid Battery | 0 | 0 | 0 | 0 | 0 | 0 | 0 | 0 | 0 | 0 | 0 | 0 | 0 | 0 | 0 | 0 | 0 | 0 | 0 | 0 | 0 | 0 | 0 | 0 | 0 | 0 | 0
NEM | Pumped Hydro | 0 | 0 | 0 | 0 | 0 | 0 | 0 | 0 | 0 | 0 | 0 | 0 | 0 | 0 | 0 | 0 | 0 | 0 | 0 | 0 | 0 | 0 | 0 | 0 | 0 | 0 | 0
NEM | VPP | 0 | 0 | 0 | 0 | 0 | 0 | 0 | 0 | 0 | 0 | 0 | 0 | 0 | 0 | 0 | 0 | 0 | 0 | 0 | 0 | 0 | 0 | 0 | 0 | 0 | 0 | 0
Total excluding storage |  | 2052474.9653 | 1649034.8744 | 1618522.8907 | 1424001.3348 | 1138820.8268 | 1048792.6676 | 920975.8254 | 895160.9774 | 681956.3624 | 627482.0083 | 597692.0217 | 733904.4665 | 502116.5393 | 502767.7616 | 440366.7664 | 422379.3374 | 478260.1804 | 414228.3102 | 235500.0849 | 281283.3559 | 391695.6598 | 244287.1347 | 259296.5149 | 307742.4593 | 218757.0325 | 296343.7899 | 273648.5676
Region | Technology | 2023-24 | 2024-25 | 2025-26 | 2026-27 | 2027-28 | 2028-29 | 2029-30 | 2030-31 | 2031-32 | 2032-33 | 2033-34 | 2034-35 | 2035-36 | 2036-37 | 2037-38 | 2038-39 | 2039-40 | 2040-41 | 2041-42 | 2042-43 | 2043-44 | 2044-45 | 2045-46 | 2046-47 | 2047-48
NSW1 | Black Coal | 910265.048 | 690595.818 | 556289.793 | 484341.672 | 338414.556 | 333809.9 | 264517.42 | 213245.512 | 197138.216 | 188270.744 | 98649.832 | 95443.38 | 77963.772 | 64399.526 | 66437.542 | 61199.972 | 0 | 0 | 0 | 0 | 0 | 0 | 0 | 0 | 0 | 0 | 0
NSW1 | Brown Coal | 0 | 0 | 0 | 0 | 0 | 0 | 0 | 0 | 0 | 0 | 0 | 0 | 0 | 0 | 0 | 0 | 0 | 0 | 0 | 0 | 0 | 0 | 0 | 0 | 0 | 0 | 0
NSW1 | CCGT | 875.5424 | 386.9818 | 18061.55 | 37966.5 | 41055.964 | 33807.592 | 53945.28 | 52239.436 | 45509.908 | 39433.24 | 56504.124 | 63165.04 | 39042.224 | 38406.6 | 39458.784 | 44233.148 | 42263.828 | 31457.846 | 25649.998 | 29239.196 | 0 | 0 | 0 | 0 | 0 | 0 | 0
NSW1 | Gas - Steam | 0 | 0 | 0 | 0 | 0 | 0 | 0 | 0 | 0 | 0 | 0 | 0 | 0 | 0 | 0 | 0 | 0 | 0 | 0 | 0 | 0 | 0 | 0 | 0 | 0 | 0 | 0
NSW1 | OCGT / Diesel | 926.1604 | 552.2832 | 3607.0205 | 3164.6058 | 2560.7649 | 506.4818 | 3.3907 | 12112.5164 | 2078.4985 | 8716.4181 | 16860.5922 | 57095.2424 | 24276.5283 | 42190.0618 | 29688.0333 | 37329.756 | 113434.7415 | 132514.4454 | 57723.0358 | 68619.7137 | 117086.0111 | 55506.3666 | 78263.9264 | 70848.2228 | 65104.9589 | 58448.1692 | 67964.4022
NSW1 | Hydro | 0 | 0 | 0 | 0 | 0 | 0 | 0 | 0 | 0 | 0 | 0 | 0 | 0 | 0 | 0 | 0 | 0 | 0 | 0 | 0 | 0 | 0 | 0 | 0 | 0 | 0 | 0
NSW1 | Hydrogen Turbine | 0 | 0 | 0 | 0 | 0 | 0 | 0 | 0 | 0 | 0 | 0 | 0 | 0 | 0 | 0 | 0 | 0 | 0 | 0 | 0 | 0 | 0 | 0 | 0 | 0 | 0 | 0
NSW1 | Wind | 0 | 0 | 0 | 0 | 0 | 0 | 0 | 0 | 0 | 0 | 0 | 0 | 0 | 0 | 0 | 0 | 0 | 0 | 0 | 0 | 0 | 0 | 0 | 0 | 0 | 0 | 0
NSW1 | Solar PV | 0 | 0 | 0 | 0 | 0 | 0 | 0 | 0 | 0 | 0 | 0 | 0 | 0 | 0 | 0 | 0 | 0 | 0 | 0 | 0 | 0 | 0 | 0 | 0 | 0 | 0 | 0
NSW1 | Grid Battery | 0 | 0 | 0 | 0 | 0 | 0 | 0 | 0 | 0 | 0 | 0 | 0 | 0 | 0 | 0 | 0 | 0 | 0 | 0 | 0 | 0 | 0 | 0 | 0 | 0 | 0 | 0
NSW1 | Pumped Hydro | 0 | 0 | 0 | 0 | 0 | 0 | 0 | 0 | 0 | 0 | 0 | 0 | 0 | 0 | 0 | 0 | 0 | 0 | 0 | 0 | 0 | 0 | 0 | 0 | 0 | 0 | 0
NSW1 | VPP | 0 | 0 | 0 | 0 | 0 | 0 | 0 | 0 | 0 | 0 | 0 | 0 | 0 | 0 | 0 | 0 | 0 | 0 | 0 | 0 | 0 | 0 | 0 | 0 | 0 | 0 | 0
Total excluding storage |  | 912066.7508 | 691535.083 | 577958.3635 | 525472.7778 | 382031.2849 | 368123.9738 | 318466.0907 | 277597.4644 | 244726.6225 | 236420.4021 | 172014.5482 | 215703.6624 | 141282.5243 | 144996.1878 | 135584.3593 | 142762.876 | 155698.5695 | 163972.2914 | 83373.0338 | 97858.9097 | 117086.0111 | 55506.3666 | 78263.9264 | 70848.2228 | 65104.9589 | 58448.1692 | 67964.4022
Region | Technology | 2023-24 | 2024-25 | 2025-26 | 2026-27 | 2027-28 | 2028-29 | 2029-30 | 2030-31 | 2031-32 | 2032-33 | 2033-34 | 2034-35 | 2035-36 | 2036-37 | 2037-38 | 2038-39 | 2039-40 | 2040-41 | 2041-42 | 2042-43 | 2043-44 | 2044-45 | 2045-46 | 2046-47 | 2047-48
QLD1 | Black Coal | 748983.988 | 642207.212 | 649850.966 | 552425.092 | 443000.658 | 344377.128 | 309544.408 | 178441.68 | 159667.032 | 113166.764 | 74429.52 | 68391.211 | 56272.878 | 56082.457 | 53471.53 | 46374.376 | 18587.635 | 6997.678 | 6469.852 | 0 | 0 | 0 | 0 | 0 | 0 | 0 | 0
QLD1 | Brown Coal | 0 | 0 | 0 | 0 | 0 | 0 | 0 | 0 | 0 | 0 | 0 | 0 | 0 | 0 | 0 | 0 | 0 | 0 | 0 | 0 | 0 | 0 | 0 | 0 | 0 | 0 | 0
QLD1 | CCGT | 70554.3857 | 61562.1304 | 98252.777 | 134588.322 | 131971.2574 | 139891.007 | 147109.6838 | 165633.7535 | 154542.317 | 139758.5623 | 174922.36 | 179157.055 | 140061.39 | 108350.9205 | 94171.0762 | 96945.947 | 82914.17 | 70211.9147 | 55548.246 | 60363.6077 | 63806.6462 | 49042.0009 | 26296.267 | 19980.42 | 18637.924 | 17459.62 | 16874.382
QLD1 | Gas - Steam | 0 | 0 | 0 | 0 | 0 | 0 | 0 | 0 | 0 | 0 | 0 | 0 | 0 | 0 | 0 | 0 | 0 | 0 | 0 | 0 | 0 | 0 | 0 | 0 | 0 | 0 | 0
QLD1 | OCGT / Diesel | 214.3155 | 0.064228 | 217.5785 | 1426.9876 | 1902.448 | 1471.985 | 612.9791 | 29547.4369 | 23248.5719 | 21014.0141 | 59838.916 | 68102.6801 | 48727.1324 | 64178.442 | 43101.9632 | 33943.0767 | 73772.1718 | 63080.0272 | 27311.7083 | 47584.2759 | 55295.3895 | 32148.035 | 45772.7161 | 78019.9492 | 32514.5694 | 80337.4627 | 63705.6825
QLD1 | Hydro | 0 | 0 | 0 | 0 | 0 | 0 | 0 | 0 | 0 | 0 | 0 | 0 | 0 | 0 | 0 | 0 | 0 | 0 | 0 | 0 | 0 | 0 | 0 | 0 | 0 | 0 | 0
QLD1 | Hydrogen Turbine | 0 | 0 | 0 | 0 | 0 | 0 | 0 | 0 | 0 | 0 | 0 | 0 | 0 | 0 | 0 | 0 | 0 | 0 | 0 | 0 | 0 | 0 | 0 | 0 | 0 | 0 | 0
QLD1 | Wind | 0 | 0 | 0 | 0 | 0 | 0 | 0 | 0 | 0 | 0 | 0 | 0 | 0 | 0 | 0 | 0 | 0 | 0 | 0 | 0 | 0 | 0 | 0 | 0 | 0 | 0 | 0
QLD1 | Solar PV | 0 | 0 | 0 | 0 | 0 | 0 | 0 | 0 | 0 | 0 | 0 | 0 | 0 | 0 | 0 | 0 | 0 | 0 | 0 | 0 | 0 | 0 | 0 | 0 | 0 | 0 | 0
QLD1 | Grid Battery | 0 | 0 | 0 | 0 | 0 | 0 | 0 | 0 | 0 | 0 | 0 | 0 | 0 | 0 | 0 | 0 | 0 | 0 | 0 | 0 | 0 | 0 | 0 | 0 | 0 | 0 | 0
QLD1 | Pumped Hydro | 0 | 0 | 0 | 0 | 0 | 0 | 0 | 0 | 0 | 0 | 0 | 0 | 0 | 0 | 0 | 0 | 0 | 0 | 0 | 0 | 0 | 0 | 0 | 0 | 0 | 0 | 0
QLD1 | VPP | 0 | 0 | 0 | 0 | 0 | 0 | 0 | 0 | 0 | 0 | 0 | 0 | 0 | 0 | 0 | 0 | 0 | 0 | 0 | 0 | 0 | 0 | 0 | 0 | 0 | 0 | 0
Total excluding storage |  | 819752.6892 | 703769.4066 | 748321.3215 | 688440.4016 | 576874.3634 | 485740.12 | 457267.0709 | 373622.8704 | 337457.9209 | 273939.3404 | 309190.796 | 315650.9461 | 245061.4004 | 228611.8195 | 190744.5694 | 177263.3997 | 175273.9768 | 140289.6199 | 89329.8063 | 107947.8836 | 119102.0357 | 81190.0359 | 72068.9831 | 98000.3692 | 51152.4934 | 97797.0827 | 80580.0645
Region | Technology | 2023-24 | 2024-25 | 2025-26 | 2026-27 | 2027-28 | 2028-29 | 2029-30 | 2030-31 | 2031-32 | 2032-33 | 2033-34 | 2034-35 | 2035-36 | 2036-37 | 2037-38 | 2038-39 | 2039-40 | 2040-41 | 2041-42 | 2042-43 | 2043-44 | 2044-45 | 2045-46 | 2046-47 | 2047-48
VIC1 | Black Coal | 0 | 0 | 0 | 0 | 0 | 0 | 0 | 0 | 0 | 0 | 0 | 0 | 0 | 0 | 0 | 0 | 0 | 0 | 0 | 0 | 0 | 0 | 0 | 0 | 0 | 0 | 0
VIC1 | Brown Coal | 215865.991 | 178601.306 | 156698.008 | 114159.617 | 108958.184 | 86473.373 | 52507.998 | 32773.709 | 24700.078 | 0 | 0 | 0 | 0 | 0 | 0 | 0 | 0 | 0 | 0 | 0 | 0 | 0 | 0 | 0 | 0 | 0 | 0
VIC1 | CCGT | 0 | 0 | 0 | 0 | 0 | 0 | 0 | 0 | 0 | 0 | 0 | 0 | 0 | 0 | 0 | 0 | 0 | 0 | 0 | 0 | 0 | 0 | 0 | 0 | 0 | 0 | 0
VIC1 | Gas - Steam | 1709.7481 | 1791.488 | 6589.162 | 14398.831 | 9078.514 | 18453.126 | 14579.945 | 72727.376 | 12356.768 | 25500.96 | 21295.588 | 36000.372 | 20739.156 | 27594.832 | 29083.658 | 29856.88 | 0 | 0 | 0 | 0 | 0 | 0 | 0 | 0 | 0 | 0 | 0
VIC1 | OCGT / Diesel | 2800.3403 | 1782.9743 | 4119.8622 | 14506.0233 | 7901.7481 | 12259.9005 | 7853.7933 | 33493.8975 | 5270.4458 | 24675.2342 | 19464.7772 | 57530.2435 | 35928.1039 | 35882.6638 | 56278.08 | 44574.0687 | 105188.6516 | 83484.7349 | 46472.2126 | 54998.4667 | 129611.3391 | 99468.0408 | 102021.4807 | 136329.1848 | 100896.4357 | 137185.5778 | 122234.0475
VIC1 | Hydro | 0 | 0 | 0 | 0 | 0 | 0 | 0 | 0 | 0 | 0 | 0 | 0 | 0 | 0 | 0 | 0 | 0 | 0 | 0 | 0 | 0 | 0 | 0 | 0 | 0 | 0 | 0
VIC1 | Hydrogen Turbine | 0 | 0 | 0 | 0 | 0 | 0 | 0 | 0 | 0 | 0 | 0 | 0 | 0 | 0 | 0 | 0 | 0 | 0 | 0 | 0 | 0 | 0 | 0 | 0 | 0 | 0 | 0
VIC1 | Wind | 0 | 0 | 0 | 0 | 0 | 0 | 0 | 0 | 0 | 0 | 0 | 0 | 0 | 0 | 0 | 0 | 0 | 0 | 0 | 0 | 0 | 0 | 0 | 0 | 0 | 0 | 0
VIC1 | Solar PV | 0 | 0 | 0 | 0 | 0 | 0 | 0 | 0 | 0 | 0 | 0 | 0 | 0 | 0 | 0 | 0 | 0 | 0 | 0 | 0 | 0 | 0 | 0 | 0 | 0 | 0 | 0
VIC1 | Grid Battery | 0 | 0 | 0 | 0 | 0 | 0 | 0 | 0 | 0 | 0 | 0 | 0 | 0 | 0 | 0 | 0 | 0 | 0 | 0 | 0 | 0 | 0 | 0 | 0 | 0 | 0 | 0
VIC1 | Pumped Hydro | 0 | 0 | 0 | 0 | 0 | 0 | 0 | 0 | 0 | 0 | 0 | 0 | 0 | 0 | 0 | 0 | 0 | 0 | 0 | 0 | 0 | 0 | 0 | 0 | 0 | 0 | 0
VIC1 | VPP | 0 | 0 | 0 | 0 | 0 | 0 | 0 | 0 | 0 | 0 | 0 | 0 | 0 | 0 | 0 | 0 | 0 | 0 | 0 | 0 | 0 | 0 | 0 | 0 | 0 | 0 | 0
Total excluding storage |  | 220376.0794 | 182175.7683 | 167407.0322 | 143064.4713 | 125938.4461 | 117186.3995 | 74941.7363 | 138994.9825 | 42327.2918 | 50176.1942 | 40760.3652 | 93530.6155 | 56667.2599 | 63477.4958 | 85361.738 | 74430.9487 | 105188.6516 | 83484.7349 | 46472.2126 | 54998.4667 | 129611.3391 | 99468.0408 | 102021.4807 | 136329.1848 | 100896.4357 | 137185.5778 | 122234.0475
Region | Technology | 2023-24 | 2024-25 | 2025-26 | 2026-27 | 2027-28 | 2028-29 | 2029-30 | 2030-31 | 2031-32 | 2032-33 | 2033-34 | 2034-35 | 2035-36 | 2036-37 | 2037-38 | 2038-39 | 2039-40 | 2040-41 | 2041-42 | 2042-43 | 2043-44 | 2044-45 | 2045-46 | 2046-47 | 2047-48
SA1 | Black Coal | 0 | 0 | 0 | 0 | 0 | 0 | 0 | 0 | 0 | 0 | 0 | 0 | 0 | 0 | 0 | 0 | 0 | 0 | 0 | 0 | 0 | 0 | 0 | 0 | 0 | 0 | 0
SA1 | Brown Coal | 0 | 0 | 0 | 0 | 0 | 0 | 0 | 0 | 0 | 0 | 0 | 0 | 0 | 0 | 0 | 0 | 0 | 0 | 0 | 0 | 0 | 0 | 0 | 0 | 0 | 0 | 0
SA1 | CCGT | 77041.731 | 51333.832 | 76743.944 | 49355.628 | 40986.552 | 59938.9 | 54615.012 | 71547.384 | 41961.06 | 46268.64 | 49865.084 | 63113.644 | 36837.372 | 41937.628 | 0 | 0 | 0 | 0 | 0 | 0 | 0 | 0 | 0 | 0 | 0 | 0 | 0
SA1 | Gas - Steam | 9691.503 | 8822.859 | 25621.848 | 0 | 0 | 0 | 0 | 0 | 0 | 0 | 0 | 0 | 0 | 0 | 0 | 0 | 0 | 0 | 0 | 0 | 0 | 0 | 0 | 0 | 0 | 0 | 0
SA1 | OCGT / Diesel | 13546.1923 | 11397.8882 | 22470.3438 | 17647.1098 | 12990.143 | 17803.2365 | 15548.7436 | 32905.9217 | 15295.8052 | 19896.0005 | 25622.6984 | 44410.7624 | 21313.5899 | 22839.4717 | 27551.6768 | 27105.9083 | 38476.269 | 25835.555 | 15960.2939 | 19881.415 | 25318.8409 | 7894.1085 | 6659.3561 | 2263.3206 | 1420.1595 | 2369.0515 | 2530.8847
SA1 | Hydro | 0 | 0 | 0 | 0 | 0 | 0 | 0 | 0 | 0 | 0 | 0 | 0 | 0 | 0 | 0 | 0 | 0 | 0 | 0 | 0 | 0 | 0 | 0 | 0 | 0 | 0 | 0
SA1 | Hydrogen Turbine | 0 | 0 | 0 | 0 | 0 | 0 | 0 | 0 | 0 | 0 | 0 | 0 | 0 | 0 | 0 | 0 | 0 | 0 | 0 | 0 | 0 | 0 | 0 | 0 | 0 | 0 | 0
SA1 | Wind | 0 | 0 | 0 | 0 | 0 | 0 | 0 | 0 | 0 | 0 | 0 | 0 | 0 | 0 | 0 | 0 | 0 | 0 | 0 | 0 | 0 | 0 | 0 | 0 | 0 | 0 | 0
SA1 | Solar PV | 0 | 0 | 0 | 0 | 0 | 0 | 0 | 0 | 0 | 0 | 0 | 0 | 0 | 0 | 0 | 0 | 0 | 0 | 0 | 0 | 0 | 0 | 0 | 0 | 0 | 0 | 0
SA1 | Grid Battery | 0 | 0 | 0 | 0 | 0 | 0 | 0 | 0 | 0 | 0 | 0 | 0 | 0 | 0 | 0 | 0 | 0 | 0 | 0 | 0 | 0 | 0 | 0 | 0 | 0 | 0 | 0
SA1 | Pumped Hydro | 0 | 0 | 0 | 0 | 0 | 0 | 0 | 0 | 0 | 0 | 0 | 0 | 0 | 0 | 0 | 0 | 0 | 0 | 0 | 0 | 0 | 0 | 0 | 0 | 0 | 0 | 0
SA1 | VPP | 0 | 0 | 0 | 0 | 0 | 0 | 0 | 0 | 0 | 0 | 0 | 0 | 0 | 0 | 0 | 0 | 0 | 0 | 0 | 0 | 0 | 0 | 0 | 0 | 0 | 0 | 0
Total excluding storage |  | 100279.4263 | 71554.5792 | 124836.1358 | 67002.7378 | 53976.695 | 77742.1365 | 70163.7556 | 104453.3057 | 57256.8652 | 66164.6405 | 75487.7824 | 107524.4064 | 58150.9619 | 64777.0997 | 27551.6768 | 27105.9083 | 38476.269 | 25835.555 | 15960.2939 | 19881.415 | 25318.8409 | 7894.1085 | 6659.3561 | 2263.3206 | 1420.1595 | 2369.0515 | 2530.8847
Region | Technology | 2023-24 | 2024-25 | 2025-26 | 2026-27 | 2027-28 | 2028-29 | 2029-30 | 2030-31 | 2031-32 | 2032-33 | 2033-34 | 2034-35 | 2035-36 | 2036-37 | 2037-38 | 2038-39 | 2039-40 | 2040-41 | 2041-42 | 2042-43 | 2043-44 | 2044-45 | 2045-46 | 2046-47 | 2047-48
TAS1 | Black Coal | 0 | 0 | 0 | 0 | 0 | 0 | 0 | 0 | 0 | 0 | 0 | 0 | 0 | 0 | 0 | 0 | 0 | 0 | 0 | 0 | 0 | 0 | 0 | 0 | 0 | 0 | 0
TAS1 | Brown Coal | 0 | 0 | 0 | 0 | 0 | 0 | 0 | 0 | 0 | 0 | 0 | 0 | 0 | 0 | 0 | 0 | 0 | 0 | 0 | 0 | 0 | 0 | 0 | 0 | 0 | 0 | 0
TAS1 | CCGT | 0 | 0 | 0 | 0 | 0 | 0 | 0 | 0 | 0 | 0 | 0 | 0 | 0 | 0 | 0 | 0 | 0 | 0 | 0 | 0 | 0 | 0 | 0 | 0 | 0 | 0 | 0
TAS1 | Gas - Steam | 0 | 0 | 0 | 0 | 0 | 0 | 0 | 0 | 0 | 0 | 0 | 0 | 0 | 0 | 0 | 0 | 0 | 0 | 0 | 0 | 0 | 0 | 0 | 0 | 0 | 0 | 0
TAS1 | OCGT / Diesel | 0.019622 | 0.037304 | 0.037649 | 20.9463 | 0.037374 | 0.037915 | 137.1719 | 492.3545 | 187.662 | 781.431 | 238.5298 | 1494.8361 | 954.3928 | 905.1589 | 1124.4228 | 816.2048 | 3622.7135 | 646.1091 | 364.7383 | 596.6809 | 577.433 | 228.5828 | 282.7686 | 301.3619 | 182.9849 | 543.9087 | 339.1688
TAS1 | Hydro | 0 | 0 | 0 | 0 | 0 | 0 | 0 | 0 | 0 | 0 | 0 | 0 | 0 | 0 | 0 | 0 | 0 | 0 | 0 | 0 | 0 | 0 | 0 | 0 | 0 | 0 | 0
TAS1 | Hydrogen Turbine | 0 | 0 | 0 | 0 | 0 | 0 | 0 | 0 | 0 | 0 | 0 | 0 | 0 | 0 | 0 | 0 | 0 | 0 | 0 | 0 | 0 | 0 | 0 | 0 | 0 | 0 | 0
TAS1 | Wind | 0 | 0 | 0 | 0 | 0 | 0 | 0 | 0 | 0 | 0 | 0 | 0 | 0 | 0 | 0 | 0 | 0 | 0 | 0 | 0 | 0 | 0 | 0 | 0 | 0 | 0 | 0
TAS1 | Solar PV | 0 | 0 | 0 | 0 | 0 | 0 | 0 | 0 | 0 | 0 | 0 | 0 | 0 | 0 | 0 | 0 | 0 | 0 | 0 | 0 | 0 | 0 | 0 | 0 | 0 | 0 | 0
TAS1 | Grid Battery | 0 | 0 | 0 | 0 | 0 | 0 | 0 | 0 | 0 | 0 | 0 | 0 | 0 | 0 | 0 | 0 | 0 | 0 | 0 | 0 | 0 | 0 | 0 | 0 | 0 | 0 | 0
TAS1 | Pumped Hydro | 0 | 0 | 0 | 0 | 0 | 0 | 0 | 0 | 0 | 0 | 0 | 0 | 0 | 0 | 0 | 0 | 0 | 0 | 0 | 0 | 0 | 0 | 0 | 0 | 0 | 0 | 0
TAS1 | VPP | 0 | 0 | 0 | 0 | 0 | 0 | 0 | 0 | 0 | 0 | 0 | 0 | 0 | 0 | 0 | 0 | 0 | 0 | 0 | 0 | 0 | 0 | 0 | 0 | 0 | 0 | 0
Total excluding storage |  | 0.019622 | 0.037304 | 0.037649 | 20.9463 | 0.037374 | 0.037915 | 137.1719 | 492.3545 | 187.662 | 781.431 | 238.5298 | 1494.8361 | 954.3928 | 905.1589 | 1124.4228 | 816.2048 | 3622.7135 | 646.1091 | 364.7383 | 596.6809 | 577.433 | 228.5828 | 282.7686 | 301.3619 | 182.9849 | 543.9087 | 339.1688

## O5A West_Build Cost
New generation build cost (CAPEX) by technology ($000s) - O5A West, Step Change Scenario
CAPEX | Real June 2021 dollars discounted to 1 July 2021. The total capital costs are annualised for modelling purposes.
Explicitly modelled generation
Region | Technology | 2023-24 | 2024-25 | 2025-26 | 2026-27 | 2027-28 | 2028-29 | 2029-30 | 2030-31 | 2031-32 | 2032-33 | 2033-34 | 2034-35 | 2035-36 | 2036-37 | 2037-38 | 2038-39 | 2039-40 | 2040-41 | 2041-42 | 2042-43 | 2043-44 | 2044-45 | 2045-46 | 2046-47 | 2047-48 | 2048-49 | 2049-50
NEM | Black Coal | 0 | 0 | 0 | 0 | 0 | 0 | 0 | 0 | 0 | 0 | 0 | 0 | 0 | 0 | 0 | 0 | 0 | 0 | 0 | 0 | 0 | 0 | 0 | 0 | 0 | 0 | 0
NEM | Brown Coal | 0 | 0 | 0 | 0 | 0 | 0 | 0 | 0 | 0 | 0 | 0 | 0 | 0 | 0 | 0 | 0 | 0 | 0 | 0 | 0 | 0 | 0 | 0 | 0 | 0 | 0 | 0
NEM | CCGT | 0 | 0 | 0 | 0 | 0 | 0 | 0 | 0 | 0 | 0 | 0 | 0 | 0 | 0 | 0 | 0 | 0 | 0 | 0 | 0 | 0 | 0 | 0 | 0 | 0 | 0 | 0
NEM | Gas - Steam | 0 | 0 | 0 | 0 | 0 | 0 | 0 | 0 | 0 | 0 | 0 | 0 | 0 | 0 | 0 | 0 | 0 | 0 | 0 | 0 | 0 | 0 | 0 | 0 | 0 | 0 | 0
NEM | OCGT / Diesel | 0 | 0.17334 | 0.16436 | 0.16054 | 0.15346 | 6912.2218 | 6551.8706 | 6210.3112 | 5902.2461 | 5578.8584 | 5288.0185 | 5012.343 | 24425.384 | 23087.0733 | 68626.0654 | 65048.4036 | 61821.6472 | 58434.3264 | 55387.988 | 52500.4631 | 74943.0849 | 113217.756 | 107315.4089 | 136933.2526 | 130140.6088 | 165018.3324 | 156415.4366
NEM | Hydro | 0 | 0 | 0 | 0 | 0 | 0 | 0 | 0 | 0 | 0 | 0 | 0 | 0 | 0 | 0 | 0 | 0 | 0 | 0 | 0 | 0 | 0 | 0 | 0 | 0 | 0 | 0
NEM | Hydrogen Turbine | 0 | 0 | 0 | 0 | 0 | 0 | 0 | 0 | 0 | 0 | 0 | 0 | 0 | 0 | 0 | 0 | 0 | 0 | 0 | 0 | 0 | 0 | 0 | 0 | 0 | 0 | 0
NEM | Wind | 0 | 748708.8573 | 716231.7118 | 938297.5841 | 1427417.2478 | 1886983.8517 | 1967409.4537 | 2162786.5169 | 2168024.513 | 2300950.5657 | 2498229.692 | 2386345.581 | 2376926.8914 | 2300740.0121 | 2426092.0956 | 2309328.7859 | 2235687.2585 | 2156204.4486 | 2066972.5977 | 2148227.6179 | 2162393.9522 | 2054360.536 | 1973319.4627 | 2200526.6232 | 2222890.1557 | 2152557.7227 | 1897485.2185
NEM | Solar PV | 0 | 0.6196 | 56459.0187 | 53515.7701 | 50910.7683 | 84098.2674 | 127881.1092 | 216151.1339 | 219613.4756 | 331215.1475 | 371496.4061 | 424362.9267 | 403312.1869 | 394901.8075 | 534635.5981 | 540159.5592 | 743083.8489 | 840010.7049 | 895248.5062 | 1023832.634 | 1106761.5037 | 1046481.7266 | 1006255.9743 | 1062267.7028 | 1040967.1743 | 1051043.0395 | 1086002.4513
NEM | Grid Battery | 0 | 0.73445 | 50506.3183 | 47873.7162 | 104180.6513 | 204616.32 | 199477.8933 | 214490.8826 | 205716.5965 | 328587.6501 | 320240.0215 | 303545.0474 | 315721.6716 | 298422.7131 | 304100.9102 | 288247.321 | 378854.3074 | 397532.3234 | 494944.2104 | 544582.8098 | 551283.9255 | 556798.2193 | 511510.1118 | 491427.2724 | 446952.605 | 438760.7076 | 419450.7014
NEM | Pumped Hydro | 0 | 0 | 69626.6665 | 65997.0954 | 65864.441 | 84366.0929 | 79967.9562 | 78465.0877 | 74572.8045 | 102843.1377 | 97481.6682 | 118302.6051 | 120417.6879 | 113819.7943 | 270005.0369 | 255928.9518 | 277982.7534 | 262751.5917 | 249053.7098 | 236069.8978 | 224359.5836 | 218324.746 | 206942.898 | 235962.7261 | 224257.6785 | 213913.1429 | 202761.2946
NEM | VPP | 0 | 0 | 0 | 0 | 0 | 0 | 0 | 0 | 0 | 0 | 0 | 0 | 0 | 0 | 0 | 0 | 0 | 0 | 0 | 0 | 0 | 0 | 0 | 0 | 0 | 0 | 0
Total excluding storage |  | 0 | 748710.3847 | 892823.8797 | 1105684.3263 | 1648373.2619 | 2266976.7538 | 2381288.2831 | 2678103.9324 | 2673829.6357 | 3069175.3593 | 3292735.8062 | 3237568.5031 | 3240803.8219 | 3130971.4003 | 3603459.7062 | 3458713.0215 | 3697429.8154 | 3714933.3951 | 3761607.0121 | 4005213.4226 | 4119742.0498 | 3989182.984 | 3805343.8557 | 4127117.5771 | 4065208.2223 | 4021292.945 | 3762115.1024
Region | Technology | 2023-24 | 2024-25 | 2025-26 | 2026-27 | 2027-28 | 2028-29 | 2029-30 | 2030-31 | 2031-32 | 2032-33 | 2033-34 | 2034-35 | 2035-36 | 2036-37 | 2037-38 | 2038-39 | 2039-40 | 2040-41 | 2041-42 | 2042-43 | 2043-44 | 2044-45 | 2045-46 | 2046-47 | 2047-48 | 2048-49 | 2049-50
NSW1 | Black Coal | 0 | 0 | 0 | 0 | 0 | 0 | 0 | 0 | 0 | 0 | 0 | 0 | 0 | 0 | 0 | 0 | 0 | 0 | 0 | 0 | 0 | 0 | 0 | 0 | 0 | 0 | 0
NSW1 | Brown Coal | 0 | 0 | 0 | 0 | 0 | 0 | 0 | 0 | 0 | 0 | 0 | 0 | 0 | 0 | 0 | 0 | 0 | 0 | 0 | 0 | 0 | 0 | 0 | 0 | 0 | 0 | 0
NSW1 | CCGT | 0 | 0 | 0 | 0 | 0 | 0 | 0 | 0 | 0 | 0 | 0 | 0 | 0 | 0 | 0 | 0 | 0 | 0 | 0 | 0 | 0 | 0 | 0 | 0 | 0 | 0 | 0
NSW1 | Gas - Steam | 0 | 0 | 0 | 0 | 0 | 0 | 0 | 0 | 0 | 0 | 0 | 0 | 0 | 0 | 0 | 0 | 0 | 0 | 0 | 0 | 0 | 0 | 0 | 0 | 0 | 0 | 0
NSW1 | OCGT / Diesel | 0 | 0.073759 | 0.069921 | 0.066285 | 0.063064 | 0.059729 | 0.056744 | 0.053886 | 0.051268 | 0.048531 | 0.046181 | 0.043976 | 0.041839 | 0.039711 | 25405.7793 | 24081.3075 | 22886.7422 | 21632.7357 | 20504.9628 | 19435.9838 | 18471.8537 | 22051.8066 | 20902.1864 | 25371.3668 | 24112.8072 | 24079.9365 | 22824.5651
NSW1 | Hydro | 0 | 0 | 0 | 0 | 0 | 0 | 0 | 0 | 0 | 0 | 0 | 0 | 0 | 0 | 0 | 0 | 0 | 0 | 0 | 0 | 0 | 0 | 0 | 0 | 0 | 0 | 0
NSW1 | Hydrogen Turbine | 0 | 0 | 0 | 0 | 0 | 0 | 0 | 0 | 0 | 0 | 0 | 0 | 0 | 0 | 0 | 0 | 0 | 0 | 0 | 0 | 0 | 0 | 0 | 0 | 0 | 0 | 0
NSW1 | Wind | 0 | 333410.5528 | 322584.0249 | 414874.7485 | 755645.6855 | 796172.0205 | 782252.9454 | 745723.9188 | 708731.9063 | 800832.5192 | 812510.0361 | 786640.3986 | 856574.9669 | 853214.8828 | 839898.16 | 796523.4559 | 764676.9817 | 742920.1094 | 713587.8033 | 764228.8259 | 813289.0163 | 768729.0303 | 732126.8487 | 743707.8719 | 792532.6532 | 749108.36 | 631997.1882
NSW1 | Solar PV | 0 | 0.24193 | 56458.5713 | 53515.2448 | 50910.2651 | 77103.1733 | 120032.7758 | 178233.7664 | 169392.3917 | 183164.799 | 200306.0545 | 193877.3361 | 184259.9517 | 183220.3799 | 229985.0054 | 234929.6499 | 295062.8094 | 319025.2182 | 320124.4806 | 330193.8508 | 334333.8486 | 316015.0853 | 299540.3667 | 332327.7642 | 333737.4371 | 329500.6856 | 348272.026
NSW1 | Grid Battery | 0 | 0.45499 | 50506.0141 | 47873.0362 | 104179.9627 | 129918.8995 | 128674.6325 | 121966.5705 | 115916.368 | 149065.5762 | 141294.3929 | 133928.3356 | 127284.8114 | 120310.6477 | 114038.5347 | 108093.4027 | 155433.774 | 146917.3304 | 156669.7616 | 153082.2177 | 150293.7202 | 155695.4841 | 131317.9567 | 131055.6796 | 104457.4306 | 104986.2044 | 97619.5442
NSW1 | Pumped Hydro | 0 | 0 | 69626.1697 | 65996.3759 | 65863.7181 | 62254.9748 | 59009.4594 | 55933.1436 | 53158.5526 | 50245.9035 | 47626.4537 | 45143.5602 | 42904.216 | 40553.4192 | 38439.5842 | 36435.6261 | 34628.221 | 32730.88 | 31024.5427 | 29407.155 | 27948.4277 | 26417.3064 | 25040.1024 | 23734.8783 | 22557.498 | 21321.5325 | 20209.9844
NSW1 | VPP | 0 | 0 | 0 | 0 | 0 | 0 | 0 | 0 | 0 | 0 | 0 | 0 | 0 | 0 | 0 | 0 | 0 | 0 | 0 | 0 | 0 | 0 | 0 | 0 | 0 | 0 | 0
Total excluding storage |  | 0 | 333411.3235 | 499174.8499 | 582259.4717 | 976599.6945 | 1065449.128 | 1089969.87 | 1101857.4532 | 1047199.2699 | 1183308.8465 | 1201736.9833 | 1159589.6746 | 1211023.9879 | 1197299.3694 | 1247767.0636 | 1200063.4421 | 1272688.5282 | 1263226.2738 | 1241911.5511 | 1296348.0333 | 1344336.8665 | 1288908.7126 | 1208927.4609 | 1256197.5608 | 1277397.8262 | 1228996.719 | 1120923.3079
Region | Technology | 2023-24 | 2024-25 | 2025-26 | 2026-27 | 2027-28 | 2028-29 | 2029-30 | 2030-31 | 2031-32 | 2032-33 | 2033-34 | 2034-35 | 2035-36 | 2036-37 | 2037-38 | 2038-39 | 2039-40 | 2040-41 | 2041-42 | 2042-43 | 2043-44 | 2044-45 | 2045-46 | 2046-47 | 2047-48 | 2048-49 | 2049-50
QLD1 | Black Coal | 0 | 0 | 0 | 0 | 0 | 0 | 0 | 0 | 0 | 0 | 0 | 0 | 0 | 0 | 0 | 0 | 0 | 0 | 0 | 0 | 0 | 0 | 0 | 0 | 0 | 0 | 0
QLD1 | Brown Coal | 0 | 0 | 0 | 0 | 0 | 0 | 0 | 0 | 0 | 0 | 0 | 0 | 0 | 0 | 0 | 0 | 0 | 0 | 0 | 0 | 0 | 0 | 0 | 0 | 0 | 0 | 0
QLD1 | CCGT | 0 | 0 | 0 | 0 | 0 | 0 | 0 | 0 | 0 | 0 | 0 | 0 | 0 | 0 | 0 | 0 | 0 | 0 | 0 | 0 | 0 | 0 | 0 | 0 | 0 | 0 | 0
QLD1 | Gas - Steam | 0 | 0 | 0 | 0 | 0 | 0 | 0 | 0 | 0 | 0 | 0 | 0 | 0 | 0 | 0 | 0 | 0 | 0 | 0 | 0 | 0 | 0 | 0 | 0 | 0 | 0 | 0
QLD1 | OCGT / Diesel | 0 | 0.020695 | 0.019639 | 0.01981 | 0.01899 | 6912.0934 | 6551.7474 | 6210.1873 | 5902.1278 | 5578.7395 | 5287.9051 | 5012.2326 | 4763.5983 | 4502.5923 | 24214.2001 | 22951.8485 | 21813.3118 | 20618.1205 | 19543.2423 | 18524.4003 | 17605.488 | 16640.8512 | 15773.3187 | 44604.6308 | 42391.9953 | 80789.3113 | 76577.5409
QLD1 | Hydro | 0 | 0 | 0 | 0 | 0 | 0 | 0 | 0 | 0 | 0 | 0 | 0 | 0 | 0 | 0 | 0 | 0 | 0 | 0 | 0 | 0 | 0 | 0 | 0 | 0 | 0 | 0
QLD1 | Hydrogen Turbine | 0 | 0 | 0 | 0 | 0 | 0 | 0 | 0 | 0 | 0 | 0 | 0 | 0 | 0 | 0 | 0 | 0 | 0 | 0 | 0 | 0 | 0 | 0 | 0 | 0 | 0 | 0
QLD1 | Wind | 0 | 150731.3759 | 142873.3447 | 196126.4918 | 313834.69 | 619156.2378 | 590060.6552 | 706588.5235 | 673622.0258 | 739864.6065 | 795677.9856 | 756063.7777 | 718558.8486 | 679187.7195 | 772309.4688 | 732046.8905 | 695733.3305 | 669254.518 | 648143.2554 | 671376.474 | 668078.8037 | 631473.5437 | 598553.1249 | 734878.3505 | 719521.9018 | 713845.6901 | 644591.3818
QLD1 | Solar PV | 0 | 0.1026 | 0.1398 | 0.13898 | 0.13403 | 6994.7394 | 7847.9872 | 37916.896 | 50220.6093 | 88541.3596 | 114783.7264 | 140281.9127 | 133323.1566 | 126018.1391 | 172224.032 | 179707.084 | 311560.6333 | 341240.8907 | 336586.6103 | 447738.9725 | 425558.3659 | 402241.2444 | 388596.1112 | 416354.1006 | 406966.1827 | 421402.2652 | 445472.9813
QLD1 | Grid Battery | 0 | 0.063902 | 0.070296 | 0.098522 | 0.11744 | 74696.8802 | 70802.731 | 83403.9857 | 81132.2902 | 131107.2313 | 133054.7793 | 126118.2751 | 119862.1157 | 113294.6519 | 107388.2963 | 101789.8569 | 148943.7327 | 140782.8343 | 178600.2975 | 240150.6061 | 228237.8145 | 215732.2263 | 204485.5194 | 193825.1274 | 184210.3252 | 184162.3482 | 174561.4674
QLD1 | Pumped Hydro | 0 | 0 | 0.11562 | 0.16652 | 0.16527 | 22110.5702 | 20957.8877 | 19865.2982 | 18879.8702 | 17845.4085 | 16915.0872 | 41936.1683 | 39855.907 | 37672.1297 | 191822.6615 | 181822.4292 | 207552.313 | 196180.1426 | 185952.7428 | 176258.5271 | 167515.1328 | 158336.6726 | 150082.1544 | 182066.098 | 173034.6161 | 163553.7368 | 155027.2388
QLD1 | VPP | 0 | 0 | 0 | 0 | 0 | 0 | 0 | 0 | 0 | 0 | 0 | 0 | 0 | 0 | 0 | 0 | 0 | 0 | 0 | 0 | 0 | 0 | 0 | 0 | 0 | 0 | 0
Total excluding storage |  | 0 | 150731.5631 | 142873.69 | 196126.9156 | 313835.1257 | 729870.521 | 696221.0085 | 853984.8907 | 829756.9234 | 982937.3455 | 1065719.4836 | 1069412.3663 | 1016363.6262 | 960675.2324 | 1267958.6587 | 1218318.1091 | 1385603.3213 | 1368076.5062 | 1368826.1483 | 1554048.98 | 1506995.6049 | 1424424.5381 | 1357490.2287 | 1571728.3074 | 1526125.0211 | 1563753.3517 | 1496230.6103
Region | Technology | 2023-24 | 2024-25 | 2025-26 | 2026-27 | 2027-28 | 2028-29 | 2029-30 | 2030-31 | 2031-32 | 2032-33 | 2033-34 | 2034-35 | 2035-36 | 2036-37 | 2037-38 | 2038-39 | 2039-40 | 2040-41 | 2041-42 | 2042-43 | 2043-44 | 2044-45 | 2045-46 | 2046-47 | 2047-48 | 2048-49 | 2049-50
VIC1 | Black Coal | 0 | 0 | 0 | 0 | 0 | 0 | 0 | 0 | 0 | 0 | 0 | 0 | 0 | 0 | 0 | 0 | 0 | 0 | 0 | 0 | 0 | 0 | 0 | 0 | 0 | 0 | 0
VIC1 | Brown Coal | 0 | 0 | 0 | 0 | 0 | 0 | 0 | 0 | 0 | 0 | 0 | 0 | 0 | 0 | 0 | 0 | 0 | 0 | 0 | 0 | 0 | 0 | 0 | 0 | 0 | 0 | 0
VIC1 | CCGT | 0 | 0 | 0 | 0 | 0 | 0 | 0 | 0 | 0 | 0 | 0 | 0 | 0 | 0 | 0 | 0 | 0 | 0 | 0 | 0 | 0 | 0 | 0 | 0 | 0 | 0 | 0
VIC1 | Gas - Steam | 0 | 0 | 0 | 0 | 0 | 0 | 0 | 0 | 0 | 0 | 0 | 0 | 0 | 0 | 0 | 0 | 0 | 0 | 0 | 0 | 0 | 0 | 0 | 0 | 0 | 0 | 0
VIC1 | OCGT / Diesel | 0 | 0.038693 | 0.036676 | 0.034867 | 0.033189 | 0.03156 | 0.030041 | 0.028641 | 0.027267 | 0.026623 | 0.025367 | 0.025122 | 19661.6325 | 18584.3358 | 19005.9591 | 18015.1271 | 17121.4784 | 16183.3614 | 15339.6793 | 14539.9805 | 38445.8072 | 74128.1428 | 70263.6425 | 66600.6091 | 63296.8518 | 59828.7019 | 56709.6604
VIC1 | Hydro | 0 | 0 | 0 | 0 | 0 | 0 | 0 | 0 | 0 | 0 | 0 | 0 | 0 | 0 | 0 | 0 | 0 | 0 | 0 | 0 | 0 | 0 | 0 | 0 | 0 | 0 | 0
VIC1 | Hydrogen Turbine | 0 | 0 | 0 | 0 | 0 | 0 | 0 | 0 | 0 | 0 | 0 | 0 | 0 | 0 | 0 | 0 | 0 | 0 | 0 | 0 | 0 | 0 | 0 | 0 | 0 | 0 | 0
VIC1 | Wind | 0 | 121786.5464 | 115437.485 | 159928.3357 | 181958.4332 | 209752.9091 | 275489.4456 | 390902.8418 | 371511.9121 | 353705.2828 | 496908.1585 | 471002.999 | 447638.6545 | 423111.7214 | 442360.9377 | 419299.6265 | 408753.6408 | 393534.9415 | 373018.9026 | 369195.1691 | 352895.0743 | 333559.3125 | 338754.5001 | 376379.7375 | 360133.4725 | 345182.0598 | 315625.9982
VIC1 | Solar PV | 0 | 0.092657 | 0.090323 | 0.17139 | 0.16408 | 0.1562 | 0.15203 | 0.19111 | 0.20761 | 46183.1783 | 43775.5247 | 54326.8688 | 51631.9568 | 53434.4079 | 72078.9138 | 68321.2607 | 78479.8094 | 75136.6441 | 116211.7036 | 119114.131 | 170647.5971 | 161297.5048 | 159894.0059 | 158466.546 | 152257.0635 | 153308.6346 | 152696.5745
VIC1 | Grid Battery | 0 | 0.095541 | 0.091645 | 0.35945 | 0.34371 | 0.32499 | 0.30946 | 9119.3621 | 8666.9932 | 17795.1937 | 16867.4834 | 15988.1363 | 30823.8269 | 29134.9344 | 37616.8114 | 35655.7476 | 33887.0494 | 50004.7819 | 81033.8684 | 76809.3595 | 80160.6912 | 90120.4955 | 85422.2708 | 80968.8962 | 76952.3945 | 72736.0396 | 74401.2626
VIC1 | Pumped Hydro | 0 | 0 | 0.11015 | 0.22957 | 0.21995 | 0.20952 | 0.20074 | 0.29297 | 0.27878 | 0.26501 | 0.25259 | 0.24091 | 0.29315 | 0.28042 | 0.53241 | 0.50604 | 0.48336 | 0.46276 | 0.46662 | 0.44497 | 0.43739 | 3897.6106 | 3694.4249 | 3501.8272 | 3328.1189 | 5088.7088 | 4823.4218
VIC1 | VPP | 0 | 0 | 0 | 0 | 0 | 0 | 0 | 0 | 0 | 0 | 0 | 0 | 0 | 0 | 0 | 0 | 0 | 0 | 0 | 0 | 0 | 0 | 0 | 0 | 0 | 0 | 0
Total excluding storage |  | 0 | 121786.7733 | 115437.8138 | 159929.131 | 181959.1941 | 209753.6313 | 275490.1379 | 400022.7167 | 380179.419 | 417683.9465 | 557551.4446 | 541318.2701 | 549756.3639 | 524265.68 | 571063.1545 | 541292.268 | 538242.4614 | 534860.1917 | 585604.6205 | 579659.0851 | 642149.6072 | 663003.0662 | 658028.8441 | 685917.616 | 655967.9013 | 636144.1448 | 604256.9176
Region | Technology | 2023-24 | 2024-25 | 2025-26 | 2026-27 | 2027-28 | 2028-29 | 2029-30 | 2030-31 | 2031-32 | 2032-33 | 2033-34 | 2034-35 | 2035-36 | 2036-37 | 2037-38 | 2038-39 | 2039-40 | 2040-41 | 2041-42 | 2042-43 | 2043-44 | 2044-45 | 2045-46 | 2046-47 | 2047-48 | 2048-49 | 2049-50
SA1 | Black Coal | 0 | 0 | 0 | 0 | 0 | 0 | 0 | 0 | 0 | 0 | 0 | 0 | 0 | 0 | 0 | 0 | 0 | 0 | 0 | 0 | 0 | 0 | 0 | 0 | 0 | 0 | 0
SA1 | Brown Coal | 0 | 0 | 0 | 0 | 0 | 0 | 0 | 0 | 0 | 0 | 0 | 0 | 0 | 0 | 0 | 0 | 0 | 0 | 0 | 0 | 0 | 0 | 0 | 0 | 0 | 0 | 0
SA1 | CCGT | 0 | 0 | 0 | 0 | 0 | 0 | 0 | 0 | 0 | 0 | 0 | 0 | 0 | 0 | 0 | 0 | 0 | 0 | 0 | 0 | 0 | 0 | 0 | 0 | 0 | 0 | 0
SA1 | Gas - Steam | 0 | 0 | 0 | 0 | 0 | 0 | 0 | 0 | 0 | 0 | 0 | 0 | 0 | 0 | 0 | 0 | 0 | 0 | 0 | 0 | 0 | 0 | 0 | 0 | 0 | 0 | 0
SA1 | OCGT / Diesel | 0 | 0.020969 | 0.019898 | 0.022218 | 0.021202 | 0.020194 | 0.019296 | 0.021555 | 0.020635 | 0.022659 | 0.021658 | 0.022021 | 0.06771 | 0.064106 | 0.083117 | 0.078846 | 0.075242 | 0.071216 | 0.067571 | 0.064168 | 419.9019 | 396.895 | 376.2039 | 356.5914 | 338.9026 | 320.3335 | 303.6284
SA1 | Hydro | 0 | 0 | 0 | 0 | 0 | 0 | 0 | 0 | 0 | 0 | 0 | 0 | 0 | 0 | 0 | 0 | 0 | 0 | 0 | 0 | 0 | 0 | 0 | 0 | 0 | 0 | 0
SA1 | Hydrogen Turbine | 0 | 0 | 0 | 0 | 0 | 0 | 0 | 0 | 0 | 0 | 0 | 0 | 0 | 0 | 0 | 0 | 0 | 0 | 0 | 0 | 0 | 0 | 0 | 0 | 0 | 0 | 0
SA1 | Wind | 0 | 58375.4245 | 55332.1561 | 90280.3935 | 85802.0171 | 167670.6039 | 180967.4928 | 187392.9404 | 178097.2224 | 183355.2409 | 181576.2421 | 172110.1863 | 163573.5067 | 165087.0486 | 200607.4041 | 199453.0047 | 212553.8766 | 204690.9257 | 194019.8357 | 212429.2314 | 203631.3584 | 202920.5146 | 192341.7276 | 239832.4442 | 250218.6088 | 249443.767 | 237358.6083
SA1 | Solar PV | 0 | 0.14146 | 0.17843 | 0.17427 | 0.16621 | 0.16141 | 0.15756 | 0.23761 | 0.22604 | 13325.7606 | 12631.0529 | 35876.7517 | 34097.0671 | 32228.8284 | 60347.5925 | 57201.5122 | 57980.5399 | 100772.0186 | 118689.7549 | 123339.2736 | 172946.244 | 163831.9015 | 155290.902 | 152337.6883 | 145362.87 | 144332.6504 | 137192.346
SA1 | Grid Battery | 0 | 0.069025 | 0.083278 | 0.15814 | 0.15416 | 0.14583 | 0.14096 | 0.8336 | 0.79922 | 30619.4665 | 29023.1923 | 27510.1355 | 37750.7597 | 35682.3286 | 45057.1086 | 42708.1617 | 40589.6058 | 59827.2383 | 78640.1481 | 74540.4978 | 92591.5642 | 95249.8673 | 90284.2293 | 85577.4424 | 81332.3304 | 76875.9851 | 72868.297
SA1 | Pumped Hydro | 0 | 0 | 0.13626 | 0.18123 | 0.17615 | 0.16915 | 0.16516 | 0.19515 | 0.18615 | 0.18302 | 0.17692 | 0.17069 | 0.19109 | 0.18307 | 0.21917 | 0.20904 | 0.20137 | 0.2026 | 0.21654 | 0.22299 | 0.2188 | 0.24564 | 0.23389 | 0.2226 | 0.21241 | 0.20189 | 0.20882
SA1 | VPP | 0 | 0 | 0 | 0 | 0 | 0 | 0 | 0 | 0 | 0 | 0 | 0 | 0 | 0 | 0 | 0 | 0 | 0 | 0 | 0 | 0 | 0 | 0 | 0 | 0 | 0 | 0
Total excluding storage |  | 0 | 58375.656 | 55332.574 | 90280.9293 | 85802.5348 | 167671.1005 | 180967.9758 | 187394.2284 | 178098.4544 | 227300.6736 | 223230.6859 | 235497.2661 | 235421.5923 | 232998.4528 | 306012.4075 | 299362.9665 | 311124.2989 | 365290.4564 | 391350.0229 | 410309.29 | 469589.2873 | 462399.424 | 438293.2966 | 478104.389 | 477252.9242 | 470972.9379 | 447723.0885
Region | Technology | 2023-24 | 2024-25 | 2025-26 | 2026-27 | 2027-28 | 2028-29 | 2029-30 | 2030-31 | 2031-32 | 2032-33 | 2033-34 | 2034-35 | 2035-36 | 2036-37 | 2037-38 | 2038-39 | 2039-40 | 2040-41 | 2041-42 | 2042-43 | 2043-44 | 2044-45 | 2045-46 | 2046-47 | 2047-48 | 2048-49 | 2049-50
TAS1 | Black Coal | 0 | 0 | 0 | 0 | 0 | 0 | 0 | 0 | 0 | 0 | 0 | 0 | 0 | 0 | 0 | 0 | 0 | 0 | 0 | 0 | 0 | 0 | 0 | 0 | 0 | 0 | 0
TAS1 | Brown Coal | 0 | 0 | 0 | 0 | 0 | 0 | 0 | 0 | 0 | 0 | 0 | 0 | 0 | 0 | 0 | 0 | 0 | 0 | 0 | 0 | 0 | 0 | 0 | 0 | 0 | 0 | 0
TAS1 | CCGT | 0 | 0 | 0 | 0 | 0 | 0 | 0 | 0 | 0 | 0 | 0 | 0 | 0 | 0 | 0 | 0 | 0 | 0 | 0 | 0 | 0 | 0 | 0 | 0 | 0 | 0 | 0
TAS1 | Gas - Steam | 0 | 0 | 0 | 0 | 0 | 0 | 0 | 0 | 0 | 0 | 0 | 0 | 0 | 0 | 0 | 0 | 0 | 0 | 0 | 0 | 0 | 0 | 0 | 0 | 0 | 0 | 0
TAS1 | OCGT / Diesel | 0 | 0.01922 | 0.018227 | 0.017358 | 0.017014 | 0.016939 | 0.017155 | 0.01986 | 0.01905 | 0.021074 | 0.020129 | 0.019263 | 0.043664 | 0.041378 | 0.043806 | 0.041617 | 0.039689 | 0.037593 | 0.036015 | 0.034283 | 0.034012 | 0.060412 | 0.05735 | 0.054455 | 0.051855 | 0.049105 | 0.041592
TAS1 | Hydro | 0 | 0 | 0 | 0 | 0 | 0 | 0 | 0 | 0 | 0 | 0 | 0 | 0 | 0 | 0 | 0 | 0 | 0 | 0 | 0 | 0 | 0 | 0 | 0 | 0 | 0 | 0
TAS1 | Hydrogen Turbine | 0 | 0 | 0 | 0 | 0 | 0 | 0 | 0 | 0 | 0 | 0 | 0 | 0 | 0 | 0 | 0 | 0 | 0 | 0 | 0 | 0 | 0 | 0 | 0 | 0 | 0 | 0
TAS1 | Wind | 0 | 84404.9576 | 80004.7011 | 77087.6147 | 90176.422 | 94232.0804 | 138638.9146 | 132178.2923 | 236061.4464 | 223192.9163 | 211557.2698 | 200528.2194 | 190580.9147 | 180138.6398 | 170916.125 | 162005.8082 | 153969.429 | 145803.9539 | 138202.8006 | 130997.9174 | 124499.6995 | 117678.135 | 111543.2614 | 105728.219 | 100483.5193 | 94977.8457 | 67912.042
TAS1 | Solar PV | 0 | 0.040958 | 0.038909 | 0.04065 | 0.038897 | 0.037098 | 0.0366 | 0.042788 | 0.040987 | 0.049904 | 0.047499 | 0.057446 | 0.0547 | 0.052174 | 0.0544 | 0.05253 | 0.056803 | 3835.9333 | 3635.9568 | 3446.406 | 3275.4482 | 3095.9907 | 2934.5884 | 2781.6037 | 2643.621 | 2498.8037 | 2368.5236
TAS1 | Grid Battery | 0 | 0.050995 | 0.058926 | 0.063843 | 0.073272 | 0.069448 | 0.079375 | 0.13073 | 0.14586 | 0.18222 | 0.17358 | 0.16496 | 0.15796 | 0.15046 | 0.15907 | 0.15205 | 0.14547 | 0.13842 | 0.1347 | 0.12865 | 0.13551 | 0.14621 | 0.1356 | 0.1267 | 0.12419 | 0.13026 | 0.13017
TAS1 | Pumped Hydro | 0 | 0 | 0.13482 | 0.14218 | 0.16149 | 0.16919 | 0.24319 | 2666.1578 | 2533.9168 | 34751.3777 | 32939.6978 | 31222.4649 | 37657.0806 | 35593.7818 | 39742.0395 | 37670.1814 | 35801.5346 | 33839.9037 | 32075.7412 | 30403.5478 | 28895.3668 | 29672.9108 | 28125.9824 | 26659.7 | 25337.2331 | 23948.9629 | 22700.4408
TAS1 | VPP | 0 | 0 | 0 | 0 | 0 | 0 | 0 | 0 | 0 | 0 | 0 | 0 | 0 | 0 | 0 | 0 | 0 | 0 | 0 | 0 | 0 | 0 | 0 | 0 | 0 | 0 | 0
Total excluding storage |  | 0 | 84405.0688 | 80004.952 | 77087.8788 | 90176.7127 | 94232.3731 | 138639.2909 | 134844.6435 | 238595.569 | 257944.5472 | 244497.2088 | 231750.926 | 228238.2517 | 215732.6657 | 210658.4218 | 199676.2358 | 189771.2055 | 183479.967 | 173914.6693 | 164848.0342 | 156670.684 | 150447.243 | 142604.0252 | 135169.7039 | 128464.5495 | 121425.7916 | 92981.1781

## O5A West_Rehab Cost
Rehabilition cost by technology ($000s) - O5A West, Step Change Scenario
Rehab | Real June 2021 dollars discounted to 1 July 2021
Explicitly modelled generation
Region | Technology | 2023-24 | 2024-25 | 2025-26 | 2026-27 | 2027-28 | 2028-29 | 2029-30 | 2030-31 | 2031-32 | 2032-33 | 2033-34 | 2034-35 | 2035-36 | 2036-37 | 2037-38 | 2038-39 | 2039-40 | 2040-41 | 2041-42 | 2042-43 | 2043-44 | 2044-45 | 2045-46 | 2046-47 | 2047-48 | 2048-49 | 2049-50
NEM | Black Coal | 0 | 0 | 0 | 0 | 0 | 0 | 0 | 0 | 0 | 0 | 0 | 0 | 0 | 0 | 0 | 0 | 0 | 0 | 0 | 0 | 0 | 0 | 0 | 0 | 0 | 0 | 0
NEM | Brown Coal | 0 | 0 | 0 | 0 | 0 | 0 | 0 | 0 | 0 | 0 | 0 | 0 | 0 | 0 | 0 | 0 | 0 | 0 | 0 | 0 | 0 | 0 | 0 | 0 | 0 | 0 | 0
NEM | CCGT | 0 | 0 | 0 | 0 | 0 | 0 | 0 | 0 | 0 | 0 | 0 | 0 | 0 | 0 | 0 | 0 | 0 | 0 | 0 | 0 | 0 | 0 | 0 | 0 | 0 | 0 | 0
NEM | Gas - Steam | 0 | 0 | 0 | 0 | 0 | 0 | 0 | 0 | 0 | 0 | 0 | 0 | 0 | 0 | 0 | 0 | 0 | 0 | 0 | 0 | 0 | 0 | 0 | 0 | 0 | 0 | 0
NEM | OCGT / Diesel | 0 | 0 | 0 | 0 | 0 | 0 | 0 | 0 | 0 | 0 | 0 | 0 | 0 | 0 | 0 | 0 | 0 | 0 | 0 | 0 | 0 | 0 | 0 | 0 | 0 | 0 | 0
NEM | Hydro | 0 | 0 | 0 | 0 | 0 | 0 | 0 | 0 | 0 | 0 | 0 | 0 | 0 | 0 | 0 | 0 | 0 | 0 | 0 | 0 | 0 | 0 | 0 | 0 | 0 | 0 | 0
NEM | Hydrogen Turbine | 0 | 0 | 0 | 0 | 0 | 0 | 0 | 0 | 0 | 0 | 0 | 0 | 0 | 0 | 0 | 0 | 0 | 0 | 0 | 0 | 0 | 0 | 0 | 0 | 0 | 0 | 0
NEM | Wind | 0 | 0 | 0 | 0 | 0 | 0 | 0 | 0 | 0 | 0 | 0 | 0 | 0 | 0 | 0 | 0 | 0 | 0 | 0 | 0 | 0 | 0 | 0 | 0 | 0 | 0 | 0
NEM | Solar PV | 0 | 0 | 0 | 0 | 0 | 0 | 0 | 0 | 0 | 0 | 0 | 0 | 0 | 0 | 0 | 0 | 0 | 0 | 0 | 0 | 0 | 0 | 0 | 0 | 0 | 0 | 0
NEM | Grid Battery | 0 | 0 | 0 | 0 | 0 | 0 | 0 | 0 | 0 | 0 | 0 | 0 | 0 | 0 | 0 | 0 | 0 | 0 | 0 | 0 | 0 | 0 | 0 | 0 | 0 | 0 | 0
NEM | Pumped Hydro | 0 | 0 | 0 | 0 | 0 | 0 | 0 | 0 | 0 | 0 | 0 | 0 | 0 | 0 | 0 | 0 | 0 | 0 | 0 | 0 | 0 | 0 | 0 | 0 | 0 | 0 | 0
NEM | VPP | 0 | 0 | 0 | 0 | 0 | 0 | 0 | 0 | 0 | 0 | 0 | 0 | 0 | 0 | 0 | 0 | 0 | 0 | 0 | 0 | 0 | 0 | 0 | 0 | 0 | 0 | 0
Total excluding storage |  | 0 | 0 | 0 | 0 | 0 | 0 | 0 | 0 | 0 | 0 | 0 | 0 | 0 | 0 | 0 | 0 | 0 | 0 | 0 | 0 | 0 | 0 | 0 | 0 | 0 | 0 | 0
Region | Technology | 2023-24 | 2024-25 | 2025-26 | 2026-27 | 2027-28 | 2028-29 | 2029-30 | 2030-31 | 2031-32 | 2032-33 | 2033-34 | 2034-35 | 2035-36 | 2036-37 | 2037-38 | 2038-39 | 2039-40 | 2040-41 | 2041-42 | 2042-43 | 2043-44 | 2044-45 | 2045-46 | 2046-47 | 2047-48 | 2048-49 | 2049-50
NSW1 | Black Coal | 0 | 0 | 0 | 0 | 0 | 0 | 0 | 0 | 0 | 0 | 0 | 0 | 0 | 0 | 0 | 0 | 0 | 0 | 0 | 0 | 0 | 0 | 0 | 0 | 0 | 0 | 0
NSW1 | Brown Coal | 0 | 0 | 0 | 0 | 0 | 0 | 0 | 0 | 0 | 0 | 0 | 0 | 0 | 0 | 0 | 0 | 0 | 0 | 0 | 0 | 0 | 0 | 0 | 0 | 0 | 0 | 0
NSW1 | CCGT | 0 | 0 | 0 | 0 | 0 | 0 | 0 | 0 | 0 | 0 | 0 | 0 | 0 | 0 | 0 | 0 | 0 | 0 | 0 | 0 | 0 | 0 | 0 | 0 | 0 | 0 | 0
NSW1 | Gas - Steam | 0 | 0 | 0 | 0 | 0 | 0 | 0 | 0 | 0 | 0 | 0 | 0 | 0 | 0 | 0 | 0 | 0 | 0 | 0 | 0 | 0 | 0 | 0 | 0 | 0 | 0 | 0
NSW1 | OCGT / Diesel | 0 | 0 | 0 | 0 | 0 | 0 | 0 | 0 | 0 | 0 | 0 | 0 | 0 | 0 | 0 | 0 | 0 | 0 | 0 | 0 | 0 | 0 | 0 | 0 | 0 | 0 | 0
NSW1 | Hydro | 0 | 0 | 0 | 0 | 0 | 0 | 0 | 0 | 0 | 0 | 0 | 0 | 0 | 0 | 0 | 0 | 0 | 0 | 0 | 0 | 0 | 0 | 0 | 0 | 0 | 0 | 0
NSW1 | Hydrogen Turbine | 0 | 0 | 0 | 0 | 0 | 0 | 0 | 0 | 0 | 0 | 0 | 0 | 0 | 0 | 0 | 0 | 0 | 0 | 0 | 0 | 0 | 0 | 0 | 0 | 0 | 0 | 0
NSW1 | Wind | 0 | 0 | 0 | 0 | 0 | 0 | 0 | 0 | 0 | 0 | 0 | 0 | 0 | 0 | 0 | 0 | 0 | 0 | 0 | 0 | 0 | 0 | 0 | 0 | 0 | 0 | 0
NSW1 | Solar PV | 0 | 0 | 0 | 0 | 0 | 0 | 0 | 0 | 0 | 0 | 0 | 0 | 0 | 0 | 0 | 0 | 0 | 0 | 0 | 0 | 0 | 0 | 0 | 0 | 0 | 0 | 0
NSW1 | Grid Battery | 0 | 0 | 0 | 0 | 0 | 0 | 0 | 0 | 0 | 0 | 0 | 0 | 0 | 0 | 0 | 0 | 0 | 0 | 0 | 0 | 0 | 0 | 0 | 0 | 0 | 0 | 0
NSW1 | Pumped Hydro | 0 | 0 | 0 | 0 | 0 | 0 | 0 | 0 | 0 | 0 | 0 | 0 | 0 | 0 | 0 | 0 | 0 | 0 | 0 | 0 | 0 | 0 | 0 | 0 | 0 | 0 | 0
NSW1 | VPP | 0 | 0 | 0 | 0 | 0 | 0 | 0 | 0 | 0 | 0 | 0 | 0 | 0 | 0 | 0 | 0 | 0 | 0 | 0 | 0 | 0 | 0 | 0 | 0 | 0 | 0 | 0
Total excluding storage |  | 0 | 0 | 0 | 0 | 0 | 0 | 0 | 0 | 0 | 0 | 0 | 0 | 0 | 0 | 0 | 0 | 0 | 0 | 0 | 0 | 0 | 0 | 0 | 0 | 0 | 0 | 0
Region | Technology | 2023-24 | 2024-25 | 2025-26 | 2026-27 | 2027-28 | 2028-29 | 2029-30 | 2030-31 | 2031-32 | 2032-33 | 2033-34 | 2034-35 | 2035-36 | 2036-37 | 2037-38 | 2038-39 | 2039-40 | 2040-41 | 2041-42 | 2042-43 | 2043-44 | 2044-45 | 2045-46 | 2046-47 | 2047-48 | 2048-49 | 2049-50
QLD1 | Black Coal | 0 | 0 | 0 | 0 | 0 | 0 | 0 | 0 | 0 | 0 | 0 | 0 | 0 | 0 | 0 | 0 | 0 | 0 | 0 | 0 | 0 | 0 | 0 | 0 | 0 | 0 | 0
QLD1 | Brown Coal | 0 | 0 | 0 | 0 | 0 | 0 | 0 | 0 | 0 | 0 | 0 | 0 | 0 | 0 | 0 | 0 | 0 | 0 | 0 | 0 | 0 | 0 | 0 | 0 | 0 | 0 | 0
QLD1 | CCGT | 0 | 0 | 0 | 0 | 0 | 0 | 0 | 0 | 0 | 0 | 0 | 0 | 0 | 0 | 0 | 0 | 0 | 0 | 0 | 0 | 0 | 0 | 0 | 0 | 0 | 0 | 0
QLD1 | Gas - Steam | 0 | 0 | 0 | 0 | 0 | 0 | 0 | 0 | 0 | 0 | 0 | 0 | 0 | 0 | 0 | 0 | 0 | 0 | 0 | 0 | 0 | 0 | 0 | 0 | 0 | 0 | 0
QLD1 | OCGT / Diesel | 0 | 0 | 0 | 0 | 0 | 0 | 0 | 0 | 0 | 0 | 0 | 0 | 0 | 0 | 0 | 0 | 0 | 0 | 0 | 0 | 0 | 0 | 0 | 0 | 0 | 0 | 0
QLD1 | Hydro | 0 | 0 | 0 | 0 | 0 | 0 | 0 | 0 | 0 | 0 | 0 | 0 | 0 | 0 | 0 | 0 | 0 | 0 | 0 | 0 | 0 | 0 | 0 | 0 | 0 | 0 | 0
QLD1 | Hydrogen Turbine | 0 | 0 | 0 | 0 | 0 | 0 | 0 | 0 | 0 | 0 | 0 | 0 | 0 | 0 | 0 | 0 | 0 | 0 | 0 | 0 | 0 | 0 | 0 | 0 | 0 | 0 | 0
QLD1 | Wind | 0 | 0 | 0 | 0 | 0 | 0 | 0 | 0 | 0 | 0 | 0 | 0 | 0 | 0 | 0 | 0 | 0 | 0 | 0 | 0 | 0 | 0 | 0 | 0 | 0 | 0 | 0
QLD1 | Solar PV | 0 | 0 | 0 | 0 | 0 | 0 | 0 | 0 | 0 | 0 | 0 | 0 | 0 | 0 | 0 | 0 | 0 | 0 | 0 | 0 | 0 | 0 | 0 | 0 | 0 | 0 | 0
QLD1 | Grid Battery | 0 | 0 | 0 | 0 | 0 | 0 | 0 | 0 | 0 | 0 | 0 | 0 | 0 | 0 | 0 | 0 | 0 | 0 | 0 | 0 | 0 | 0 | 0 | 0 | 0 | 0 | 0
QLD1 | Pumped Hydro | 0 | 0 | 0 | 0 | 0 | 0 | 0 | 0 | 0 | 0 | 0 | 0 | 0 | 0 | 0 | 0 | 0 | 0 | 0 | 0 | 0 | 0 | 0 | 0 | 0 | 0 | 0
QLD1 | VPP | 0 | 0 | 0 | 0 | 0 | 0 | 0 | 0 | 0 | 0 | 0 | 0 | 0 | 0 | 0 | 0 | 0 | 0 | 0 | 0 | 0 | 0 | 0 | 0 | 0 | 0 | 0
Total excluding storage |  | 0 | 0 | 0 | 0 | 0 | 0 | 0 | 0 | 0 | 0 | 0 | 0 | 0 | 0 | 0 | 0 | 0 | 0 | 0 | 0 | 0 | 0 | 0 | 0 | 0 | 0 | 0
Region | Technology | 2023-24 | 2024-25 | 2025-26 | 2026-27 | 2027-28 | 2028-29 | 2029-30 | 2030-31 | 2031-32 | 2032-33 | 2033-34 | 2034-35 | 2035-36 | 2036-37 | 2037-38 | 2038-39 | 2039-40 | 2040-41 | 2041-42 | 2042-43 | 2043-44 | 2044-45 | 2045-46 | 2046-47 | 2047-48 | 2048-49 | 2049-50
VIC1 | Black Coal | 0 | 0 | 0 | 0 | 0 | 0 | 0 | 0 | 0 | 0 | 0 | 0 | 0 | 0 | 0 | 0 | 0 | 0 | 0 | 0 | 0 | 0 | 0 | 0 | 0 | 0 | 0
VIC1 | Brown Coal | 0 | 0 | 0 | 0 | 0 | 0 | 0 | 0 | 0 | 0 | 0 | 0 | 0 | 0 | 0 | 0 | 0 | 0 | 0 | 0 | 0 | 0 | 0 | 0 | 0 | 0 | 0
VIC1 | CCGT | 0 | 0 | 0 | 0 | 0 | 0 | 0 | 0 | 0 | 0 | 0 | 0 | 0 | 0 | 0 | 0 | 0 | 0 | 0 | 0 | 0 | 0 | 0 | 0 | 0 | 0 | 0
VIC1 | Gas - Steam | 0 | 0 | 0 | 0 | 0 | 0 | 0 | 0 | 0 | 0 | 0 | 0 | 0 | 0 | 0 | 0 | 0 | 0 | 0 | 0 | 0 | 0 | 0 | 0 | 0 | 0 | 0
VIC1 | OCGT / Diesel | 0 | 0 | 0 | 0 | 0 | 0 | 0 | 0 | 0 | 0 | 0 | 0 | 0 | 0 | 0 | 0 | 0 | 0 | 0 | 0 | 0 | 0 | 0 | 0 | 0 | 0 | 0
VIC1 | Hydro | 0 | 0 | 0 | 0 | 0 | 0 | 0 | 0 | 0 | 0 | 0 | 0 | 0 | 0 | 0 | 0 | 0 | 0 | 0 | 0 | 0 | 0 | 0 | 0 | 0 | 0 | 0
VIC1 | Hydrogen Turbine | 0 | 0 | 0 | 0 | 0 | 0 | 0 | 0 | 0 | 0 | 0 | 0 | 0 | 0 | 0 | 0 | 0 | 0 | 0 | 0 | 0 | 0 | 0 | 0 | 0 | 0 | 0
VIC1 | Wind | 0 | 0 | 0 | 0 | 0 | 0 | 0 | 0 | 0 | 0 | 0 | 0 | 0 | 0 | 0 | 0 | 0 | 0 | 0 | 0 | 0 | 0 | 0 | 0 | 0 | 0 | 0
VIC1 | Solar PV | 0 | 0 | 0 | 0 | 0 | 0 | 0 | 0 | 0 | 0 | 0 | 0 | 0 | 0 | 0 | 0 | 0 | 0 | 0 | 0 | 0 | 0 | 0 | 0 | 0 | 0 | 0
VIC1 | Grid Battery | 0 | 0 | 0 | 0 | 0 | 0 | 0 | 0 | 0 | 0 | 0 | 0 | 0 | 0 | 0 | 0 | 0 | 0 | 0 | 0 | 0 | 0 | 0 | 0 | 0 | 0 | 0
VIC1 | Pumped Hydro | 0 | 0 | 0 | 0 | 0 | 0 | 0 | 0 | 0 | 0 | 0 | 0 | 0 | 0 | 0 | 0 | 0 | 0 | 0 | 0 | 0 | 0 | 0 | 0 | 0 | 0 | 0
VIC1 | VPP | 0 | 0 | 0 | 0 | 0 | 0 | 0 | 0 | 0 | 0 | 0 | 0 | 0 | 0 | 0 | 0 | 0 | 0 | 0 | 0 | 0 | 0 | 0 | 0 | 0 | 0 | 0
Total excluding storage |  | 0 | 0 | 0 | 0 | 0 | 0 | 0 | 0 | 0 | 0 | 0 | 0 | 0 | 0 | 0 | 0 | 0 | 0 | 0 | 0 | 0 | 0 | 0 | 0 | 0 | 0 | 0
Region | Technology | 2023-24 | 2024-25 | 2025-26 | 2026-27 | 2027-28 | 2028-29 | 2029-30 | 2030-31 | 2031-32 | 2032-33 | 2033-34 | 2034-35 | 2035-36 | 2036-37 | 2037-38 | 2038-39 | 2039-40 | 2040-41 | 2041-42 | 2042-43 | 2043-44 | 2044-45 | 2045-46 | 2046-47 | 2047-48 | 2048-49 | 2049-50
SA1 | Black Coal | 0 | 0 | 0 | 0 | 0 | 0 | 0 | 0 | 0 | 0 | 0 | 0 | 0 | 0 | 0 | 0 | 0 | 0 | 0 | 0 | 0 | 0 | 0 | 0 | 0 | 0 | 0
SA1 | Brown Coal | 0 | 0 | 0 | 0 | 0 | 0 | 0 | 0 | 0 | 0 | 0 | 0 | 0 | 0 | 0 | 0 | 0 | 0 | 0 | 0 | 0 | 0 | 0 | 0 | 0 | 0 | 0
SA1 | CCGT | 0 | 0 | 0 | 0 | 0 | 0 | 0 | 0 | 0 | 0 | 0 | 0 | 0 | 0 | 0 | 0 | 0 | 0 | 0 | 0 | 0 | 0 | 0 | 0 | 0 | 0 | 0
SA1 | Gas - Steam | 0 | 0 | 0 | 0 | 0 | 0 | 0 | 0 | 0 | 0 | 0 | 0 | 0 | 0 | 0 | 0 | 0 | 0 | 0 | 0 | 0 | 0 | 0 | 0 | 0 | 0 | 0
SA1 | OCGT / Diesel | 0 | 0 | 0 | 0 | 0 | 0 | 0 | 0 | 0 | 0 | 0 | 0 | 0 | 0 | 0 | 0 | 0 | 0 | 0 | 0 | 0 | 0 | 0 | 0 | 0 | 0 | 0
SA1 | Hydro | 0 | 0 | 0 | 0 | 0 | 0 | 0 | 0 | 0 | 0 | 0 | 0 | 0 | 0 | 0 | 0 | 0 | 0 | 0 | 0 | 0 | 0 | 0 | 0 | 0 | 0 | 0
SA1 | Hydrogen Turbine | 0 | 0 | 0 | 0 | 0 | 0 | 0 | 0 | 0 | 0 | 0 | 0 | 0 | 0 | 0 | 0 | 0 | 0 | 0 | 0 | 0 | 0 | 0 | 0 | 0 | 0 | 0
SA1 | Wind | 0 | 0 | 0 | 0 | 0 | 0 | 0 | 0 | 0 | 0 | 0 | 0 | 0 | 0 | 0 | 0 | 0 | 0 | 0 | 0 | 0 | 0 | 0 | 0 | 0 | 0 | 0
SA1 | Solar PV | 0 | 0 | 0 | 0 | 0 | 0 | 0 | 0 | 0 | 0 | 0 | 0 | 0 | 0 | 0 | 0 | 0 | 0 | 0 | 0 | 0 | 0 | 0 | 0 | 0 | 0 | 0
SA1 | Grid Battery | 0 | 0 | 0 | 0 | 0 | 0 | 0 | 0 | 0 | 0 | 0 | 0 | 0 | 0 | 0 | 0 | 0 | 0 | 0 | 0 | 0 | 0 | 0 | 0 | 0 | 0 | 0
SA1 | Pumped Hydro | 0 | 0 | 0 | 0 | 0 | 0 | 0 | 0 | 0 | 0 | 0 | 0 | 0 | 0 | 0 | 0 | 0 | 0 | 0 | 0 | 0 | 0 | 0 | 0 | 0 | 0 | 0
SA1 | VPP | 0 | 0 | 0 | 0 | 0 | 0 | 0 | 0 | 0 | 0 | 0 | 0 | 0 | 0 | 0 | 0 | 0 | 0 | 0 | 0 | 0 | 0 | 0 | 0 | 0 | 0 | 0
Total excluding storage |  | 0 | 0 | 0 | 0 | 0 | 0 | 0 | 0 | 0 | 0 | 0 | 0 | 0 | 0 | 0 | 0 | 0 | 0 | 0 | 0 | 0 | 0 | 0 | 0 | 0 | 0 | 0
Region | Technology | 2023-24 | 2024-25 | 2025-26 | 2026-27 | 2027-28 | 2028-29 | 2029-30 | 2030-31 | 2031-32 | 2032-33 | 2033-34 | 2034-35 | 2035-36 | 2036-37 | 2037-38 | 2038-39 | 2039-40 | 2040-41 | 2041-42 | 2042-43 | 2043-44 | 2044-45 | 2045-46 | 2046-47 | 2047-48 | 2048-49 | 2049-50
TAS1 | Black Coal | 0 | 0 | 0 | 0 | 0 | 0 | 0 | 0 | 0 | 0 | 0 | 0 | 0 | 0 | 0 | 0 | 0 | 0 | 0 | 0 | 0 | 0 | 0 | 0 | 0 | 0 | 0
TAS1 | Brown Coal | 0 | 0 | 0 | 0 | 0 | 0 | 0 | 0 | 0 | 0 | 0 | 0 | 0 | 0 | 0 | 0 | 0 | 0 | 0 | 0 | 0 | 0 | 0 | 0 | 0 | 0 | 0
TAS1 | CCGT | 0 | 0 | 0 | 0 | 0 | 0 | 0 | 0 | 0 | 0 | 0 | 0 | 0 | 0 | 0 | 0 | 0 | 0 | 0 | 0 | 0 | 0 | 0 | 0 | 0 | 0 | 0
TAS1 | Gas - Steam | 0 | 0 | 0 | 0 | 0 | 0 | 0 | 0 | 0 | 0 | 0 | 0 | 0 | 0 | 0 | 0 | 0 | 0 | 0 | 0 | 0 | 0 | 0 | 0 | 0 | 0 | 0
TAS1 | OCGT / Diesel | 0 | 0 | 0 | 0 | 0 | 0 | 0 | 0 | 0 | 0 | 0 | 0 | 0 | 0 | 0 | 0 | 0 | 0 | 0 | 0 | 0 | 0 | 0 | 0 | 0 | 0 | 0
TAS1 | Hydro | 0 | 0 | 0 | 0 | 0 | 0 | 0 | 0 | 0 | 0 | 0 | 0 | 0 | 0 | 0 | 0 | 0 | 0 | 0 | 0 | 0 | 0 | 0 | 0 | 0 | 0 | 0
TAS1 | Hydrogen Turbine | 0 | 0 | 0 | 0 | 0 | 0 | 0 | 0 | 0 | 0 | 0 | 0 | 0 | 0 | 0 | 0 | 0 | 0 | 0 | 0 | 0 | 0 | 0 | 0 | 0 | 0 | 0
TAS1 | Wind | 0 | 0 | 0 | 0 | 0 | 0 | 0 | 0 | 0 | 0 | 0 | 0 | 0 | 0 | 0 | 0 | 0 | 0 | 0 | 0 | 0 | 0 | 0 | 0 | 0 | 0 | 0
TAS1 | Solar PV | 0 | 0 | 0 | 0 | 0 | 0 | 0 | 0 | 0 | 0 | 0 | 0 | 0 | 0 | 0 | 0 | 0 | 0 | 0 | 0 | 0 | 0 | 0 | 0 | 0 | 0 | 0
TAS1 | Grid Battery | 0 | 0 | 0 | 0 | 0 | 0 | 0 | 0 | 0 | 0 | 0 | 0 | 0 | 0 | 0 | 0 | 0 | 0 | 0 | 0 | 0 | 0 | 0 | 0 | 0 | 0 | 0
TAS1 | Pumped Hydro | 0 | 0 | 0 | 0 | 0 | 0 | 0 | 0 | 0 | 0 | 0 | 0 | 0 | 0 | 0 | 0 | 0 | 0 | 0 | 0 | 0 | 0 | 0 | 0 | 0 | 0 | 0
TAS1 | VPP | 0 | 0 | 0 | 0 | 0 | 0 | 0 | 0 | 0 | 0 | 0 | 0 | 0 | 0 | 0 | 0 | 0 | 0 | 0 | 0 | 0 | 0 | 0 | 0 | 0 | 0 | 0
Total excluding storage |  | 0 | 0 | 0 | 0 | 0 | 0 | 0 | 0 | 0 | 0 | 0 | 0 | 0 | 0 | 0 | 0 | 0 | 0 | 0 | 0 | 0 | 0 | 0 | 0 | 0 | 0 | 0

## O5A West_REZ Tx Cost
REZ transmission expansion cost by region ($000s) - O5A West, Step Change Scenario
REZ Expansion | Real June 2021 dollars discounted to 1 July 2021. As with the total capital costs, the REZ transmission expansion costs are annualised for modelling purposes.
Explicitly modelled generation
Region | Technology | 2023-24 | 2024-25 | 2025-26 | 2026-27 | 2027-28 | 2028-29 | 2029-30 | 2030-31 | 2031-32 | 2032-33 | 2033-34 | 2034-35 | 2035-36 | 2036-37 | 2037-38 | 2038-39 | 2039-40 | 2040-41 | 2041-42 | 2042-43 | 2043-44 | 2044-45 | 2045-46 | 2046-47 | 2047-48 | 2048-49 | 2049-50
NSW1 | Transmission | 7.9197e-06 | 0.0023707 | 0.0029256 | 0.0037541 | 0.0038966 | 0.005343 | 0.0078817 | 0.01286 | 0.013393 | 11162.627 | 16335.1894 | 15483.5922 | 14715.5209 | 13909.231 | 13184.1064 | 12496.7902 | 13965.1688 | 13199.9934 | 12511.8433 | 32331.9784 | 39811.6006 | 37630.2503 | 35668.4902 | 66790.5821 | 73471.5386 | 74363.2288 | 70486.4751
QLD1 | Transmission | 69.5163 | 65.8424 | 62.4111 | 80.1463 | 89.2055 | 51638.3753 | 49013.9289 | 54667.8141 | 54479.9419 | 73645.0247 | 82721.8768 | 81346.3515 | 77510.9246 | 74744.7765 | 114797.012 | 112457.9003 | 142539.1659 | 153517.0404 | 154042.9168 | 195899.9583 | 210657.508 | 199487.7618 | 192139.1556 | 201955.1926 | 202139.2095 | 205798.2129 | 210542.6497
VIC1 | Transmission | 0 | 0.00076325 | 0.00082915 | 0.00085708 | 0.00083858 | 0.0008638 | 0.00094288 | 0.0011005 | 0.003135 | 0.003277 | 27958.4084 | 26500.8611 | 25186.2724 | 23806.2707 | 22565.1857 | 21388.8017 | 20327.7995 | 19214.0024 | 18212.3247 | 17262.8683 | 16406.5359 | 15507.5919 | 19486.8222 | 20596.609 | 19929.9765 | 18837.9769 | 18282.2313
SA1 | Transmission | 57.1306 | 1393.1907 | 1387.7213 | 2552.6753 | 2426.0491 | 2321.4181 | 2202.4198 | 2088.2276 | 3041.1169 | 4234.5673 | 4013.8143 | 3804.5671 | 3615.8657 | 3417.7469 | 16608.8084 | 16978.2623 | 16136.2007 | 19035.0707 | 18652.2829 | 21353.1642 | 33533.5354 | 33458.1976 | 31923.2386 | 40221.1833 | 43772.8246 | 42705.5398 | 40600.1014
TAS1 | Transmission | 0 | 0.0015706 | 53.4782 | 251.9377 | 3422.1506 | 3234.6483 | 3066.0176 | 2906.178 | 2762.0162 | 2610.6813 | 2474.5797 | 2345.5733 | 2229.22 | 2107.0771 | 1997.2296 | 1893.1088 | 1799.2003 | 1700.619 | 1611.9613 | 1527.9257 | 1452.1324 | 1372.5675 | 1301.0125 | 1233.1876 | 1172.0149 | 1107.7982 | 1050.0458
NEM | Total | 126.6469 | 1459.0378 | 1503.6143 | 2884.7639 | 5937.4099 | 57194.448 | 54282.375 | 59662.2336 | 60283.0915 | 91652.9036 | 133503.8687 | 129480.9453 | 123257.8035 | 117985.1022 | 169152.3422 | 165214.8634 | 194767.5352 | 206666.7259 | 205031.329 | 268375.8948 | 301861.3123 | 287456.3692 | 280518.7191 | 330796.7547 | 340485.564 | 342812.7565 | 340961.5034

## O5A West_USE+DSP Cost
USE+DSP cost by region ($000s) - O5A West, Step Change Scenario
USE+DSP | Real June 2021 dollars discounted to 1 July 2021
Explicitly modelled generation
Region | Technology | 2023-24 | 2024-25 | 2025-26 | 2026-27 | 2027-28 | 2028-29 | 2029-30 | 2030-31 | 2031-32 | 2032-33 | 2033-34 | 2034-35 | 2035-36 | 2036-37 | 2037-38 | 2038-39 | 2039-40 | 2040-41 | 2041-42 | 2042-43 | 2043-44 | 2044-45 | 2045-46 | 2046-47 | 2047-48 | 2048-49 | 2049-50
NSW1 | USE+DSP | 32850.6473 | 37832.351 | 111190.0826 | 1195.8279 | 14435.8609 | 18.4819 | 0.33457 | 817.0281 | 0.33594 | 812.7913 | 870.8374 | 13.7687 | 1344.8722 | 287.2158 | 6376.4956 | 0.34338 | 490.0879 | 4266.0497 | 3824.9715 | 6817.3829 | 11895.6714 | 7840.9721 | 10309.6147 | 11445.6819 | 10530.821 | 11520.0394 | 12816.9348
QLD1 | USE+DSP | 0.040285 | 0.039912 | 0.040724 | 524.6184 | 22.926 | 76222.7562 | 0.041944 | 2882.7723 | 1669.5621 | 778.8722 | 1599.2685 | 2545.4067 | 3083.8108 | 972.2378 | 7102.5667 | 0.043058 | 8131.2184 | 6008.352 | 5781.6738 | 11289.3534 | 23854.139 | 19418.3193 | 46770.2008 | 55469.6532 | 52674.8928 | 53728.573 | 53337.9295
VIC1 | USE+DSP | 26933.6339 | 20780.0967 | 24.7594 | 32277.8355 | 433.0878 | 0.42323 | 78.0582 | 1001.5724 | 0.42268 | 839.0996 | 42.5649 | 11.0831 | 2963.1362 | 516.6131 | 5601.032 | 12.7397 | 846.3381 | 2076.1711 | 3104.6127 | 4020.7559 | 5401.9081 | 11643.457 | 2882.617 | 3294.6803 | 3875.9394 | 5611.2295 | 8492.6652
SA1 | USE+DSP | 808.7465 | 0.046773 | 8.8315 | 849.1971 | 255.8821 | 0.047997 | 0.047888 | 862.0576 | 0.047998 | 1219.2382 | 0.049112 | 14.8133 | 941.7841 | 149.1417 | 8098.2228 | 0.050071 | 565.2265 | 2134.5766 | 1907.5417 | 2714.2118 | 4679.9291 | 3874.634 | 3888.8565 | 4070.4441 | 4724.2045 | 5753.0056 | 5839.3943
TAS1 | USE+DSP | 0.028245 | 0.027877 | 0.028054 | 0.028183 | 0.028241 | 0.028328 | 0.028639 | 44.755 | 0.029291 | 43.8669 | 0.029731 | 13.2243 | 606.9309 | 79.3995 | 316.7727 | 0.029982 | 254.5315 | 668.1724 | 820.4859 | 1296.9271 | 1624.3421 | 1520.7883 | 1044.9563 | 1487.9319 | 1450.7189 | 2671.6394 | 1962.7138
NEM | Total | 60593.0962 | 58612.5623 | 111223.7422 | 34847.5071 | 15147.7851 | 76241.7377 | 78.5112 | 5608.1854 | 1670.398 | 3693.8682 | 2512.7497 | 2598.296 | 8940.5342 | 2004.6078 | 27495.0898 | 13.2062 | 10287.4024 | 15153.3219 | 15439.2857 | 26138.6312 | 47455.9897 | 44298.1708 | 64896.2453 | 75768.3913 | 73256.5766 | 79284.4868 | 82449.6376

## O5 no comp_CF
Annual capacity factor by technology - O5 no comp, Step Change Scenario
Explicitly modelled generation
Region | Technology | 2023-24 | 2024-25 | 2025-26 | 2026-27 | 2027-28 | 2028-29 | 2029-30 | 2030-31 | 2031-32 | 2032-33 | 2033-34 | 2034-35 | 2035-36 | 2036-37 | 2037-38 | 2038-39 | 2039-40 | 2040-41 | 2041-42 | 2042-43 | 2043-44 | 2044-45 | 2045-46 | 2046-47 | 2047-48 | 2048-49 | 2049-50
NEM | Black Coal | 58.97% | 51.64% | 52.7% | 63.31% | 60.31% | 61.89% | 63.39% | 59.78% | 57.66% | 58.51% | 62.5% | 62.41% | 54.59% | 53.03% | 55.9% | 52.91% | 56.03% | 44.54% | 43.41% | - | - | - | - | - | - | - | -
NEM | Brown Coal | 68.74% | 60.14% | 65.81% | 62.99% | 63.46% | 63.57% | 66.1% | 63.91% | 50.99% | - | - | - | - | - | - | - | - | - | - | - | - | - | - | - | - | - | -
NEM | CCGT | 8.139% | 6.613% | 12.98% | 16.41% | 16.83% | 19.67% | 22.77% | 26.93% | 23.84% | 23.22% | 31.12% | 35.58% | 26.64% | 28.05% | 27.92% | 31.12% | 30.91% | 26.37% | 22.17% | 25.85% | 27.37% | 21.79% | 24.01% | 28.9% | 28.45% | 28.08% | 28.75%
NEM | Gas - Steam | 0.9866% | 0.9477% | 2.997% | 3.749% | 2.488% | 5.239% | 4.399% | 23.1% | 3.919% | 8.571% | 7.685% | 14.11% | 7.78% | 11.98% | 12.27% | 13.8% | - | - | - | - | - | - | - | - | - | - | -
NEM | OCGT / Diesel | 0.3094% | 0.2412% | 0.54% | 0.5882% | 0.435% | 0.604% | 0.4981% | 2.301% | 1.102% | 1.854% | 3.558% | 6.625% | 3.754% | 5.049% | 3.981% | 3.918% | 9.77% | 9.473% | 4.806% | 6.733% | 10.34% | 5.677% | 7.304% | 8.677% | 6.313% | 7.87% | 7.848%
NEM | Hydro | 26.73% | 24.3% | 24.85% | 24.01% | 20.27% | 24.99% | 26.92% | 26.23% | 24.83% | 23.81% | 25.86% | 26.38% | 24.14% | 22.32% | 26.54% | 24.23% | 22.41% | 21.71% | 20.91% | 23.62% | 23.65% | 22.11% | 21.02% | 27.5% | 26.05% | 25.96% | 25.12%
NEM | Hydrogen Turbine | bar: 2023-24 to 2049-50
NEM | Wind | 32.72% | 33.39% | 34.04% | 35.47% | 37.27% | 36.21% | 35.92% | 34.95% | 36.65% | 35.33% | 34.5% | 33.91% | 35.03% | 36.06% | 34.89% | 34.97% | 34.03% | 34.08% | 33.57% | 32.75% | 32.02% | 32.85% | 33.77% | 32.7% | 31.83% | 31.56% | 31.22%
NEM | Solar PV | 26.38% | 22.23% | 23.44% | 24.67% | 24.45% | 22.4% | 23.54% | 24.3% | 24.63% | 24.84% | 24.39% | 23.69% | 24.44% | 24.51% | 20.73% | 21.9% | 21.57% | 20.18% | 21.22% | 20.82% | 19.87% | 20.01% | 20.52% | 17.79% | 17.83% | 18.78% | 18.23%
NEM | Grid Battery | 4.764% | 4.717% | 7.354% | 11.15% | 15.27% | 17.38% | 17.58% | 19.3% | 18.66% | 20.86% | 19.84% | 19.17% | 19.85% | 20.1% | 18.37% | 18.66% | 20.13% | 19.27% | 21.09% | 20.39% | 19.52% | 19.17% | 20.01% | 16.8% | 16.6% | 17.31% | 16.53%
NEM | Pumped Hydro | 7.63% | 12.57% | 13.03% | 19.42% | 9.905% | 13.36% | 14.75% | 19.36% | 19.82% | 18.8% | 20.43% | 20.43% | 21.28% | 22.08% | 20.22% | 20.67% | 20.62% | 18.05% | 18.78% | 18.94% | 16.96% | 15.99% | 15.62% | 16.56% | 14.43% | 14.62% | 12.9%
NEM | VPP | 7.928% | 8.088% | 8.67% | 8.501% | 8.24% | 7.729% | 7.55% | 7.48% | 7.28% | 7.238% | 7.196% | 6.906% | 7.018% | 7.021% | 6.638% | 6.528% | 6.673% | 6.408% | 6.649% | 6.505% | 6.309% | 6.474% | 6.656% | 6.263% | 6.183% | 6.327% | 6.148%
Region | Technology | 2023-24 | 2024-25 | 2025-26 | 2026-27 | 2027-28 | 2028-29 | 2029-30 | 2030-31 | 2031-32 | 2032-33 | 2033-34 | 2034-35 | 2035-36 | 2036-37 | 2037-38 | 2038-39 | 2039-40 | 2040-41 | 2041-42 | 2042-43 | 2043-44 | 2044-45 | 2045-46 | 2046-47 | 2047-48 | 2048-49 | 2049-50
NSW1 | Black Coal | 57.9% | 48.25% | 44.38% | 64.22% | 58.53% | 64.25% | 66.9% | 57.47% | 56.42% | 57.16% | 61.34% | 63.06% | 55.29% | 49.1% | 54.77% | 54.65% | - | - | - | - | - | - | - | - | - | - | -
NSW1 | Brown Coal | bar: 2023-24 to 2049-50
NSW1 | CCGT | 0.3544% | 0.1613% | 7.964% | 17.46% | 19.8% | 17.01% | 28.42% | 28.87% | 26.33% | 23.82% | 36.25% | 42.82% | 27.44% | 28.67% | 30.94% | 36.79% | 37% | 29.13% | 24.94% | 30.11% | - | - | - | - | - | - | -
NSW1 | Gas - Steam | bar: 2023-24 to 2049-50
NSW1 | OCGT / Diesel | 0.05169% | 0.02283% | 0.1553% | 0.1465% | 0.1218% | 0.02478% | 0.0001835% | 0.6619% | 0.1215% | 0.571% | 1.077% | 3.931% | 1.745% | 3.21% | 1.802% | 2.458% | 7.67% | 9.281% | 4.342% | 5.455% | 9.604% | 5.836% | 8.608% | 7.65% | 7.121% | 6.655% | 8.126%
NSW1 | Hydro | 9.225% | 12.9% | 13.51% | 13.59% | 11.34% | 16.27% | 13.8% | 14.02% | 13.25% | 11.86% | 14.44% | 15.08% | 13.93% | 12.31% | 17.13% | 14.38% | 12.72% | 12.3% | 11.22% | 13.01% | 13.38% | 12.14% | 10.36% | 16.1% | 15.82% | 15.61% | 15.18%
NSW1 | Hydrogen Turbine | bar: 2023-24 to 2049-50
NSW1 | Wind | 36.21% | 33.88% | 34.03% | 35.41% | 35.91% | 36.37% | 34.49% | 34.2% | 33.97% | 34.03% | 33.22% | 32.68% | 34% | 34.02% | 34.42% | 32.83% | 32.48% | 30.48% | 31.87% | 30.52% | 29.43% | 30.52% | 31.06% | 32.05% | 29.57% | 29.38% | 27.71%
NSW1 | Solar PV | 26.9% | 21.22% | 22.17% | 24.46% | 24.7% | 22.42% | 23.25% | 24.65% | 24.41% | 24.71% | 24.38% | 23.65% | 25.14% | 24.86% | 21.14% | 21.69% | 22.45% | 20.68% | 21.75% | 20.59% | 19.52% | 20.53% | 20.98% | 18.6% | 17.49% | 18.76% | 18.13%
NSW1 | Grid Battery | 4.715% | 5.73% | 12.26% | 23.82% | 24.35% | 22.19% | 22.45% | 24.23% | 22.92% | 23.8% | 22.23% | 20.74% | 22.52% | 22.57% | 21.24% | 21.13% | 21.81% | 20.71% | 22.87% | 21.07% | 18.79% | 19.98% | 20.48% | 17.66% | 16.98% | 18.26% | 18.27%
NSW1 | Pumped Hydro | 5.258% | 10.45% | 17.33% | 27.19% | 8.963% | 14.71% | 16.05% | 21.28% | 21.88% | 20.89% | 23.06% | 23.02% | 23.99% | 25.37% | 23.99% | 22.27% | 20.73% | 16.03% | 18.19% | 18.28% | 15.8% | 14.36% | 14.86% | 18.95% | 14.7% | 14.27% | 11.76%
NSW1 | VPP | 6.822% | 7.85% | 8.797% | 8.675% | 8.392% | 7.768% | 7.493% | 7.568% | 7.342% | 7.391% | 7.344% | 7.033% | 7.193% | 7.077% | 6.762% | 6.63% | 6.819% | 6.543% | 6.758% | 6.607% | 6.312% | 6.604% | 6.66% | 6.301% | 6.169% | 6.444% | 6.383%
Region | Technology | 2023-24 | 2024-25 | 2025-26 | 2026-27 | 2027-28 | 2028-29 | 2029-30 | 2030-31 | 2031-32 | 2032-33 | 2033-34 | 2034-35 | 2035-36 | 2036-37 | 2037-38 | 2038-39 | 2039-40 | 2040-41 | 2041-42 | 2042-43 | 2043-44 | 2044-45 | 2045-46 | 2046-47 | 2047-48 | 2048-49 | 2049-50
QLD1 | Black Coal | 60.08% | 55.11% | 62.03% | 62.58% | 61.53% | 60.21% | 61.26% | 61.8% | 58.75% | 60.05% | 63.44% | 61.87% | 54.01% | 56.27% | 56.83% | 51.47% | 56.03% | 44.54% | 43.41% | - | - | - | - | - | - | - | -
QLD1 | Brown Coal | bar: 2023-24 to 2049-50
QLD1 | CCGT | 7.297% | 6.109% | 12.05% | 18.12% | 18.94% | 22.11% | 24.67% | 29.07% | 28.04% | 26.58% | 35.97% | 39.27% | 32.12% | 34.35% | 31.62% | 34.4% | 34.42% | 30.37% | 25.35% | 29.13% | 32.69% | 26.04% | 35.79% | 62.3% | 61.32% | 60.52% | 61.96%
QLD1 | Gas - Steam | bar: 2023-24 to 2049-50
QLD1 | OCGT / Diesel | 0.01426% | 3.012e-06% | 0.01582% | 0.1076% | 0.1441% | 0.1144% | 0.05352% | 2.52% | 2.145% | 2.172% | 7.895% | 10.16% | 7.628% | 10.45% | 5.226% | 4.334% | 9.932% | 8.81% | 4.121% | 7.388% | 9.045% | 5.555% | 8.269% | 10.33% | 4.52% | 6.688% | 6.091%
QLD1 | Hydro | 54.44% | 54.49% | 55.85% | 53.53% | 54.61% | 55.54% | 55.05% | 54.59% | 54.44% | 54.51% | 54.09% | 53.6% | 53.12% | 53.41% | 37.67% | 35.68% | 28.67% | 26.79% | 26.34% | - | - | - | - | - | - | - | -
QLD1 | Hydrogen Turbine | bar: 2023-24 to 2049-50
QLD1 | Wind | 40.69% | 36.74% | 38.81% | 38.61% | 39.89% | 37.77% | 37.35% | 36.85% | 36.17% | 35.56% | 33.54% | 33.4% | 32.96% | 35.11% | 34.52% | 34.09% | 33.76% | 31.7% | 32.35% | 31.11% | 31.29% | 30.51% | 32.27% | 31.58% | 30.58% | 31.69% | 29.79%
QLD1 | Solar PV | 26.9% | 24.11% | 26.33% | 26.61% | 25.77% | 23.22% | 25.52% | 25.4% | 26.28% | 25.89% | 25.39% | 24.92% | 24.95% | 24.92% | 21.11% | 23.5% | 21.96% | 21.22% | 22.02% | 22.55% | 22.07% | 21.22% | 21.21% | 18.38% | 19.43% | 20.26% | 19.73%
QLD1 | Grid Battery | 6.123% | 6.096% | 6.219% | 6.298% | 6.3% | 21.45% | 21.43% | 22.72% | 22.33% | 23.13% | 22.12% | 21.99% | 22.12% | 22.64% | 19.67% | 20.69% | 21.59% | 21.98% | 22.31% | 22.88% | 21.64% | 21.12% | 21.6% | 18.14% | 18.92% | 18.63% | 18.54%
QLD1 | Pumped Hydro | 8.628% | 13.47% | 9.288% | 12.65% | 13.1% | 9.537% | 11.07% | 13.93% | 13.88% | 12.07% | 12.75% | 15.07% | 16.13% | 15.96% | 16.84% | 19.53% | 20.35% | 19.11% | 19.13% | 19.51% | 17.51% | 16.71% | 15.42% | 14.75% | 13.66% | 14.24% | 12.84%
QLD1 | VPP | 8.294% | 8.164% | 8.264% | 8.473% | 8.118% | 7.705% | 7.579% | 7.622% | 7.505% | 7.434% | 7.491% | 7.324% | 7.209% | 7.244% | 6.717% | 6.708% | 6.817% | 6.767% | 6.801% | 6.91% | 6.87% | 6.741% | 6.895% | 6.682% | 6.632% | 6.544% | 6.559%
Region | Technology | 2023-24 | 2024-25 | 2025-26 | 2026-27 | 2027-28 | 2028-29 | 2029-30 | 2030-31 | 2031-32 | 2032-33 | 2033-34 | 2034-35 | 2035-36 | 2036-37 | 2037-38 | 2038-39 | 2039-40 | 2040-41 | 2041-42 | 2042-43 | 2043-44 | 2044-45 | 2045-46 | 2046-47 | 2047-48 | 2048-49 | 2049-50
VIC1 | Black Coal | bar: 2023-24 to 2049-50
VIC1 | Brown Coal | 68.74% | 60.14% | 65.81% | 62.99% | 63.46% | 63.57% | 66.1% | 63.91% | 50.99% | - | - | - | - | - | - | - | - | - | - | - | - | - | - | - | - | - | -
VIC1 | CCGT | bar: 2023-24 to 2049-50
VIC1 | Gas - Steam | 0.386% | 0.4193% | 1.613% | 3.749% | 2.488% | 5.239% | 4.399% | 23.1% | 3.919% | 8.571% | 7.685% | 14.11% | 7.78% | 11.98% | 12.27% | 13.8% | - | - | - | - | - | - | - | - | - | - | -
VIC1 | OCGT / Diesel | 0.1382% | 0.09494% | 0.2358% | 0.8792% | 0.5059% | 0.8588% | 0.5762% | 2.6% | 0.3586% | 1.959% | 1.814% | 5.585% | 2.636% | 2.82% | 4.52% | 3.86% | 12.16% | 10.3% | 5.719% | 7.598% | 12.02% | 5.843% | 6.486% | 8.886% | 7.672% | 11.11% | 10.45%
VIC1 | Hydro | 13.86% | 16.82% | 17.37% | 16.47% | 13.77% | 20.65% | 17.23% | 14.89% | 14.9% | 13.6% | 16.62% | 17.17% | 16.34% | 13.67% | 20.57% | 17.21% | 14.9% | 14.91% | 13.59% | 16.63% | 17.2% | 16.31% | 13.68% | 20.58% | 20.61% | 20.6% | 20.54%
VIC1 | Hydrogen Turbine | bar: 2023-24 to 2049-50
VIC1 | Wind | 28.18% | 29.24% | 30.07% | 31.46% | 35.81% | 33.41% | 34.85% | 32.66% | 37.1% | 33.44% | 34.23% | 33.55% | 35.02% | 36.22% | 33.05% | 36.02% | 34.04% | 38.05% | 34.18% | 34.99% | 34.17% | 35.83% | 36.26% | 32.27% | 34.56% | 32.57% | 36.11%
VIC1 | Solar PV | 23.27% | 19.94% | 20.1% | 20.4% | 19.88% | 19.74% | 19.52% | 19.12% | 21.13% | 23.33% | 22.29% | 21.27% | 21.78% | 22.58% | 19.36% | 19.67% | 19.17% | 18.14% | 19.64% | 18.89% | 18.03% | 19.34% | 19.95% | 16.92% | 17.07% | 17.89% | 17.11%
VIC1 | Grid Battery | 4.881% | 4.526% | 5.315% | 5.227% | 5.036% | 4.804% | 4.741% | 9.842% | 9.757% | 12.48% | 11.64% | 11.08% | 14.32% | 14.23% | 14.2% | 14.26% | 16.37% | 15.11% | 18.92% | 17.22% | 16.45% | 16.29% | 17.08% | 14.79% | 14.58% | 15.61% | 13.44%
VIC1 | Pumped Hydro | - | - | - | - | - | - | - | - | - | - | - | - | - | - | - | - | - | - | - | - | - | 22.59% | 24.55% | 22.51% | 22.15% | 21.42% | 21.6%
VIC1 | VPP | 8.363% | 7.873% | 9.422% | 8.902% | 8.598% | 7.992% | 7.762% | 7.412% | 7.029% | 6.913% | 6.715% | 6.395% | 6.762% | 6.817% | 6.508% | 6.338% | 6.51% | 6.031% | 6.51% | 6.131% | 5.748% | 6.197% | 6.453% | 5.969% | 6.002% | 6.171% | 5.725%
Region | Technology | 2023-24 | 2024-25 | 2025-26 | 2026-27 | 2027-28 | 2028-29 | 2029-30 | 2030-31 | 2031-32 | 2032-33 | 2033-34 | 2034-35 | 2035-36 | 2036-37 | 2037-38 | 2038-39 | 2039-40 | 2040-41 | 2041-42 | 2042-43 | 2043-44 | 2044-45 | 2045-46 | 2046-47 | 2047-48 | 2048-49 | 2049-50
SA1 | Black Coal | bar: 2023-24 to 2049-50
SA1 | Brown Coal | bar: 2023-24 to 2049-50
SA1 | CCGT | 17.25% | 16.1% | 25.06% | 16.81% | 14.62% | 22.22% | 21.29% | 29.44% | 18.41% | 21.69% | 24.43% | 32.39% | 19.88% | 24.13% | - | - | - | - | - | - | - | - | - | - | - | - | -
SA1 | Gas - Steam | 1.362% | 1.278% | 3.862% | - | - | - | - | - | - | - | - | - | - | - | - | - | - | - | - | - | - | - | - | - | - | - | -
SA1 | OCGT / Diesel | 1.298% | 1.178% | 2.398% | 1.721% | 1.351% | 2.097% | 1.986% | 5.684% | 2.944% | 5.282% | 7.166% | 12.1% | 6.887% | 8.012% | 9.889% | 10.72% | 15.05% | 10.96% | 7.162% | 9.304% | 11.89% | 4.471% | 4.115% | 2.389% | 1.406% | 2.771% | 2.904%
SA1 | Hydro | bar: 2023-24 to 2049-50
SA1 | Hydrogen Turbine | bar: 2023-24 to 2049-50
SA1 | Wind | 32.79% | 32.43% | 31.42% | 34.83% | 34.57% | 33.3% | 33.3% | 31.93% | 34.44% | 32.44% | 33.05% | 29.88% | 34.4% | 34.77% | 32.76% | 33.81% | 31.7% | 33.25% | 31.16% | 31.67% | 29.07% | 32.18% | 32.65% | 30.95% | 31.09% | 29.62% | 30.24%
SA1 | Solar PV | 25.53% | 21.9% | 22.5% | 21.83% | 21.99% | 21.69% | 20.9% | 19.88% | 19.88% | 22.2% | 21.03% | 21.17% | 21.33% | 23% | 19.04% | 19.24% | 17.87% | 16.22% | 18.53% | 16.32% | 16% | 15.95% | 18.04% | 14.91% | 14.41% | 15.03% | 14.55%
SA1 | Grid Battery | 4.395% | 4.474% | 4.329% | 4.26% | 4.262% | 4.178% | 4.128% | 4.237% | 4.197% | 14.84% | 14.09% | 13.76% | 15.14% | 15.58% | 15.64% | 15.54% | 15.43% | 15.57% | 18.21% | 15.51% | 18.13% | 16.64% | 18.81% | 14.74% | 13.18% | 14.45% | 12.44%
SA1 | Pumped Hydro | bar: 2023-24 to 2049-50
SA1 | VPP | 9.097% | 9.066% | 8.683% | 8.174% | 8.002% | 7.687% | 7.603% | 7.366% | 7.277% | 7.297% | 7.321% | 6.914% | 6.907% | 7.121% | 6.739% | 6.589% | 6.532% | 6.207% | 6.579% | 6.303% | 6.45% | 6.354% | 6.914% | 6.144% | 5.815% | 6.135% | 5.66%
Region | Technology | 2023-24 | 2024-25 | 2025-26 | 2026-27 | 2027-28 | 2028-29 | 2029-30 | 2030-31 | 2031-32 | 2032-33 | 2033-34 | 2034-35 | 2035-36 | 2036-37 | 2037-38 | 2038-39 | 2039-40 | 2040-41 | 2041-42 | 2042-43 | 2043-44 | 2044-45 | 2045-46 | 2046-47 | 2047-48 | 2048-49 | 2049-50
TAS1 | Black Coal | bar: 2023-24 to 2049-50
TAS1 | Brown Coal | bar: 2023-24 to 2049-50
TAS1 | CCGT | bar: 2023-24 to 2049-50
TAS1 | Gas - Steam | bar: 2023-24 to 2049-50
TAS1 | OCGT / Diesel | 7.137e-06% | 1.459e-05% | 1.549e-05% | 0.01199% | 1.699e-05% | 1.809e-05% | 0.08584% | 0.3312% | 0.1051% | 0.5429% | 0.1481% | 1.065% | 0.8097% | 0.7754% | 1.028% | 0.7915% | 3.751% | 2.013% | 1.199% | 2.141% | 1.952% | 0.9296% | 1.159% | 1.425% | 0.8481% | 2.654% | 1.823%
TAS1 | Hydro | 53.81% | 40.42% | 40.87% | 39.24% | 32.82% | 35.66% | 46.82% | 46.68% | 43.34% | 42.88% | 43.68% | 44.12% | 39.43% | 38.06% | 40.86% | 39.89% | 38.49% | 36.94% | 36.85% | 40.33% | 39.54% | 37.12% | 38.09% | 44.93% | 41% | 40.96% | 39.03%
TAS1 | Hydrogen Turbine | bar: 2023-24 to 2049-50
TAS1 | Wind | 37.86% | 44.8% | 47.83% | 48.25% | 50.96% | 47.55% | 47.6% | 46.57% | 48.83% | 48.78% | 46.29% | 47.74% | 48.56% | 50.69% | 48.81% | 47.63% | 46.52% | 50.67% | 49.48% | 47.43% | 49.04% | 50.7% | 52.22% | 50.55% | 49.11% | 48.1% | 52.01%
TAS1 | Solar PV | - | - | - | - | - | - | - | - | - | - | - | - | - | - | - | - | - | 17.11% | 17.95% | 20% | 18.57% | 19.84% | 19.86% | 16.93% | 18.85% | 19.11% | 17.92%
TAS1 | Grid Battery | bar: 2023-24 to 2049-50
TAS1 | Pumped Hydro | - | - | - | - | - | - | - | 19.07% | 24.73% | 20.34% | 20.87% | 19.22% | 19.44% | 19.55% | 19.87% | 19.3% | 21.5% | 20.56% | 19.38% | 18.77% | 18.67% | 18.15% | 18.61% | 17.48% | 17.04% | 16.32% | 15.19%
TAS1 | VPP | 0.7729% | 3.508% | 2.946% | 3.5% | 4.303% | 4.39% | 5.213% | 5.683% | 6.285% | 5.727% | 5.729% | 4.989% | 5.111% | 5.01% | 4.7% | 4.427% | 4.969% | 4.653% | 4.871% | 4.668% | 4.525% | 4.636% | 4.706% | 4.073% | 4.296% | 4.383% | 4.12%
Explicitly modelled pumping
Region | Technology | 2023-24 | 2024-25 | 2025-26 | 2026-27 | 2027-28 | 2028-29 | 2029-30 | 2030-31 | 2031-32 | 2032-33 | 2033-34 | 2034-35 | 2035-36 | 2036-37 | 2037-38 | 2038-39 | 2039-40 | 2040-41 | 2041-42 | 2042-43 | 2043-44 | 2044-45 | 2045-46 | 2046-47 | 2047-48 | 2048-49 | 2049-50
NEM | Grid Battery pump | 5.936% | 5.902% | 9.118% | 13.85% | 18.86% | 21.21% | 21.5% | 23.53% | 22.82% | 25.31% | 24.08% | 23.28% | 24.05% | 24.37% | 22.33% | 22.64% | 24.32% | 23.39% | 25.45% | 24.66% | 23.55% | 23.15% | 24.2% | 20.27% | 20.08% | 20.86% | 19.95%
NEM | Pumped Hydro Pump | 11.2% | 19.46% | 18.34% | 26.94% | 16.07% | 17.64% | 20.82% | 26% | 28% | 25.27% | 28.28% | 26.67% | 28.62% | 30.14% | 26.83% | 27.74% | 27.13% | 24.14% | 24.56% | 25.31% | 21.67% | 21.03% | 21.04% | 21.59% | 19.21% | 18.96% | 16.56%
NEM | VPP pump | 9.3% | 9.527% | 10.21% | 9.993% | 9.706% | 9.084% | 8.892% | 8.793% | 8.584% | 8.506% | 8.465% | 8.13% | 8.25% | 8.258% | 7.824% | 7.685% | 7.832% | 7.559% | 7.806% | 7.66% | 7.416% | 7.616% | 7.842% | 7.357% | 7.287% | 7.43% | 7.231%
Region | Technology | 2023-24 | 2024-25 | 2025-26 | 2026-27 | 2027-28 | 2028-29 | 2029-30 | 2030-31 | 2031-32 | 2032-33 | 2033-34 | 2034-35 | 2035-36 | 2036-37 | 2037-38 | 2038-39 | 2039-40 | 2040-41 | 2041-42 | 2042-43 | 2043-44 | 2044-45 | 2045-46 | 2046-47 | 2047-48 | 2048-49 | 2049-50
NSW1 | Grid Battery pump | 5.593% | 6.821% | 14.77% | 28.68% | 29.39% | 26.68% | 27.08% | 29.15% | 27.68% | 28.64% | 26.78% | 24.98% | 27.11% | 27.2% | 25.68% | 25.45% | 26.22% | 25.05% | 27.51% | 25.38% | 22.62% | 24.08% | 24.74% | 21.21% | 20.54% | 21.93% | 22.01%
NSW1 | Pumped Hydro Pump | 9.077% | 17.36% | 20.34% | 30.79% | 15.08% | 18.48% | 21.87% | 27.26% | 29.75% | 26.89% | 30.71% | 28.45% | 30.89% | 33.16% | 30.12% | 29.35% | 26.41% | 21.29% | 23.01% | 24.28% | 19.11% | 18.55% | 19.78% | 23.48% | 19.15% | 17.39% | 14.49%
NSW1 | VPP pump | 7.999% | 9.241% | 10.35% | 10.21% | 9.877% | 9.136% | 8.816% | 8.903% | 8.66% | 8.679% | 8.642% | 8.278% | 8.456% | 8.326% | 7.979% | 7.802% | 8% | 7.72% | 7.929% | 7.775% | 7.425% | 7.768% | 7.852% | 7.397% | 7.278% | 7.561% | 7.51%
Region | Technology | 2023-24 | 2024-25 | 2025-26 | 2026-27 | 2027-28 | 2028-29 | 2029-30 | 2030-31 | 2031-32 | 2032-33 | 2033-34 | 2034-35 | 2035-36 | 2036-37 | 2037-38 | 2038-39 | 2039-40 | 2040-41 | 2041-42 | 2042-43 | 2043-44 | 2044-45 | 2045-46 | 2046-47 | 2047-48 | 2048-49 | 2049-50
QLD1 | Grid Battery pump | 7.268% | 7.257% | 7.424% | 7.477% | 7.5% | 25.84% | 25.81% | 27.36% | 26.98% | 27.82% | 26.66% | 26.54% | 26.59% | 27.26% | 23.78% | 24.89% | 25.99% | 26.54% | 26.88% | 27.58% | 26.06% | 25.45% | 25.99% | 21.9% | 22.74% | 22.46% | 22.31%
QLD1 | Pumped Hydro Pump | 15% | 23.22% | 14.7% | 19.91% | 20.68% | 14.4% | 16.8% | 21.15% | 21.15% | 18.21% | 19.26% | 22.06% | 23.57% | 23.45% | 23.25% | 26.48% | 27.61% | 26.27% | 25.89% | 26.56% | 23.58% | 22.72% | 21.24% | 19.74% | 18.46% | 19.43% | 17.08%
QLD1 | VPP pump | 9.731% | 9.605% | 9.749% | 9.951% | 9.551% | 9.064% | 8.916% | 8.968% | 8.854% | 8.726% | 8.818% | 8.629% | 8.474% | 8.516% | 7.927% | 7.882% | 8.008% | 7.976% | 7.999% | 8.13% | 8.081% | 7.931% | 8.107% | 7.87% | 7.792% | 7.705% | 7.708%
Region | Technology | 2023-24 | 2024-25 | 2025-26 | 2026-27 | 2027-28 | 2028-29 | 2029-30 | 2030-31 | 2031-32 | 2032-33 | 2033-34 | 2034-35 | 2035-36 | 2036-37 | 2037-38 | 2038-39 | 2039-40 | 2040-41 | 2041-42 | 2042-43 | 2043-44 | 2044-45 | 2045-46 | 2046-47 | 2047-48 | 2048-49 | 2049-50
VIC1 | Grid Battery pump | 5.797% | 5.405% | 6.326% | 6.206% | 6.013% | 5.702% | 5.661% | 11.8% | 11.75% | 15.01% | 13.98% | 13.33% | 17.23% | 17.12% | 17.09% | 17.24% | 19.64% | 18.27% | 22.74% | 20.83% | 19.74% | 19.63% | 20.67% | 17.73% | 17.66% | 18.72% | 16.19%
VIC1 | Pumped Hydro Pump | - | - | - | - | - | - | - | - | - | - | - | - | - | - | - | - | - | - | - | - | - | 29.73% | 32.66% | 29.25% | 29.49% | 28.1% | 28.43%
VIC1 | VPP pump | 9.812% | 9.289% | 11.09% | 10.46% | 10.14% | 9.382% | 9.154% | 8.702% | 8.293% | 8.128% | 7.896% | 7.523% | 7.947% | 8.02% | 7.657% | 7.48% | 7.637% | 7.119% | 7.636% | 7.234% | 6.742% | 7.29% | 7.615% | 7.001% | 7.084% | 7.238% | 6.736%
Region | Technology | 2023-24 | 2024-25 | 2025-26 | 2026-27 | 2027-28 | 2028-29 | 2029-30 | 2030-31 | 2031-32 | 2032-33 | 2033-34 | 2034-35 | 2035-36 | 2036-37 | 2037-38 | 2038-39 | 2039-40 | 2040-41 | 2041-42 | 2042-43 | 2043-44 | 2044-45 | 2045-46 | 2046-47 | 2047-48 | 2048-49 | 2049-50
SA1 | Grid Battery pump | 5.788% | 5.913% | 5.709% | 5.625% | 5.643% | 5.502% | 5.466% | 5.626% | 5.581% | 18.81% | 17.79% | 17.38% | 18.96% | 19.52% | 19.46% | 19.4% | 19.13% | 19.25% | 22.24% | 19.05% | 22.12% | 20.32% | 23.02% | 17.91% | 16.17% | 17.55% | 15.18%
SA1 | Pumped Hydro Pump | bar: 2023-24 to 2049-50
SA1 | VPP pump | 10.68% | 10.68% | 10.2% | 9.617% | 9.438% | 9.024% | 8.968% | 8.649% | 8.559% | 8.606% | 8.598% | 8.132% | 8.126% | 8.378% | 7.928% | 7.775% | 7.665% | 7.323% | 7.718% | 7.43% | 7.585% | 7.477% | 8.14% | 7.213% | 6.865% | 7.195% | 6.659%
Region | Technology | 2023-24 | 2024-25 | 2025-26 | 2026-27 | 2027-28 | 2028-29 | 2029-30 | 2030-31 | 2031-32 | 2032-33 | 2033-34 | 2034-35 | 2035-36 | 2036-37 | 2037-38 | 2038-39 | 2039-40 | 2040-41 | 2041-42 | 2042-43 | 2043-44 | 2044-45 | 2045-46 | 2046-47 | 2047-48 | 2048-49 | 2049-50
TAS1 | Grid Battery pump | bar: 2023-24 to 2049-50
TAS1 | Pumped Hydro Pump | - | - | - | - | - | - | - | 25.09% | 32.84% | 26.75% | 27.71% | 25.07% | 25.55% | 26.02% | 25.9% | 25.45% | 28.24% | 27.36% | 25.5% | 24.39% | 24.62% | 23.83% | 24.8% | 22.68% | 22.73% | 21.16% | 19.99%
TAS1 | VPP pump | 0.8826% | 4.152% | 3.453% | 4.117% | 5.088% | 5.146% | 6.158% | 6.666% | 7.394% | 6.752% | 6.736% | 5.883% | 5.995% | 5.918% | 5.509% | 5.209% | 5.845% | 5.498% | 5.731% | 5.472% | 5.323% | 5.454% | 5.559% | 4.77% | 5.077% | 5.134% | 4.846%
Non-controllable capacity
Region | Technology | 2023-24 | 2024-25 | 2025-26 | 2026-27 | 2027-28 | 2028-29 | 2029-30 | 2030-31 | 2031-32 | 2032-33 | 2033-34 | 2034-35 | 2035-36 | 2036-37 | 2037-38 | 2038-39 | 2039-40 | 2040-41 | 2041-42 | 2042-43 | 2043-44 | 2044-45 | 2045-46 | 2046-47 | 2047-48 | 2048-49 | 2049-50
NEM | Distributed PV | 14.23% | 13.97% | 13.66% | 14.76% | 14.89% | 13.44% | 14.16% | 14.79% | 15.16% | 15.21% | 14.84% | 14.44% | 15.53% | 15.58% | 13.97% | 14.7% | 15.35% | 15.67% | 15.69% | 15.31% | 14.87% | 15.93% | 15.94% | 14.29% | 15.04% | 15.67% | 15.97%
NEM | Behind the meter battery | 4.897% | 4.862% | 4.791% | 4.705% | 4.639% | 4.529% | 4.488% | 4.437% | 4.376% | 4.329% | 4.385% | 4.417% | 4.433% | 4.398% | 4.361% | 4.299% | 4.266% | 4.207% | 4.151% | 4.111% | 4.152% | 4.184% | 4.217% | 4.239% | 4.261% | 4.237% | 4.213%
NEM | Behind the meter battery pump | 5.764% | 5.722% | 5.638% | 5.537% | 5.461% | 5.329% | 5.283% | 5.222% | 5.15% | 5.095% | 5.16% | 5.199% | 5.218% | 5.177% | 5.133% | 5.06% | 5.021% | 4.95% | 4.886% | 4.838% | 4.886% | 4.925% | 4.963% | 4.99% | 5.016% | 4.988% | 4.958%
Region | Technology | 2023-24 | 2024-25 | 2025-26 | 2026-27 | 2027-28 | 2028-29 | 2029-30 | 2030-31 | 2031-32 | 2032-33 | 2033-34 | 2034-35 | 2035-36 | 2036-37 | 2037-38 | 2038-39 | 2039-40 | 2040-41 | 2041-42 | 2042-43 | 2043-44 | 2044-45 | 2045-46 | 2046-47 | 2047-48 | 2048-49 | 2049-50
NSW1 | Distributed PV | 13.95% | 13.97% | 13.61% | 15.11% | 14.98% | 13.37% | 13.79% | 14.67% | 15.35% | 14.94% | 14.77% | 14.29% | 15.76% | 15.56% | 13.87% | 14.28% | 15.19% | 15.83% | 15.4% | 15.21% | 14.69% | 16.12% | 15.89% | 14.16% | 14.59% | 15.47% | 16.09%
NSW1 | Behind the meter battery | 4.884% | 4.831% | 4.757% | 4.683% | 4.62% | 4.52% | 4.491% | 4.444% | 4.405% | 4.375% | 4.441% | 4.454% | 4.456% | 4.412% | 4.358% | 4.289% | 4.257% | 4.188% | 4.148% | 4.121% | 4.175% | 4.211% | 4.237% | 4.254% | 4.256% | 4.24% | 4.206%
NSW1 | Behind the meter battery pump | 5.747% | 5.687% | 5.598% | 5.511% | 5.44% | 5.32% | 5.287% | 5.232% | 5.182% | 5.148% | 5.225% | 5.24% | 5.245% | 5.193% | 5.129% | 5.046% | 5.012% | 4.928% | 4.883% | 4.849% | 4.911% | 4.959% | 4.986% | 5.008% | 5.011% | 4.991% | 4.951%
Region | Technology | 2023-24 | 2024-25 | 2025-26 | 2026-27 | 2027-28 | 2028-29 | 2029-30 | 2030-31 | 2031-32 | 2032-33 | 2033-34 | 2034-35 | 2035-36 | 2036-37 | 2037-38 | 2038-39 | 2039-40 | 2040-41 | 2041-42 | 2042-43 | 2043-44 | 2044-45 | 2045-46 | 2046-47 | 2047-48 | 2048-49 | 2049-50
QLD1 | Distributed PV | 15.03% | 14.46% | 14.67% | 15.73% | 15.87% | 13.4% | 14.58% | 15.12% | 16% | 15.82% | 15.21% | 15.39% | 16.39% | 16.42% | 13.85% | 15.06% | 15.64% | 16.42% | 16.23% | 15.62% | 15.79% | 16.72% | 16.74% | 14.11% | 15.37% | 15.91% | 16.71%
QLD1 | Behind the meter battery | 4.94% | 4.904% | 4.833% | 4.738% | 4.663% | 4.563% | 4.529% | 4.478% | 4.408% | 4.348% | 4.393% | 4.421% | 4.437% | 4.396% | 4.354% | 4.3% | 4.282% | 4.232% | 4.163% | 4.125% | 4.169% | 4.194% | 4.229% | 4.244% | 4.261% | 4.245% | 4.236%
QLD1 | Behind the meter battery pump | 5.815% | 5.773% | 5.687% | 5.578% | 5.487% | 5.368% | 5.33% | 5.269% | 5.189% | 5.118% | 5.17% | 5.205% | 5.223% | 5.176% | 5.124% | 5.063% | 5.038% | 4.98% | 4.9% | 4.855% | 4.906% | 4.935% | 4.976% | 4.996% | 5.017% | 4.999% | 4.984%
Region | Technology | 2023-24 | 2024-25 | 2025-26 | 2026-27 | 2027-28 | 2028-29 | 2029-30 | 2030-31 | 2031-32 | 2032-33 | 2033-34 | 2034-35 | 2035-36 | 2036-37 | 2037-38 | 2038-39 | 2039-40 | 2040-41 | 2041-42 | 2042-43 | 2043-44 | 2044-45 | 2045-46 | 2046-47 | 2047-48 | 2048-49 | 2049-50
VIC1 | Distributed PV | 13.3% | 13.06% | 12.42% | 13.32% | 13.59% | 13.11% | 13.75% | 14.34% | 13.9% | 14.65% | 14.31% | 13.53% | 14.42% | 14.65% | 13.83% | 14.47% | 15.09% | 14.55% | 15.26% | 14.92% | 14.07% | 14.95% | 15.11% | 14.28% | 14.94% | 15.54% | 14.95%
VIC1 | Behind the meter battery | 4.922% | 4.924% | 4.853% | 4.759% | 4.698% | 4.556% | 4.474% | 4.403% | 4.302% | 4.208% | 4.268% | 4.344% | 4.395% | 4.391% | 4.402% | 4.332% | 4.283% | 4.218% | 4.147% | 4.064% | 4.079% | 4.124% | 4.164% | 4.22% | 4.277% | 4.242% | 4.209%
VIC1 | Behind the meter battery pump | 5.794% | 5.795% | 5.709% | 5.602% | 5.531% | 5.362% | 5.266% | 5.18% | 5.063% | 4.951% | 5.023% | 5.115% | 5.172% | 5.166% | 5.183% | 5.097% | 5.041% | 4.963% | 4.88% | 4.783% | 4.802% | 4.853% | 4.9% | 4.969% | 5.033% | 4.993% | 4.954%
Region | Technology | 2023-24 | 2024-25 | 2025-26 | 2026-27 | 2027-28 | 2028-29 | 2029-30 | 2030-31 | 2031-32 | 2032-33 | 2033-34 | 2034-35 | 2035-36 | 2036-37 | 2037-38 | 2038-39 | 2039-40 | 2040-41 | 2041-42 | 2042-43 | 2043-44 | 2044-45 | 2045-46 | 2046-47 | 2047-48 | 2048-49 | 2049-50
SA1 | Distributed PV | 15.11% | 14.83% | 14.15% | 14.8% | 15.36% | 14.69% | 15.37% | 15.62% | 15.63% | 16.06% | 15.54% | 14.77% | 15.4% | 15.93% | 15.16% | 15.87% | 16.14% | 16.14% | 16.55% | 16% | 15.2% | 15.81% | 16.3% | 15.49% | 16.24% | 16.49% | 16.45%
SA1 | Behind the meter battery | 4.815% | 4.725% | 4.641% | 4.542% | 4.474% | 4.387% | 4.404% | 4.389% | 4.377% | 4.405% | 4.448% | 4.451% | 4.434% | 4.377% | 4.295% | 4.252% | 4.207% | 4.164% | 4.135% | 4.149% | 4.202% | 4.208% | 4.244% | 4.225% | 4.248% | 4.192% | 4.182%
SA1 | Behind the meter battery pump | 5.667% | 5.562% | 5.46% | 5.346% | 5.265% | 5.161% | 5.184% | 5.165% | 5.152% | 5.183% | 5.234% | 5.238% | 5.218% | 5.153% | 5.054% | 5.004% | 4.953% | 4.903% | 4.87% | 4.885% | 4.947% | 4.956% | 4.995% | 4.971% | 4.998% | 4.935% | 4.924%
Region | Technology | 2023-24 | 2024-25 | 2025-26 | 2026-27 | 2027-28 | 2028-29 | 2029-30 | 2030-31 | 2031-32 | 2032-33 | 2033-34 | 2034-35 | 2035-36 | 2036-37 | 2037-38 | 2038-39 | 2039-40 | 2040-41 | 2041-42 | 2042-43 | 2043-44 | 2044-45 | 2045-46 | 2046-47 | 2047-48 | 2048-49 | 2049-50
TAS1 | Distributed PV | 12.03% | 12.09% | 11.56% | 12.4% | 12.42% | 12.16% | 12.24% | 12.52% | 12.4% | 12.76% | 12.71% | 12.11% | 12.89% | 12.83% | 12.48% | 12.53% | 12.81% | 12.66% | 12.97% | 12.94% | 12.31% | 13.07% | 12.97% | 12.63% | 12.69% | 12.99% | 12.77%
TAS1 | Behind the meter battery | 4.891% | 4.832% | 4.753% | 4.664% | 4.597% | 4.506% | 4.479% | 4.427% | 4.378% | 4.382% | 4.417% | 4.439% | 4.429% | 4.4% | 4.347% | 4.292% | 4.268% | 4.207% | 4.152% | 4.139% | 4.176% | 4.183% | 4.231% | 4.218% | 4.232% | 4.231% | 4.186%
TAS1 | Behind the meter battery pump | 5.757% | 5.685% | 5.596% | 5.489% | 5.412% | 5.302% | 5.27% | 5.211% | 5.154% | 5.156% | 5.198% | 5.224% | 5.215% | 5.178% | 5.116% | 5.054% | 5.023% | 4.952% | 4.886% | 4.87% | 4.914% | 4.925% | 4.979% | 4.967% | 4.983% | 4.979% | 4.926%

## O5 no comp_Generation
Annual sent-out generation by technology (GWh) - O5 no comp, Step Change Scenario
Explicitly modelled generation
Region | Technology | 2023-24 | 2024-25 | 2025-26 | 2026-27 | 2027-28 | 2028-29 | 2029-30 | 2030-31 | 2031-32 | 2032-33 | 2033-34 | 2034-35 | 2035-36 | 2036-37 | 2037-38 | 2038-39 | 2039-40 | 2040-41 | 2041-42 | 2042-43 | 2043-44 | 2044-45 | 2045-46 | 2046-47 | 2047-48 | 2048-49 | 2049-50
NEM | Black Coal | 85013.7489 | 74436.9876 | 72735.7254 | 67532.7864 | 53657.0562 | 44875.7774 | 40600.5683 | 30960.193 | 29863.4381 | 26560.6003 | 16872.6312 | 16849.2787 | 14737.7501 | 14318.5503 | 15092.3642 | 14283.5805 | 4181.4988 | 1662.0745 | 1620.0521 | 0 | 0 | 0 | 0 | 0 | 0 | 0 | 0
NEM | Brown Coal | 29023.5146 | 25391.7273 | 23750.5436 | 18595.9595 | 18733.6297 | 15648.279 | 9958.6822 | 6493.9087 | 5181.7191 | 0 | 0 | 0 | 0 | 0 | 0 | 0 | 0 | 0 | 0 | 0 | 0 | 0 | 0 | 0 | 0 | 0 | 0
NEM | CCGT | 2106.7783 | 1607.5702 | 3155.4062 | 3988.575 | 4090.9858 | 4780.8244 | 5535.2187 | 6545.8212 | 5793.8795 | 5643.338 | 7564.5048 | 8648.521 | 6474.9831 | 5872.9073 | 4551.7377 | 5073.5286 | 4647.9825 | 3965.1293 | 3333.7986 | 3886.5904 | 3060.2432 | 2436.9533 | 1329.3457 | 982.3433 | 966.949 | 954.3031 | 977.0128
NEM | Gas - Steam | 112.3538 | 107.9257 | 341.2719 | 164.2017 | 108.9933 | 229.4879 | 192.6759 | 1011.5703 | 171.6578 | 375.4232 | 336.59 | 617.8837 | 340.7422 | 524.9146 | 537.4533 | 604.5798 | 0 | 0 | 0 | 0 | 0 | 0 | 0 | 0 | 0 | 0 | 0
NEM | OCGT / Diesel | 200.0524 | 171.805 | 384.6812 | 419.0051 | 309.8516 | 438.0567 | 361.2249 | 1591.7215 | 762.2612 | 1237.1657 | 2189.596 | 4009.4004 | 2406.718 | 3236.9672 | 3085.4033 | 3035.9777 | 7194.8048 | 6876.4632 | 3488.7204 | 4832.3872 | 8490.2655 | 5118.0016 | 6584.2555 | 8695.6632 | 6003.5025 | 9207.9169 | 8826.1814
NEM | Hydro | 17540.6371 | 15949.4489 | 16312.3005 | 15757.7116 | 13302.1041 | 16404.9184 | 17667.2882 | 17213.8609 | 16297.9097 | 15629.8801 | 16974.7442 | 17316.489 | 15842.0807 | 14652.2616 | 17216.0336 | 15716.6579 | 14535.6549 | 14085.8624 | 13564.0587 | 15188.3433 | 15205.9691 | 14214.0965 | 13518.1514 | 17682.4541 | 16748.9623 | 16690.809 | 16151.4012
NEM | Hydrogen Turbine | 0 | 0 | 0 | 0 | 0 | 0 | 0 | 0 | 0 | 0 | 0 | 0 | 0 | 0 | 0 | 0 | 0 | 0 | 0 | 0 | 0 | 0 | 0 | 0 | 0 | 0 | 0
NEM | Wind | 28820.7425 | 46832.3421 | 47899.297 | 56560.1162 | 74957.8598 | 88907.1809 | 93279.2452 | 100063.97 | 108648.9232 | 113720.9308 | 122421.2051 | 120494.8568 | 128831.4075 | 134331.7058 | 142036.2418 | 140424.523 | 137629.2635 | 137940.8277 | 136816.1547 | 144344.7171 | 145055.2637 | 147033.0541 | 149323.5301 | 169088.8931 | 174203.6095 | 174659.1716 | 175370.7564
NEM | Solar PV | 20920.2101 | 19300.4665 | 22135.4304 | 23293.3274 | 23081.9474 | 22481.0316 | 25708.3571 | 31222.2592 | 32424.4937 | 39317.1695 | 42092.2611 | 45448.1507 | 46885.3825 | 47814.4528 | 52013.2534 | 57324.7832 | 77444.2638 | 85116.3557 | 97307.7657 | 112394.6959 | 117631.9285 | 117485.4013 | 122048.5125 | 115240.1513 | 117161.1414 | 129535.9467 | 132729.1213
NEM | Grid Battery | 419.405 | 415.272 | 921.1083 | 1396.571 | 2755.6252 | 5020.3949 | 5195.3988 | 6317.9366 | 6176.7169 | 11312.9499 | 10943.8025 | 10531.2189 | 12055.7979 | 12118.8142 | 11939.881 | 12126.1551 | 18568.8067 | 19945.5511 | 28437.0833 | 32404.3822 | 32807.9989 | 34876.9715 | 35638.0759 | 30327.4616 | 29042.2127 | 33100.961 | 31825.0893
NEM | Pumped Hydro | 541.3711 | 892.1939 | 1750.5325 | 2608.6134 | 3119.851 | 4394.3108 | 4851.0441 | 6406.1903 | 6559.6957 | 7005.1274 | 7614.3019 | 8060.8291 | 8663.4762 | 8987.1134 | 11605.7652 | 11861.3537 | 12654.4541 | 11074.2597 | 11525.7393 | 11623.2171 | 10404.9035 | 9956.9173 | 9726.8336 | 11383.9962 | 9915.5376 | 10221.3081 | 9015.0727
NEM | VPP | 221.3432 | 441.4384 | 786.4054 | 1145.9878 | 1546.7933 | 1900.9216 | 2526.0173 | 3062.9065 | 3519.5488 | 4120.868 | 4852.8658 | 5451.2749 | 6356.4956 | 7204.7853 | 7590.7806 | 8213.1569 | 8954.2413 | 9102.0888 | 9889.015 | 10114.5629 | 10230.6162 | 10949.4701 | 11713.0004 | 11470.1252 | 11760.3251 | 12506.4756 | 12601.1977
Total excluding storage |  | 184920.1568 | 185547.1775 | 190172.7023 | 191462.8551 | 195664.6973 | 205081.1836 | 205875.7207 | 210890.3382 | 215400.2437 | 224923.453 | 231862.5026 | 237427.9033 | 242594.8337 | 249062.4727 | 265668.9141 | 268664.2964 | 285810.9705 | 289768.6124 | 305982.3878 | 334788.8962 | 342887.1886 | 342070.8657 | 349881.7051 | 364871.0881 | 365802.2401 | 386876.892 | 387495.8329
Region | Technology | 2023-24 | 2024-25 | 2025-26 | 2026-27 | 2027-28 | 2028-29 | 2029-30 | 2030-31 | 2031-32 | 2032-33 | 2033-34 | 2034-35 | 2035-36 | 2036-37 | 2037-38 | 2038-39 | 2039-40 | 2040-41 | 2041-42 | 2042-43 | 2043-44 | 2044-45 | 2045-46 | 2046-47 | 2047-48 | 2048-49 | 2049-50
NSW1 | Black Coal | 42248.4205 | 35209.2118 | 32384.7287 | 30661.2735 | 21175.4867 | 19390.6611 | 16174.0268 | 13896.0153 | 13641.2004 | 13821.006 | 7469.5303 | 7678.3225 | 6732.6257 | 5978.489 | 6668.9998 | 6654.1697 | 0 | 0 | 0 | 0 | 0 | 0 | 0 | 0 | 0 | 0 | 0
NSW1 | Brown Coal | 0 | 0 | 0 | 0 | 0 | 0 | 0 | 0 | 0 | 0 | 0 | 0 | 0 | 0 | 0 | 0 | 0 | 0 | 0 | 0 | 0 | 0 | 0 | 0 | 0 | 0 | 0
NSW1 | CCGT | 13.66 | 6.2176 | 306.9796 | 672.8476 | 763.0217 | 655.7445 | 1095.2512 | 1112.8038 | 1014.9989 | 918.0087 | 1397.1375 | 1650.2667 | 1057.8362 | 1105.1392 | 1192.4081 | 1418.0457 | 1426.3179 | 1122.8433 | 961.3339 | 1160.415 | 0 | 0 | 0 | 0 | 0 | 0 | 0
NSW1 | Gas - Steam | 0 | 0 | 0 | 0 | 0 | 0 | 0 | 0 | 0 | 0 | 0 | 0 | 0 | 0 | 0 | 0 | 0 | 0 | 0 | 0 | 0 | 0 | 0 | 0 | 0 | 0 | 0
NSW1 | OCGT / Diesel | 8.5533 | 5.2787 | 35.8966 | 33.867 | 28.1466 | 5.728 | 0.042432 | 153.0268 | 28.0793 | 131.9916 | 249.0746 | 908.6891 | 403.5118 | 742.0717 | 555.3496 | 757.2992 | 2363.4308 | 2859.9804 | 1337.8454 | 1680.9736 | 2959.4254 | 1480.172 | 2183.3839 | 2139.8376 | 1991.7753 | 1896.726 | 2316.0961
NSW1 | Hydro | 2040.4632 | 2853.239 | 2989.0568 | 3006.0447 | 2508.5101 | 3598.2337 | 3051.9637 | 3100.6127 | 2930.1545 | 2623.7632 | 3194.9645 | 3336.575 | 3080.9004 | 2723.0117 | 3787.9102 | 3181.3134 | 2813.1767 | 2719.8112 | 2482.089 | 2878.6199 | 2959.0055 | 2684.5847 | 2291.7801 | 3561.2732 | 3498.6 | 3452.1107 | 3357.0356
NSW1 | Hydrogen Turbine | 0 | 0 | 0 | 0 | 0 | 0 | 0 | 0 | 0 | 0 | 0 | 0 | 0 | 0 | 0 | 0 | 0 | 0 | 0 | 0 | 0 | 0 | 0 | 0 | 0 | 0 | 0
NSW1 | Wind | 5985.3472 | 13829.0157 | 14039.6146 | 17351.5798 | 27682.1927 | 30578.4739 | 29761.9536 | 29664.2689 | 29466.86 | 33589.1176 | 34422.3285 | 34528.2762 | 40793.5929 | 42493.3229 | 44660.6515 | 42025.8424 | 41817.0627 | 39164.6838 | 41105.5361 | 43766.3687 | 45725.7777 | 47417.4552 | 48273.7954 | 53115.9548 | 55193.2573 | 53831.1115 | 51219.112
NSW1 | Solar PV | 8826.6746 | 8290.0456 | 10341.0725 | 11411.7869 | 11520.195 | 11540.2301 | 13981.6041 | 17987.3593 | 17809.9003 | 19726.8014 | 20976.0605 | 20587.1602 | 21879.577 | 22586.8983 | 23263.7043 | 24912.3677 | 31675.8457 | 32930.7224 | 36421.8484 | 36638.9285 | 36091.5511 | 37953.276 | 38784.9957 | 38286.727 | 37457.8668 | 41423.4758 | 42983.5295
NSW1 | Grid Battery | 20.6516 | 25.0984 | 509.9973 | 990.5824 | 2355.7816 | 2875.4317 | 3056.5882 | 3299.0091 | 3120.2151 | 4745.5906 | 4432.4946 | 4136.097 | 4490.6208 | 4402.9876 | 4143.4282 | 4120.8456 | 7184.4826 | 6824.5249 | 8645.7764 | 8254.8413 | 7910.7078 | 9298.9132 | 8765.6953 | 7975.5213 | 6730.5219 | 8407.58 | 8289.0419
NSW1 | Pumped Hydro | 110.5379 | 219.7644 | 1083.3631 | 1699.5992 | 2179.1966 | 3576.8317 | 3901.8633 | 5173.2716 | 5319.7711 | 5080.089 | 5607.7424 | 5598.2527 | 5832.5816 | 6168.8575 | 5833.4435 | 5415.0231 | 5040.2506 | 3898.7635 | 4423.7022 | 4445.7955 | 3841.6015 | 3491.592 | 3612.0328 | 4607.561 | 3573.3709 | 3469.2606 | 2859.7306
NSW1 | VPP | 58.0736 | 133.3364 | 247.7171 | 362.7189 | 488.0865 | 601.7492 | 803.1882 | 999.9934 | 1169.3391 | 1410.6974 | 1684.6106 | 1903.821 | 2244.2095 | 2510.3748 | 2670.4082 | 2881.0823 | 3157.7979 | 3202.8052 | 3458.8913 | 3535.9779 | 3522.5758 | 3844.4995 | 4033.6566 | 3972.9852 | 4038.8876 | 4383.7248 | 4501.4568
Total excluding storage |  | 59312.3821 | 60571.2076 | 61938.4263 | 66190.3 | 68700.6174 | 72823.0839 | 71826.4815 | 75386.3609 | 74500.5188 | 82047.0654 | 79433.9435 | 80327.4604 | 86515.4559 | 88711.1527 | 92776.3033 | 91365.9891 | 95478.3648 | 92724.1347 | 98837.0227 | 102361.9203 | 103010.6449 | 106170.4926 | 107945.3398 | 113659.8601 | 112484.2798 | 116863.9895 | 115526.0027
Region | Technology | 2023-24 | 2024-25 | 2025-26 | 2026-27 | 2027-28 | 2028-29 | 2029-30 | 2030-31 | 2031-32 | 2032-33 | 2033-34 | 2034-35 | 2035-36 | 2036-37 | 2037-38 | 2038-39 | 2039-40 | 2040-41 | 2041-42 | 2042-43 | 2043-44 | 2044-45 | 2045-46 | 2046-47 | 2047-48 | 2048-49 | 2049-50
QLD1 | Black Coal | 42765.3284 | 39227.7758 | 40350.9967 | 36871.5129 | 32481.5695 | 25485.1163 | 24426.5415 | 17064.1777 | 16222.2377 | 12739.5943 | 9403.1009 | 9170.9562 | 8005.1244 | 8340.0613 | 8423.3644 | 7629.4108 | 4181.4988 | 1662.0745 | 1620.0521 | 0 | 0 | 0 | 0 | 0 | 0 | 0 | 0
QLD1 | Brown Coal | 0 | 0 | 0 | 0 | 0 | 0 | 0 | 0 | 0 | 0 | 0 | 0 | 0 | 0 | 0 | 0 | 0 | 0 | 0 | 0 | 0 | 0 | 0 | 0 | 0 | 0 | 0
QLD1 | CCGT | 1021.4732 | 855.088 | 1686.9341 | 2536.6187 | 2650.4549 | 3095.5123 | 3453.2644 | 4068.8206 | 3925.5811 | 3720.0691 | 5035.0835 | 5497.1961 | 4496.0688 | 3649.5325 | 3359.3295 | 3655.4829 | 3221.6646 | 2842.286 | 2372.4647 | 2726.1754 | 3060.2432 | 2436.9533 | 1329.3457 | 982.3433 | 966.949 | 954.3031 | 977.0128
QLD1 | Gas - Steam | 0 | 0 | 0 | 0 | 0 | 0 | 0 | 0 | 0 | 0 | 0 | 0 | 0 | 0 | 0 | 0 | 0 | 0 | 0 | 0 | 0 | 0 | 0 | 0 | 0 | 0 | 0
QLD1 | OCGT / Diesel | 2.4407 | 0.00051573 | 2.7086 | 18.426 | 24.6758 | 21.0575 | 9.8515 | 463.9357 | 394.7814 | 399.8659 | 1160.3548 | 1388.6533 | 1042.8733 | 1428.3906 | 1002.1839 | 831.1809 | 1904.7969 | 1689.5606 | 790.3521 | 1416.9812 | 1734.6526 | 1065.45 | 1585.944 | 2891.5449 | 1265.4856 | 3301.3842 | 2729.7454
QLD1 | Hydro | 726.8413 | 727.4974 | 745.6014 | 714.6086 | 729.1101 | 741.5145 | 734.9963 | 728.8427 | 726.7205 | 727.7654 | 722.1213 | 715.5665 | 709.1108 | 713.0355 | 217.7868 | 206.2813 | 165.7632 | 154.8935 | 152.3094 | 0 | 0 | 0 | 0 | 0 | 0 | 0 | 0
QLD1 | Hydrogen Turbine | 0 | 0 | 0 | 0 | 0 | 0 | 0 | 0 | 0 | 0 | 0 | 0 | 0 | 0 | 0 | 0 | 0 | 0 | 0 | 0 | 0 | 0 | 0 | 0 | 0 | 0 | 0
QLD1 | Wind | 4040.5877 | 7790.7786 | 8230.382 | 9955.5046 | 14350.1595 | 23600.3365 | 23464.5231 | 28360.1462 | 27899.419 | 31487.9044 | 33247.7748 | 33179.2669 | 32747.2077 | 34881.2575 | 40741.6537 | 40232.3033 | 39841.4321 | 38011.2023 | 39563.173 | 41156.2004 | 42742.428 | 40462.3188 | 42670.0522 | 54040.0459 | 54004.1996 | 57776.9124 | 55133.5281
QLD1 | Solar PV | 8594.3921 | 8011.1695 | 8749.8539 | 8841.6987 | 8563.0856 | 7970.7505 | 8817.2667 | 10414.8744 | 11615.2404 | 13989.6919 | 15780.7085 | 17683.6501 | 17707.0463 | 17419.0351 | 18688.4275 | 22216.116 | 34087.7818 | 37704.5289 | 40263.1471 | 55197.6838 | 53707.2707 | 51261.1182 | 51883.1884 | 49622.7871 | 52071.6613 | 57912.3256 | 60685.0444
QLD1 | Grid Battery | 53.6341 | 53.4008 | 54.4773 | 55.1695 | 55.1874 | 1811.4705 | 1809.5002 | 2396.7788 | 2439.8668 | 4514.1706 | 4631.13 | 4604.5836 | 4631.1366 | 4741.3259 | 4118.1631 | 4333.3716 | 7453.6566 | 7585.8484 | 10636.7087 | 16097.805 | 15226.655 | 14861.8564 | 15193.1192 | 12761.1826 | 13309.1869 | 14942.2951 | 14873.1006
QLD1 | Pumped Hydro | 430.8332 | 672.4295 | 667.1647 | 909.0072 | 940.6468 | 817.4714 | 949.1714 | 1194.3141 | 1189.8614 | 1034.4661 | 1092.9159 | 1621.1668 | 1736.1303 | 1717.0907 | 4449.3308 | 5161.7119 | 6182.5549 | 5806.8006 | 5811.7311 | 5927.8253 | 5320.0673 | 5077.0872 | 4686.2768 | 5436.8909 | 5035.4115 | 5249.5142 | 4731.3114
QLD1 | VPP | 51.3333 | 108.6905 | 193.2188 | 301.7497 | 407.7646 | 523.0786 | 722.9392 | 907.8953 | 1057.9391 | 1238.0756 | 1480.3569 | 1694.6271 | 1917.1127 | 2182.2253 | 2252.5608 | 2478.6365 | 2684.8047 | 2816.726 | 2956.0142 | 3136.7424 | 3249.4202 | 3320.4202 | 3529.0044 | 3553.8853 | 3657.824 | 3746.6987 | 3887.525
Total excluding storage |  | 57686.864 | 57446.8305 | 60681.3375 | 60204.2958 | 60202.6541 | 64066.3079 | 64388.0542 | 65599.7854 | 65471.6475 | 69851.6032 | 72553.5466 | 75555.6665 | 72991.8109 | 75071.9545 | 83252.8006 | 86744.4951 | 99723.9536 | 98273.9207 | 104165.9524 | 125659.4136 | 125040.7371 | 118485.2042 | 120876.9307 | 129288.6798 | 130310.7178 | 143883.4333 | 143017.2677
Region | Technology | 2023-24 | 2024-25 | 2025-26 | 2026-27 | 2027-28 | 2028-29 | 2029-30 | 2030-31 | 2031-32 | 2032-33 | 2033-34 | 2034-35 | 2035-36 | 2036-37 | 2037-38 | 2038-39 | 2039-40 | 2040-41 | 2041-42 | 2042-43 | 2043-44 | 2044-45 | 2045-46 | 2046-47 | 2047-48 | 2048-49 | 2049-50
VIC1 | Black Coal | 0 | 0 | 0 | 0 | 0 | 0 | 0 | 0 | 0 | 0 | 0 | 0 | 0 | 0 | 0 | 0 | 0 | 0 | 0 | 0 | 0 | 0 | 0 | 0 | 0 | 0 | 0
VIC1 | Brown Coal | 29023.5146 | 25391.7273 | 23750.5436 | 18595.9595 | 18733.6297 | 15648.279 | 9958.6822 | 6493.9087 | 5181.7191 | 0 | 0 | 0 | 0 | 0 | 0 | 0 | 0 | 0 | 0 | 0 | 0 | 0 | 0 | 0 | 0 | 0 | 0
VIC1 | CCGT | 0 | 0 | 0 | 0 | 0 | 0 | 0 | 0 | 0 | 0 | 0 | 0 | 0 | 0 | 0 | 0 | 0 | 0 | 0 | 0 | 0 | 0 | 0 | 0 | 0 | 0 | 0
VIC1 | Gas - Steam | 16.9069 | 18.3663 | 70.6343 | 164.2017 | 108.9933 | 229.4879 | 192.6759 | 1011.5703 | 171.6578 | 375.4232 | 336.59 | 617.8837 | 340.7422 | 524.9146 | 537.4533 | 604.5798 | 0 | 0 | 0 | 0 | 0 | 0 | 0 | 0 | 0 | 0 | 0
VIC1 | OCGT / Diesel | 22.9957 | 15.8013 | 39.2493 | 146.3319 | 84.2069 | 142.9443 | 95.9024 | 432.7358 | 59.6817 | 326.1009 | 274.8576 | 846.4185 | 512.5186 | 548.1723 | 886.9938 | 757.5068 | 1917.1165 | 1624.0455 | 901.9118 | 1135.6569 | 2985.9598 | 2348.9053 | 2607.7255 | 3572.4098 | 2692.0992 | 3898.1331 | 3668.1882
VIC1 | Hydro | 2748.3679 | 3335.7804 | 3444.6326 | 3267.3281 | 2730.8323 | 4096.368 | 3417.5284 | 2953.4379 | 2956.0261 | 2696.8674 | 3295.9931 | 3404.8972 | 3241.2175 | 2711.8263 | 4079.5836 | 3414.108 | 2955.4571 | 2957.0528 | 2695.853 | 3297.898 | 3410.725 | 3235.1322 | 2713.4407 | 4081.111 | 4087.8213 | 4085.1315 | 4072.6871
VIC1 | Hydrogen Turbine | 0 | 0 | 0 | 0 | 0 | 0 | 0 | 0 | 0 | 0 | 0 | 0 | 0 | 0 | 0 | 0 | 0 | 0 | 0 | 0 | 0 | 0 | 0 | 0 | 0 | 0 | 0
VIC1 | Wind | 10176.7276 | 12823.7534 | 13183.6414 | 14905.7201 | 17789.0745 | 17750.688 | 20724.2083 | 23225.8576 | 26386.3563 | 23999.6507 | 30518.1237 | 29348.649 | 30636.6697 | 31682.4911 | 30576.8106 | 32003.5618 | 30740.9714 | 33753.904 | 30318.8941 | 32158.0693 | 30584.4513 | 31280.2223 | 30885.8938 | 31442.1555 | 33123.8682 | 31343.728 | 34493.2881
VIC1 | Solar PV | 2205.0022 | 1888.8028 | 1903.9449 | 1933.2276 | 1883.5959 | 1870.5551 | 1849.8407 | 1811.9392 | 2002.2342 | 3665.9551 | 3503.0221 | 4143.0498 | 4242.325 | 4511.9649 | 5497.2045 | 5584.9081 | 7144.3448 | 6760.5831 | 10178.4785 | 10467.7137 | 13934.6629 | 14760.0724 | 16137.1123 | 14234.0471 | 15010.5368 | 16399.4532 | 15753.6971
VIC1 | Grid Battery | 160.4775 | 148.7997 | 174.7472 | 171.8593 | 165.5763 | 157.962 | 155.8642 | 455.2563 | 451.3355 | 731.0844 | 625.4587 | 595.3383 | 1269.9511 | 1261.545 | 1589.1107 | 1596.1417 | 1869.5574 | 2525.9219 | 4362.2558 | 3970.0213 | 4056.2006 | 5104.4936 | 5352.0563 | 4633.7964 | 4569.6808 | 4891.3308 | 4478.8704
VIC1 | Pumped Hydro | 0 | 0 | 0.0013093 | 0.0029517 | 0.0030234 | 0.0029632 | 0.0029867 | 0.0047678 | 0.0046756 | 0.004582 | 0.0045521 | 0.0044691 | 0.0057041 | 0.0055313 | 0.012523 | 0.012647 | 0.013605 | 0.013956 | 0.014931 | 0.014244 | 0.014357 | 82.1403 | 89.2414 | 81.8189 | 80.524 | 328.0737 | 330.8591
VIC1 | VPP | 40.8787 | 94.5974 | 210.2796 | 317.9563 | 449.8432 | 540.8324 | 696.8596 | 794.9062 | 863.3371 | 968.4441 | 1092.4985 | 1207.854 | 1459.0244 | 1665.0859 | 1783.6944 | 1912.1585 | 2102.5274 | 2072.6401 | 2356.4684 | 2320.7032 | 2269.6536 | 2553.1018 | 2767.3453 | 2666.1233 | 2785.7739 | 2979.543 | 2869.4103
Total excluding storage |  | 44394.8711 | 43717.6286 | 42777.6742 | 39502.5874 | 41945.7551 | 40437.1196 | 37091.5647 | 37179.6168 | 38072.3525 | 32763.5303 | 39646.5482 | 40164.095 | 41702.4542 | 42906.0057 | 44950.8633 | 45872.9773 | 46729.9883 | 49694.1613 | 50813.8767 | 53350.0766 | 57241.6675 | 59364.0679 | 60552.8153 | 60711.462 | 62350.3043 | 63925.3932 | 65667.0003
Region | Technology | 2023-24 | 2024-25 | 2025-26 | 2026-27 | 2027-28 | 2028-29 | 2029-30 | 2030-31 | 2031-32 | 2032-33 | 2033-34 | 2034-35 | 2035-36 | 2036-37 | 2037-38 | 2038-39 | 2039-40 | 2040-41 | 2041-42 | 2042-43 | 2043-44 | 2044-45 | 2045-46 | 2046-47 | 2047-48 | 2048-49 | 2049-50
SA1 | Black Coal | 0 | 0 | 0 | 0 | 0 | 0 | 0 | 0 | 0 | 0 | 0 | 0 | 0 | 0 | 0 | 0 | 0 | 0 | 0 | 0 | 0 | 0 | 0 | 0 | 0 | 0 | 0
SA1 | Brown Coal | 0 | 0 | 0 | 0 | 0 | 0 | 0 | 0 | 0 | 0 | 0 | 0 | 0 | 0 | 0 | 0 | 0 | 0 | 0 | 0 | 0 | 0 | 0 | 0 | 0 | 0 | 0
SA1 | CCGT | 1071.6451 | 746.2646 | 1161.4926 | 779.1088 | 677.5092 | 1029.5676 | 986.7031 | 1364.1969 | 853.2995 | 1005.2602 | 1132.2838 | 1501.0582 | 921.0781 | 1118.2356 | 0 | 0 | 0 | 0 | 0 | 0 | 0 | 0 | 0 | 0 | 0 | 0 | 0
SA1 | Gas - Steam | 95.4468 | 89.5594 | 270.6376 | 0 | 0 | 0 | 0 | 0 | 0 | 0 | 0 | 0 | 0 | 0 | 0 | 0 | 0 | 0 | 0 | 0 | 0 | 0 | 0 | 0 | 0 | 0 | 0
SA1 | OCGT / Diesel | 166.0625 | 150.7243 | 306.8264 | 220.1931 | 172.8221 | 268.3265 | 254.09 | 536.8584 | 278.0797 | 370.7421 | 502.9992 | 849.0279 | 435.1887 | 506.2422 | 624.8481 | 677.6496 | 950.9653 | 692.6502 | 452.517 | 587.898 | 800.3107 | 218.751 | 201.3111 | 84.6314 | 49.8336 | 98.1875 | 102.8875
SA1 | Hydro | 0 | 0 | 0 | 0 | 0 | 0 | 0 | 0 | 0 | 0 | 0 | 0 | 0 | 0 | 0 | 0 | 0 | 0 | 0 | 0 | 0 | 0 | 0 | 0 | 0 | 0 | 0
SA1 | Hydrogen Turbine | 0 | 0 | 0 | 0 | 0 | 0 | 0 | 0 | 0 | 0 | 0 | 0 | 0 | 0 | 0 | 0 | 0 | 0 | 0 | 0 | 0 | 0 | 0 | 0 | 0 | 0 | 0
SA1 | Wind | 6748.8469 | 7909.1934 | 7663.4923 | 9465.1904 | 9295.1482 | 11266.6045 | 11685.7442 | 11305.8058 | 12195.1275 | 11951.8314 | 12190.1029 | 11018.5266 | 12019.1145 | 12085.2741 | 13357.0303 | 13771.6193 | 13126.5864 | 13826.467 | 12955.3485 | 14923.729 | 13242.546 | 15322.2887 | 14565.4748 | 17977.0847 | 19723.8077 | 19798.3764 | 21647.7964
SA1 | Solar PV | 1294.1411 | 1110.448 | 1140.5585 | 1106.6136 | 1115.0703 | 1099.4954 | 1059.645 | 1008.0855 | 997.1181 | 1934.7201 | 1832.469 | 3034.289 | 3056.4325 | 3296.553 | 4563.9156 | 4611.3899 | 4536.2897 | 7523.7434 | 10237.765 | 9860.3509 | 13684.7758 | 13282.7439 | 15014.7307 | 12901.8674 | 12404.2425 | 13580.8158 | 13100.7087
SA1 | Grid Battery | 184.6417 | 187.9718 | 181.8851 | 178.9583 | 179.078 | 175.5288 | 173.4439 | 166.8885 | 165.2947 | 1322.0984 | 1254.7132 | 1195.1942 | 1664.0829 | 1712.9492 | 2089.1717 | 2075.7889 | 2061.1021 | 3009.2457 | 4792.3318 | 4081.7041 | 5614.4234 | 5611.6932 | 6327.1903 | 4956.9475 | 4432.8079 | 4859.7387 | 4184.0573
SA1 | Pumped Hydro | 0 | 0 | 0.0012502 | 0.0018343 | 0.0018944 | 0.0018772 | 0.0019312 | 0.0024342 | 0.0024769 | 0.0024704 | 0.0024789 | 0.002505 | 0.0030714 | 0.0030727 | 0.0037755 | 0.0038355 | 0.0040012 | 0.004391 | 0.0051758 | 0.0052484 | 0.0054103 | 0.0066426 | 0.0067356 | 0.0065381 | 0.0066374 | 0.006698 | 0.0074702
SA1 | VPP | 70.6189 | 100.801 | 129.4939 | 153.4286 | 183.6793 | 211.543 | 264.074 | 308.0029 | 360.3392 | 428.9117 | 506.7094 | 554.3635 | 629.3482 | 728.1885 | 759.7577 | 812.0596 | 854.15 | 855.9684 | 948.467 | 950.9316 | 1016.2488 | 1046.209 | 1186.7983 | 1099.9158 | 1083.3708 | 1190.0006 | 1141.3281
Total excluding storage |  | 9631.4029 | 10294.9625 | 10854.3877 | 11903.4946 | 11623.3088 | 14051.0677 | 14423.702 | 14689.8404 | 14849.2612 | 17013.5665 | 17419.2801 | 18152.462 | 18725.2479 | 19447.4457 | 21394.7273 | 21948.5112 | 21529.0975 | 25908.0792 | 29386.4345 | 30404.6189 | 34358.3102 | 35481.6924 | 37295.512 | 37020.4534 | 37694.0692 | 39527.1258 | 40176.7855
Region | Technology | 2023-24 | 2024-25 | 2025-26 | 2026-27 | 2027-28 | 2028-29 | 2029-30 | 2030-31 | 2031-32 | 2032-33 | 2033-34 | 2034-35 | 2035-36 | 2036-37 | 2037-38 | 2038-39 | 2039-40 | 2040-41 | 2041-42 | 2042-43 | 2043-44 | 2044-45 | 2045-46 | 2046-47 | 2047-48 | 2048-49 | 2049-50
TAS1 | Black Coal | 0 | 0 | 0 | 0 | 0 | 0 | 0 | 0 | 0 | 0 | 0 | 0 | 0 | 0 | 0 | 0 | 0 | 0 | 0 | 0 | 0 | 0 | 0 | 0 | 0 | 0 | 0
TAS1 | Brown Coal | 0 | 0 | 0 | 0 | 0 | 0 | 0 | 0 | 0 | 0 | 0 | 0 | 0 | 0 | 0 | 0 | 0 | 0 | 0 | 0 | 0 | 0 | 0 | 0 | 0 | 0 | 0
TAS1 | CCGT | 0 | 0 | 0 | 0 | 0 | 0 | 0 | 0 | 0 | 0 | 0 | 0 | 0 | 0 | 0 | 0 | 0 | 0 | 0 | 0 | 0 | 0 | 0 | 0 | 0 | 0 | 0
TAS1 | Gas - Steam | 0 | 0 | 0 | 0 | 0 | 0 | 0 | 0 | 0 | 0 | 0 | 0 | 0 | 0 | 0 | 0 | 0 | 0 | 0 | 0 | 0 | 0 | 0 | 0 | 0 | 0 | 0
TAS1 | OCGT / Diesel | 0.00011129 | 0.00022749 | 0.00024155 | 0.18704 | 0.00026488 | 0.00028201 | 1.3386 | 5.1647 | 1.6391 | 8.4653 | 2.3098 | 16.6116 | 12.6255 | 12.0903 | 16.028 | 12.3412 | 58.4954 | 10.2266 | 6.0941 | 10.8774 | 9.9169 | 4.7232 | 5.8909 | 7.2395 | 4.3089 | 13.4861 | 9.2642
TAS1 | Hydro | 12024.9647 | 9032.932 | 9133.0097 | 8769.7302 | 7333.6516 | 7968.8022 | 10462.7998 | 10430.9677 | 9685.0085 | 9581.4842 | 9761.6654 | 9859.4503 | 8810.8521 | 8504.3881 | 9130.7531 | 8914.9551 | 8601.258 | 8254.1049 | 8233.8072 | 9011.8255 | 8836.2386 | 8294.3795 | 8512.9306 | 10040.0699 | 9162.541 | 9153.5668 | 8721.6785
TAS1 | Hydrogen Turbine | 0 | 0 | 0 | 0 | 0 | 0 | 0 | 0 | 0 | 0 | 0 | 0 | 0 | 0 | 0 | 0 | 0 | 0 | 0 | 0 | 0 | 0 | 0 | 0 | 0 | 0 | 0
TAS1 | Wind | 1869.2332 | 4479.601 | 4782.1667 | 4882.1212 | 5841.2849 | 5711.0781 | 7642.8161 | 7507.8915 | 12701.1602 | 12692.4267 | 12042.8752 | 12420.1381 | 12634.8228 | 13189.3602 | 12700.0957 | 12391.1962 | 12103.2108 | 13184.5706 | 12873.203 | 12340.3498 | 12760.0607 | 12550.7692 | 12928.3139 | 12513.6523 | 12158.4768 | 11909.0433 | 12877.0318
TAS1 | Solar PV | 0 | 0.00058951 | 0.00058287 | 0.0006691 | 0.00064216 | 0.00054806 | 0.00057877 | 0.00077287 | 0.00071166 | 0.0010428 | 0.0010964 | 0.0015664 | 0.0015452 | 0.0015372 | 0.0014538 | 0.0015223 | 0.001813 | 196.7778 | 206.5267 | 230.019 | 213.668 | 228.1908 | 228.4854 | 194.7227 | 216.8339 | 219.8763 | 206.1416
TAS1 | Grid Battery | 0 | 0.0011905 | 0.00139 | 0.0015685 | 0.0018939 | 0.0019055 | 0.0023319 | 0.0038728 | 0.0047942 | 0.0057821 | 0.00602 | 0.0059263 | 0.0065838 | 0.006488 | 0.0072588 | 0.0073107 | 0.0079127 | 0.010205 | 0.010515 | 0.010493 | 0.012032 | 0.015031 | 0.014813 | 0.013925 | 0.015193 | 0.016439 | 0.018971
TAS1 | Pumped Hydro | 0 | 0 | 0.002067 | 0.0022423 | 0.0026937 | 0.0029461 | 0.0045067 | 38.5974 | 50.056 | 890.5654 | 913.6365 | 841.4026 | 1094.7554 | 1101.1566 | 1322.9747 | 1284.6023 | 1431.631 | 1368.6772 | 1290.286 | 1249.5768 | 1243.2149 | 1306.0911 | 1339.2758 | 1257.7188 | 1226.2245 | 1174.4529 | 1093.1641
TAS1 | VPP | 0.43871 | 4.0131 | 5.696 | 10.1343 | 17.4198 | 23.7185 | 38.9563 | 52.1087 | 68.5943 | 74.7393 | 88.6903 | 90.6093 | 106.8009 | 118.9108 | 124.3595 | 129.22 | 154.9613 | 153.9491 | 169.1741 | 170.2078 | 172.7177 | 185.2397 | 196.1958 | 177.2156 | 194.4687 | 206.5085 | 201.4775
Total excluding storage |  | 13894.6367 | 13516.5482 | 13920.8767 | 13662.1773 | 13192.3619 | 13703.6045 | 18145.9182 | 18034.7347 | 22506.4637 | 23247.6876 | 22809.1843 | 23228.2194 | 22659.8648 | 22925.914 | 23294.2196 | 22732.3237 | 22349.5662 | 23168.3165 | 22779.1016 | 23012.8667 | 23235.8289 | 22569.4085 | 23211.1072 | 24190.6328 | 22962.869 | 22676.9504 | 23108.7767
Explicitly modelled pumping
Region | Technology | 2023-24 | 2024-25 | 2025-26 | 2026-27 | 2027-28 | 2028-29 | 2029-30 | 2030-31 | 2031-32 | 2032-33 | 2033-34 | 2034-35 | 2035-36 | 2036-37 | 2037-38 | 2038-39 | 2039-40 | 2040-41 | 2041-42 | 2042-43 | 2043-44 | 2044-45 | 2045-46 | 2046-47 | 2047-48 | 2048-49 | 2049-50
NEM | Grid Battery pump | 496.556 | 493.7187 | 1102.0315 | 1674.1609 | 3319.5277 | 6034.391 | 6258.5525 | 7598.925 | 7455.9832 | 13612.7566 | 13179.559 | 12689.9538 | 14503.4086 | 14592.0236 | 14415.5701 | 14613.9552 | 22322.2986 | 24104.0235 | 34211.289 | 39081.8279 | 39475.3017 | 42023.0106 | 42996.7894 | 36488.9904 | 35039.6143 | 39806.9034 | 38322.8829
NEM | Pumped Hydro Pump | 1285.6739 | 2233.1996 | 3267.7708 | 4798.3878 | 5764.5551 | 6573.4019 | 7759.8064 | 9739.99 | 10491.1493 | 10524.6626 | 11775.258 | 11692.2338 | 12903.2399 | 13588.7897 | 16571.334 | 17137.8767 | 17836.1941 | 15871.8246 | 16142.3556 | 16640.5774 | 14248.4783 | 14011.4096 | 14023.049 | 15786.9825 | 14046.1974 | 14087.2038 | 12304.3658
NEM | VPP pump | 259.6566 | 519.9426 | 925.6732 | 1347.1271 | 1821.991 | 2234.1442 | 2974.8194 | 3600.5159 | 4150.3888 | 4842.5147 | 5708.9515 | 6417.1741 | 7472.1895 | 8474.9049 | 8947.4043 | 9669.6369 | 10510.2375 | 10736.9898 | 11610.6004 | 11911.0453 | 12026.2659 | 12881.3943 | 13799.4346 | 13474.9829 | 13859.6046 | 14687.6531 | 14819.5433
Region | Technology | 2023-24 | 2024-25 | 2025-26 | 2026-27 | 2027-28 | 2028-29 | 2029-30 | 2030-31 | 2031-32 | 2032-33 | 2033-34 | 2034-35 | 2035-36 | 2036-37 | 2037-38 | 2038-39 | 2039-40 | 2040-41 | 2041-42 | 2042-43 | 2043-44 | 2044-45 | 2045-46 | 2046-47 | 2047-48 | 2048-49 | 2049-50
NSW1 | Grid Battery pump | 24.496 | 29.879 | 614.1484 | 1192.9428 | 2843.7472 | 3458.1366 | 3687.3405 | 3969.3344 | 3769.2248 | 5711.6042 | 5339.8043 | 4982.5299 | 5405.7636 | 5304.8036 | 5009.4651 | 4964.8734 | 8638.6184 | 8251.682 | 10398.5658 | 9941.7285 | 9523.5001 | 11203.5073 | 10592.1279 | 9578.0083 | 8141.6127 | 10097.0589 | 9986.7942
NSW1 | Pumped Hydro Pump | 667.8881 | 1277.2791 | 2340.3237 | 3542.8947 | 4460.4666 | 5465.1528 | 6467.2022 | 8061.9474 | 8796.9515 | 7951.9145 | 9079.9828 | 8413.7492 | 9135.1326 | 9805.3166 | 8906.7862 | 8679.9115 | 7809.4098 | 6296.8009 | 6803.804 | 7178.3797 | 5651.2734 | 5484.3399 | 5850.2801 | 6944.4124 | 5661.6021 | 5140.9598 | 4285.2839
NSW1 | VPP pump | 68.0941 | 156.9484 | 291.3498 | 426.7281 | 574.4456 | 707.7139 | 944.9274 | 1176.471 | 1379.2927 | 1656.6549 | 1982.2546 | 2240.7178 | 2638.3391 | 2953.382 | 3151.0958 | 3390.3085 | 3705.125 | 3778.9758 | 4058.0058 | 4161.404 | 4143.561 | 4522.156 | 4755.5562 | 4664.022 | 4764.9906 | 5143.9648 | 5295.8316
Region | Technology | 2023-24 | 2024-25 | 2025-26 | 2026-27 | 2027-28 | 2028-29 | 2029-30 | 2030-31 | 2031-32 | 2032-33 | 2033-34 | 2034-35 | 2035-36 | 2036-37 | 2037-38 | 2038-39 | 2039-40 | 2040-41 | 2041-42 | 2042-43 | 2043-44 | 2044-45 | 2045-46 | 2046-47 | 2047-48 | 2048-49 | 2049-50
QLD1 | Grid Battery pump | 63.6716 | 63.5724 | 65.0326 | 65.4994 | 65.6993 | 2181.7317 | 2179.3691 | 2886.9194 | 2947.973 | 5428.8481 | 5582.3016 | 5557.2803 | 5568.5501 | 5708.3799 | 4979.0222 | 5212.7358 | 8969.0384 | 9161.8905 | 12813.1049 | 19406.0058 | 18332.2099 | 17907.0433 | 18286.5926 | 15410.7749 | 15995.2236 | 18018.9421 | 17899.2649
QLD1 | Pumped Hydro Pump | 617.7858 | 955.9206 | 927.441 | 1255.4839 | 1304.0784 | 1108.2389 | 1292.5917 | 1627.2471 | 1627.7172 | 1401.4777 | 1481.9749 | 2180.8789 | 2329.3262 | 2318.1614 | 5940.18 | 6763.9053 | 8146.8084 | 7753.4931 | 7640.7811 | 7838.3949 | 6958.0056 | 6703.9873 | 6269.2913 | 7103.8821 | 6641.3643 | 6993.043 | 6145.3572
QLD1 | VPP pump | 60.2247 | 127.8711 | 227.935 | 354.3808 | 479.7231 | 615.3866 | 850.5166 | 1068.112 | 1248.0259 | 1453.1677 | 1742.6528 | 1996.5156 | 2253.4094 | 2565.448 | 2658.0723 | 2912.426 | 3154.2097 | 3319.8052 | 3476.5503 | 3690.7622 | 3822.3716 | 3906.7302 | 4149.384 | 4185.4897 | 4297.7114 | 4411.5728 | 4568.1636
Region | Technology | 2023-24 | 2024-25 | 2025-26 | 2026-27 | 2027-28 | 2028-29 | 2029-30 | 2030-31 | 2031-32 | 2032-33 | 2033-34 | 2034-35 | 2035-36 | 2036-37 | 2037-38 | 2038-39 | 2039-40 | 2040-41 | 2041-42 | 2042-43 | 2043-44 | 2044-45 | 2045-46 | 2046-47 | 2047-48 | 2048-49 | 2049-50
VIC1 | Grid Battery pump | 190.5847 | 177.7271 | 207.9981 | 204.0439 | 197.6992 | 187.4653 | 186.1372 | 545.7314 | 543.4009 | 879.0275 | 750.7839 | 715.9252 | 1527.3401 | 1518.3543 | 1913.1272 | 1929.5276 | 2242.8806 | 3054.2149 | 5243.3328 | 4803.7085 | 4866.4381 | 6149.9926 | 6476.1859 | 5554.9611 | 5533.5652 | 5865.2432 | 5396.2286
VIC1 | Pumped Hydro Pump | 0 | 0 | 0.0017291 | 0.0038782 | 0.0039985 | 0.0038785 | 0.0039497 | 0.0062589 | 0.0061687 | 0.0060237 | 0.0059968 | 0.0058697 | 0.0074929 | 0.0073111 | 0.016499 | 0.016665 | 0.017826 | 0.018468 | 0.019575 | 0.018814 | 0.018787 | 108.0794 | 118.7334 | 106.346 | 107.2092 | 430.4193 | 435.341
VIC1 | VPP pump | 47.9607 | 111.6155 | 247.5346 | 373.5951 | 530.5717 | 634.9289 | 821.8498 | 933.1972 | 1018.5369 | 1138.752 | 1284.7349 | 1421.0317 | 1714.749 | 1958.9245 | 2098.6457 | 2256.6145 | 2466.3636 | 2446.4067 | 2764.3089 | 2738.4351 | 2662.1285 | 3003.5049 | 3265.5785 | 3126.7376 | 3288.1841 | 3494.5417 | 3375.7767
Region | Technology | 2023-24 | 2024-25 | 2025-26 | 2026-27 | 2027-28 | 2028-29 | 2029-30 | 2030-31 | 2031-32 | 2032-33 | 2033-34 | 2034-35 | 2035-36 | 2036-37 | 2037-38 | 2038-39 | 2039-40 | 2040-41 | 2041-42 | 2042-43 | 2043-44 | 2044-45 | 2045-46 | 2046-47 | 2047-48 | 2048-49 | 2049-50
SA1 | Grid Battery pump | 217.8037 | 222.5387 | 214.8507 | 211.673 | 212.3798 | 207.0551 | 205.7029 | 196.9351 | 195.3789 | 1593.2699 | 1506.6619 | 1434.2114 | 2001.747 | 2060.478 | 2513.947 | 2506.8097 | 2471.7518 | 3636.224 | 5756.273 | 4930.3726 | 6753.1393 | 6762.4497 | 7641.8653 | 5945.2296 | 5369.1948 | 5825.6397 | 5040.5727
SA1 | Pumped Hydro Pump | 0 | 0 | 0.0016476 | 0.002411 | 0.0025036 | 0.0024592 | 0.0025523 | 0.0031949 | 0.0032603 | 0.0032528 | 0.0032645 | 0.0032882 | 0.0040398 | 0.004051 | 0.004964 | 0.0050546 | 0.0052535 | 0.0058039 | 0.0067831 | 0.006926 | 0.0071042 | 0.0087473 | 0.0088877 | 0.0085756 | 0.0087661 | 0.0087692 | 0.0098433
SA1 | VPP pump | 82.8761 | 118.7579 | 152.1773 | 180.5042 | 216.655 | 248.3123 | 311.5115 | 361.6146 | 423.8341 | 505.8238 | 595.0358 | 652.0635 | 740.4097 | 856.6923 | 893.8325 | 958.2416 | 1002.2703 | 1009.9208 | 1112.6791 | 1120.919 | 1195.0441 | 1231.0983 | 1397.1396 | 1291.2148 | 1278.875 | 1395.6793 | 1342.739
Region | Technology | 2023-24 | 2024-25 | 2025-26 | 2026-27 | 2027-28 | 2028-29 | 2029-30 | 2030-31 | 2031-32 | 2032-33 | 2033-34 | 2034-35 | 2035-36 | 2036-37 | 2037-38 | 2038-39 | 2039-40 | 2040-41 | 2041-42 | 2042-43 | 2043-44 | 2044-45 | 2045-46 | 2046-47 | 2047-48 | 2048-49 | 2049-50
TAS1 | Grid Battery pump | 0 | 0.0014148 | 0.0016509 | 0.0018628 | 0.0022509 | 0.0022633 | 0.0027717 | 0.0045993 | 0.0057093 | 0.0068886 | 0.007163 | 0.0070589 | 0.0078289 | 0.0077328 | 0.0086319 | 0.008701 | 0.0094057 | 0.012149 | 0.012501 | 0.012476 | 0.014303 | 0.017864 | 0.017632 | 0.016529 | 0.018085 | 0.019508 | 0.022552
TAS1 | Pumped Hydro Pump | 0 | 0 | 0.00273 | 0.0029491 | 0.0035552 | 0.0038669 | 0.0059609 | 50.7861 | 66.4712 | 1171.2611 | 1213.2911 | 1097.5965 | 1438.7696 | 1465.3003 | 1724.3463 | 1694.0382 | 1879.9529 | 1821.5063 | 1697.7442 | 1623.777 | 1639.1735 | 1714.9942 | 1784.7353 | 1632.3335 | 1636.0131 | 1522.773 | 1438.3739
TAS1 | VPP pump | 0.50101 | 4.7497 | 6.6766 | 11.9189 | 20.5957 | 27.8024 | 46.0142 | 61.1211 | 80.6992 | 88.1163 | 104.2734 | 106.8454 | 125.2823 | 140.4581 | 145.758 | 152.0462 | 182.269 | 181.8813 | 199.0563 | 199.525 | 203.1607 | 217.9049 | 231.7763 | 207.5188 | 229.8435 | 241.8945 | 237.0324
Non-controllable capacity
Region | Technology | 2023-24 | 2024-25 | 2025-26 | 2026-27 | 2027-28 | 2028-29 | 2029-30 | 2030-31 | 2031-32 | 2032-33 | 2033-34 | 2034-35 | 2035-36 | 2036-37 | 2037-38 | 2038-39 | 2039-40 | 2040-41 | 2041-42 | 2042-43 | 2043-44 | 2044-45 | 2045-46 | 2046-47 | 2047-48 | 2048-49 | 2049-50
NEM | Distributed PV | 26560.6016 | 29104.0967 | 31473.6633 | 37081.5432 | 40418.5958 | 38926.5586 | 43592.2929 | 48229.3969 | 51979.7521 | 54755.1652 | 55953.7685 | 56902.3907 | 63643.8244 | 66153.9262 | 61300.8009 | 66595.7504 | 71779.8603 | 75487.274 | 77777.5549 | 77977.9251 | 77783.2771 | 85452.7067 | 87607.0329 | 80381.6538 | 86543.9253 | 92200.6928 | 95960.9879
NEM | Behind the meter battery | 657.5137 | 1006.7447 | 1317.3393 | 1566.0098 | 1773.1566 | 1890.8424 | 2143.9911 | 2489.4047 | 2789.0704 | 3113.0752 | 3597.6322 | 4070.11 | 4511.1194 | 4860.9793 | 5165.9009 | 5364.9705 | 5454.5291 | 5447.6237 | 5401.3096 | 5348.7634 | 5404.7881 | 5430.708 | 5462.7544 | 5462.5562 | 5467.5685 | 5397.6579 | 5331.7203
NEM | Behind the meter battery pump | 773.9288 | 1184.9284 | 1550.1053 | 1843.1255 | 2087.3228 | 2225.0785 | 2523.5712 | 2929.616 | 3282.4864 | 3663.3641 | 4233.7384 | 4790.7173 | 5309.6304 | 5721.7019 | 6080.1627 | 6314.2799 | 6420.1964 | 6410.0458 | 6358.28 | 6294.3025 | 6360.4049 | 6392.115 | 6428.6141 | 6430.2842 | 6436.1891 | 6354.3022 | 6274.968
Region | Technology | 2023-24 | 2024-25 | 2025-26 | 2026-27 | 2027-28 | 2028-29 | 2029-30 | 2030-31 | 2031-32 | 2032-33 | 2033-34 | 2034-35 | 2035-36 | 2036-37 | 2037-38 | 2038-39 | 2039-40 | 2040-41 | 2041-42 | 2042-43 | 2043-44 | 2044-45 | 2045-46 | 2046-47 | 2047-48 | 2048-49 | 2049-50
NSW1 | Distributed PV | 8462.3385 | 9458.3162 | 10159.0762 | 12271.5737 | 13113.6881 | 12546.804 | 13815.0616 | 15639.2599 | 17348.1141 | 17854.1428 | 18611.9033 | 18922.4793 | 21829.4782 | 22416.5655 | 20726.2835 | 22104.3897 | 24295.3559 | 26132.7136 | 26218.1837 | 26660.5244 | 26477.5898 | 29878.3743 | 30218.882 | 27626.6637 | 29170.2276 | 31670.4989 | 33704.5634
NSW1 | Behind the meter battery | 236.0997 | 340.3977 | 426.8203 | 496.5989 | 552.178 | 593.1144 | 678.601 | 795.0042 | 915.6299 | 1045.6392 | 1229.8005 | 1397.7866 | 1551.5025 | 1674.213 | 1770.8636 | 1835.975 | 1865.6994 | 1856.8353 | 1844.8207 | 1833.1068 | 1857.9164 | 1869.6097 | 1877.4406 | 1875.4554 | 1868.3381 | 1847.8317 | 1820.6144
NSW1 | Behind the meter battery pump | 277.8328 | 400.6658 | 502.3022 | 584.3175 | 650.1429 | 698.0717 | 798.8828 | 935.9349 | 1077.2855 | 1230.342 | 1446.9719 | 1644.5885 | 1826.2437 | 1970.4983 | 2083.9438 | 2160.393 | 2196.8689 | 2184.5941 | 2172.0639 | 2156.8121 | 2185.7851 | 2201.4161 | 2209.4144 | 2207.8793 | 2199.915 | 2174.9865 | 2143.0425
Region | Technology | 2023-24 | 2024-25 | 2025-26 | 2026-27 | 2027-28 | 2028-29 | 2029-30 | 2030-31 | 2031-32 | 2032-33 | 2033-34 | 2034-35 | 2035-36 | 2036-37 | 2037-38 | 2038-39 | 2039-40 | 2040-41 | 2041-42 | 2042-43 | 2043-44 | 2044-45 | 2045-46 | 2046-47 | 2047-48 | 2048-49 | 2049-50
QLD1 | Distributed PV | 8227.6935 | 8801.311 | 9863.4451 | 11475.6724 | 12457.4377 | 11268.4695 | 13105.084 | 14471.0511 | 16095.1163 | 16714.6015 | 16849.2773 | 17798.0916 | 19695.8152 | 20424.5671 | 17788.0739 | 19963.1524 | 21368.2537 | 23094.2817 | 23468.3879 | 23181.6046 | 24006.8726 | 26011.0707 | 26622.9939 | 22900.3003 | 25459.338 | 26869.7455 | 28762.9682
QLD1 | Behind the meter battery | 170.7366 | 271.0266 | 364.6122 | 433.5151 | 491.3321 | 537.9626 | 628.6386 | 744.6914 | 834.1762 | 930.9932 | 1074.1494 | 1213.5721 | 1346.8461 | 1448.2671 | 1535.4985 | 1600.0345 | 1631.782 | 1631.2572 | 1608.2973 | 1592.3827 | 1609.1851 | 1612.6466 | 1621.0805 | 1616.2546 | 1614.1068 | 1594.795 | 1578.9698
QLD1 | Behind the meter battery pump | 200.9896 | 319.0374 | 429.0447 | 510.4005 | 578.2214 | 632.9301 | 739.7227 | 876.2329 | 981.9917 | 1095.8935 | 1264.3808 | 1428.9002 | 1585.3756 | 1705.2134 | 1807.0518 | 1884.0736 | 1919.9871 | 1919.529 | 1893.1536 | 1873.7884 | 1893.7201 | 1897.3207 | 1907.6047 | 1902.393 | 1900.3283 | 1877.9375 | 1857.7419
Region | Technology | 2023-24 | 2024-25 | 2025-26 | 2026-27 | 2027-28 | 2028-29 | 2029-30 | 2030-31 | 2031-32 | 2032-33 | 2033-34 | 2034-35 | 2035-36 | 2036-37 | 2037-38 | 2038-39 | 2039-40 | 2040-41 | 2041-42 | 2042-43 | 2043-44 | 2044-45 | 2045-46 | 2046-47 | 2047-48 | 2048-49 | 2049-50
VIC1 | Distributed PV | 5927.2192 | 6615.7267 | 7089.2973 | 8452.9512 | 9493.9945 | 9691.0714 | 10721.6826 | 11762.0101 | 11872.7118 | 13025.0994 | 13231.2584 | 12987.9308 | 14324.1638 | 15011.5217 | 14621.0269 | 15763.9665 | 16944.6695 | 16846.5259 | 18190.4559 | 18283.4941 | 17708.0148 | 19320.8985 | 20019.7175 | 19388.6033 | 20772.1582 | 22108.9801 | 21761.2072
VIC1 | Behind the meter battery | 143.293 | 255.764 | 357.528 | 445.5417 | 520.1297 | 534.0202 | 574.5348 | 646.8898 | 695.0103 | 741.5967 | 840.8801 | 953.3033 | 1060.5591 | 1150.0707 | 1245.2576 | 1291.8352 | 1313.6739 | 1317.4793 | 1309.5395 | 1283.2305 | 1289.176 | 1299.8888 | 1310.3468 | 1322.1048 | 1335.0646 | 1315.6099 | 1298.5463
VIC1 | Behind the meter battery pump | 168.7049 | 300.9657 | 420.6293 | 524.3864 | 612.3835 | 628.4616 | 676.2866 | 761.0496 | 817.9236 | 872.5457 | 989.6107 | 1122.4325 | 1248.0938 | 1353.2335 | 1466.2928 | 1520.0169 | 1546.0309 | 1550.041 | 1541.089 | 1510.2224 | 1517.4149 | 1529.652 | 1542.0634 | 1556.6244 | 1571.0173 | 1548.7907 | 1528.2244
Region | Technology | 2023-24 | 2024-25 | 2025-26 | 2026-27 | 2027-28 | 2028-29 | 2029-30 | 2030-31 | 2031-32 | 2032-33 | 2033-34 | 2034-35 | 2035-36 | 2036-37 | 2037-38 | 2038-39 | 2039-40 | 2040-41 | 2041-42 | 2042-43 | 2043-44 | 2044-45 | 2045-46 | 2046-47 | 2047-48 | 2048-49 | 2049-50
SA1 | Distributed PV | 3601.2396 | 3836.6945 | 3940.5566 | 4383.5313 | 4811.2285 | 4846.7445 | 5330.4758 | 5678.8981 | 5951.7698 | 6386.844 | 6448.2993 | 6380.437 | 6890.5661 | 7363.0567 | 7215.5741 | 7772.2023 | 8117.152 | 8332.5404 | 8752.0675 | 8666.5061 | 8424.5566 | 8962.749 | 9436.6247 | 9153.8367 | 9787.2603 | 10128.2605 | 10296.799
SA1 | Behind the meter battery | 89.6576 | 114.2984 | 136.4992 | 153.4714 | 168.7112 | 182.0004 | 212.3649 | 244.9938 | 278.8759 | 319.969 | 366.7485 | 408.2686 | 445.0039 | 472.6485 | 491.7265 | 509.3402 | 512.972 | 511.5296 | 508.7854 | 510.011 | 516.6645 | 516.2922 | 519.8793 | 515.4168 | 516.5139 | 506.6341 | 502.8644
SA1 | Behind the meter battery pump | 105.5364 | 134.5421 | 160.6012 | 180.616 | 198.5417 | 214.1386 | 250.02 | 288.3253 | 328.3143 | 376.4625 | 431.505 | 480.4342 | 523.687 | 556.4807 | 578.644 | 599.3439 | 603.8566 | 602.2642 | 599.156 | 600.4794 | 608.3176 | 607.9903 | 611.8434 | 606.4216 | 607.6875 | 596.3267 | 592.1078
Region | Technology | 2023-24 | 2024-25 | 2025-26 | 2026-27 | 2027-28 | 2028-29 | 2029-30 | 2030-31 | 2031-32 | 2032-33 | 2033-34 | 2034-35 | 2035-36 | 2036-37 | 2037-38 | 2038-39 | 2039-40 | 2040-41 | 2041-42 | 2042-43 | 2043-44 | 2044-45 | 2045-46 | 2046-47 | 2047-48 | 2048-49 | 2049-50
TAS1 | Distributed PV | 342.1107 | 392.0482 | 421.2881 | 497.8146 | 542.247 | 573.4692 | 619.9889 | 678.1777 | 712.0401 | 774.4775 | 813.0302 | 813.4519 | 903.8011 | 938.2152 | 949.8426 | 992.0395 | 1054.4291 | 1081.2124 | 1148.4599 | 1185.7959 | 1166.2433 | 1279.6142 | 1308.8147 | 1312.2497 | 1354.9412 | 1423.2078 | 1435.4501
TAS1 | Behind the meter battery | 17.7268 | 25.258 | 31.8796 | 36.8828 | 40.8056 | 43.7449 | 49.8517 | 57.8255 | 65.3781 | 74.8771 | 86.0537 | 97.1794 | 107.2079 | 115.78 | 122.5546 | 127.7856 | 130.4018 | 130.5224 | 129.8666 | 130.0323 | 131.846 | 132.2708 | 134.0073 | 133.3247 | 133.5451 | 132.7872 | 130.7254
TAS1 | Behind the meter battery pump | 20.8652 | 29.7174 | 37.5279 | 43.4051 | 48.0333 | 51.4765 | 58.6591 | 68.0734 | 76.9713 | 88.1205 | 101.27 | 114.362 | 126.2303 | 136.2759 | 144.2303 | 150.4525 | 153.4529 | 153.6175 | 152.8175 | 153.0002 | 155.1672 | 155.7358 | 157.6882 | 156.9658 | 157.2412 | 156.2607 | 153.8514

## O5 no comp_Capacity
Capacity by technology (MW) - O5 no comp, Step Change Scenario
Capacity calculated on 1 July. In early study years some wind and solar projects enter later in the financial year and are therefore reflected in the following financial year's capacity.
Explicitly modelled generation
Region | Technology | 2023-24 | 2024-25 | 2025-26 | 2026-27 | 2027-28 | 2028-29 | 2029-30 | 2030-31 | 2031-32 | 2032-33 | 2033-34 | 2034-35 | 2035-36 | 2036-37 | 2037-38 | 2038-39 | 2039-40 | 2040-41 | 2041-42 | 2042-43 | 2043-44 | 2044-45 | 2045-46 | 2046-47 | 2047-48 | 2048-49 | 2049-50
NEM | Black Coal | 16456 | 16456 | 15756 | 12176 | 10156 | 8277 | 7312 | 5912 | 5912 | 5182 | 3082 | 3082 | 3082 | 3082 | 3082 | 3082 | 852 | 426 | 426 | 0 | 0 | 0 | 0 | 0 | 0 | 0 | 0
NEM | Brown Coal | 4820 | 4820 | 4120 | 3370 | 3370 | 2810 | 1720 | 1160 | 1160 | 0 | 0 | 0 | 0 | 0 | 0 | 0 | 0 | 0 | 0 | 0 | 0 | 0 | 0 | 0 | 0 | 0 | 0
NEM | CCGT | 2954.9 | 2774.9 | 2774.9 | 2774.9 | 2774.9 | 2774.9 | 2774.9 | 2774.9 | 2774.9 | 2774.9 | 2774.9 | 2774.9 | 2774.9 | 2389.9 | 1860.9 | 1860.9 | 1716.5 | 1716.5 | 1716.5 | 1716.5 | 1276.5 | 1276.5 | 632 | 388 | 388 | 388 | 388
NEM | Gas - Steam | 1300 | 1300 | 1300 | 500 | 500 | 500 | 500 | 500 | 500 | 500 | 500 | 500 | 500 | 500 | 500 | 500 | 0 | 0 | 0 | 0 | 0 | 0 | 0 | 0 | 0 | 0 | 0
NEM | OCGT / Diesel | 7382.159 | 8132.1605 | 8132.1605 | 8132.1606 | 8132.1606 | 8278.8659 | 8278.8659 | 7896.3662 | 7896.3662 | 7619.5063 | 7026.0063 | 6909.0064 | 7318.1347 | 7318.1347 | 8846.5172 | 8846.5172 | 8406.5172 | 8286.5172 | 8286.5172 | 8192.5172 | 9370.1838 | 10290.6694 | 10290.6694 | 11440.6631 | 10856.6631 | 13356.8284 | 12837.8284
NEM | Hydro | 7492.42 | 7492.42 | 7492.42 | 7492.42 | 7492.42 | 7492.42 | 7492.42 | 7492.42 | 7492.42 | 7492.42 | 7492.42 | 7492.42 | 7492.42 | 7492.42 | 7406.02 | 7406.02 | 7406.02 | 7406.02 | 7406.02 | 7340.02 | 7340.02 | 7340.02 | 7340.02 | 7340.02 | 7340.02 | 7340.02 | 7340.02
NEM | Hydrogen Turbine | 0 | 0 | 0 | 0 | 0 | 0 | 0 | 0 | 0 | 0 | 0 | 0 | 0 | 0 | 0 | 0 | 0 | 0 | 0 | 0 | 0 | 0 | 0 | 0 | 0 | 0 | 0
NEM | Wind | 10055.738 | 16011.0097 | 16061.883 | 18201.7459 | 22956.3445 | 28029.5148 | 29647.6979 | 32687.4982 | 33836.8966 | 36746.4951 | 40504.3694 | 40568.5237 | 41983.1577 | 42522.6882 | 46471.7862 | 45845.4538 | 46174.8585 | 46200.0198 | 46527.2421 | 50314.7171 | 51714.2326 | 51101.6413 | 50481.7484 | 59033.8895 | 62476.3895 | 63168.0022 | 64133.7761
NEM | Solar PV | 9052.829 | 9912.9355 | 10778.1506 | 10778.1521 | 10778.1687 | 11455.1127 | 12469.6781 | 14669.419 | 15027.7865 | 18070.0251 | 19704.5983 | 21896.0638 | 21896.0639 | 22268.3887 | 28646.6161 | 29883.5295 | 40982.3458 | 48142.4991 | 52337.759 | 61611.6993 | 67592.3075 | 67025.39 | 67895.8178 | 73930.2283 | 75022.898 | 78747.9434 | 83091.6087
NEM | Grid Battery | 1004.93 | 1004.9358 | 1429.752 | 1429.7566 | 2059.4029 | 3298.2781 | 3373.2783 | 3736.3906 | 3779.488 | 6189.4956 | 6297.1973 | 6272.1974 | 6934.2539 | 6884.2541 | 7419.8798 | 7419.8801 | 10529.6486 | 11815.5685 | 15394.5177 | 18139.8 | 19188.18 | 20769.8242 | 20335.0168 | 20603.0126 | 19973.3671 | 21830.114 | 21982.7328
NEM | Pumped Hydro | 810 | 810 | 1533.4368 | 1533.4381 | 3595.6264 | 3754.0818 | 3754.0826 | 3777.1887 | 3777.1888 | 4253.8499 | 4253.85 | 4503.7605 | 4646.8504 | 4646.8505 | 6551.9034 | 6551.9035 | 7004.3914 | 7004.3916 | 7004.3921 | 7004.3924 | 7004.3929 | 7107.4661 | 7107.4666 | 7846.2986 | 7846.2986 | 7979.6236 | 7979.6239
NEM | VPP | 318.73 | 623.03 | 1035.46 | 1538.9 | 2142.79 | 2807.6 | 3819.27 | 4674.27 | 5519.2001 | 6499.25 | 7698.5399 | 9010.2399 | 10339.3001 | 11714.6999 | 13054.31 | 14363.1999 | 15318.2998 | 16214.4898 | 16978.9203 | 17751.1898 | 18511.9699 | 19307.4097 | 20087.2598 | 20907.45 | 21712.49 | 22566.1805 | 23396.9398
Total excluding storage |  | 61647.706 | 69337.3916 | 70414.163 | 67927.4733 | 73957.813 | 79477.7733 | 81142.1928 | 85280.4526 | 87676.2461 | 95327.942 | 99333.8812 | 103009.1116 | 106967.0806 | 108819.336 | 123839.9327 | 125759.4038 | 138390.5813 | 147212.0061 | 156077.8686 | 172070.8358 | 181997.7867 | 184218.9208 | 184169.9989 | 201489.5619 | 205616.1263 | 215376.712 | 221150.5297
Region | Technology | 2023-24 | 2024-25 | 2025-26 | 2026-27 | 2027-28 | 2028-29 | 2029-30 | 2030-31 | 2031-32 | 2032-33 | 2033-34 | 2034-35 | 2035-36 | 2036-37 | 2037-38 | 2038-39 | 2039-40 | 2040-41 | 2041-42 | 2042-43 | 2043-44 | 2044-45 | 2045-46 | 2046-47 | 2047-48 | 2048-49 | 2049-50
NSW1 | Black Coal | 8330 | 8330 | 8330 | 5450 | 4130 | 3445 | 2760 | 2760 | 2760 | 2760 | 1390 | 1390 | 1390 | 1390 | 1390 | 1390 | 0 | 0 | 0 | 0 | 0 | 0 | 0 | 0 | 0 | 0 | 0
NSW1 | Brown Coal | 0 | 0 | 0 | 0 | 0 | 0 | 0 | 0 | 0 | 0 | 0 | 0 | 0 | 0 | 0 | 0 | 0 | 0 | 0 | 0 | 0 | 0 | 0 | 0 | 0 | 0 | 0
NSW1 | CCGT | 440 | 440 | 440 | 440 | 440 | 440 | 440 | 440 | 440 | 440 | 440 | 440 | 440 | 440 | 440 | 440 | 440 | 440 | 440 | 440 | 0 | 0 | 0 | 0 | 0 | 0 | 0
NSW1 | Gas - Steam | 0 | 0 | 0 | 0 | 0 | 0 | 0 | 0 | 0 | 0 | 0 | 0 | 0 | 0 | 0 | 0 | 0 | 0 | 0 | 0 | 0 | 0 | 0 | 0 | 0 | 0 | 0
NSW1 | OCGT / Diesel | 1888.999 | 2638.9998 | 2638.9998 | 2638.9998 | 2638.9998 | 2638.9998 | 2638.9998 | 2638.9998 | 2638.9998 | 2638.9998 | 2638.9998 | 2638.9998 | 2638.9998 | 2638.9998 | 3517.6529 | 3517.6529 | 3517.6529 | 3517.6529 | 3517.6529 | 3517.6529 | 3517.6529 | 2895.4457 | 2895.4457 | 3192.99 | 3192.99 | 3253.6967 | 3253.6967
NSW1 | Hydro | 2525 | 2525 | 2525 | 2525 | 2525 | 2525 | 2525 | 2525 | 2525 | 2525 | 2525 | 2525 | 2525 | 2525 | 2525 | 2525 | 2525 | 2525 | 2525 | 2525 | 2525 | 2525 | 2525 | 2525 | 2525 | 2525 | 2525
NSW1 | Hydrogen Turbine | 0 | 0 | 0 | 0 | 0 | 0 | 0 | 0 | 0 | 0 | 0 | 0 | 0 | 0 | 0 | 0 | 0 | 0 | 0 | 0 | 0 | 0 | 0 | 0 | 0 | 0 | 0
NSW1 | Wind | 1886.96 | 4658.9969 | 4709.8702 | 5593.0811 | 8800.8839 | 9596.6962 | 9849.7498 | 9900.9375 | 9900.9375 | 11268.511 | 11829.3393 | 12061.2814 | 13697.8024 | 14257.4318 | 14813.9252 | 14612.3498 | 14698.0706 | 14669.6846 | 14722.8683 | 16371.0137 | 17734.5492 | 17734.5495 | 17742.3488 | 18917.5813 | 21309.047 | 20913.0472 | 21099.8374
NSW1 | Solar PV | 3745.541 | 4459.6436 | 5324.8576 | 5324.8578 | 5324.8743 | 5875.7619 | 6864.743 | 8328.5439 | 8328.5439 | 9111.8013 | 9820.4757 | 9935.9186 | 9935.9186 | 10371.2095 | 12561.595 | 13112.2402 | 16106.9154 | 18179.4978 | 19115.6925 | 20313.8637 | 21102.9015 | 21102.9015 | 21102.9021 | 23503.9655 | 24443.0586 | 25207.0406 | 27063.6902
NSW1 | Grid Battery | 50 | 50.0037 | 474.8196 | 474.82 | 1104.4659 | 1479.3859 | 1554.3859 | 1554.3876 | 1554.3877 | 2276.6121 | 2276.6122 | 2276.6123 | 2276.614 | 2226.6141 | 2226.6141 | 2226.6143 | 3761.1153 | 3761.1174 | 4315.4542 | 4471.7511 | 4807.1927 | 5311.8465 | 4887.0393 | 5155.0368 | 4525.3913 | 5255.5828 | 5180.5851
NSW1 | Pumped Hydro | 240 | 240 | 713.4342 | 713.4342 | 2775.6223 | 2775.6225 | 2775.6225 | 2775.6226 | 2775.6226 | 2775.6226 | 2775.6226 | 2775.6226 | 2775.6229 | 2775.6229 | 2775.6253 | 2775.6254 | 2775.6254 | 2775.6254 | 2775.6255 | 2775.6256 | 2775.6259 | 2775.6284 | 2775.6284 | 2775.6306 | 2775.6306 | 2775.6306 | 2775.6306
NSW1 | VPP | 97.18 | 193.89 | 321.47 | 477.31 | 663.94 | 884.26 | 1223.6 | 1508.4199 | 1818.1601 | 2178.94 | 2618.45 | 3090.16 | 3561.6901 | 4049.33 | 4508.48 | 4960.7201 | 5286.7 | 5588.1199 | 5842.6702 | 6109.57 | 6370.5701 | 6645.5899 | 6914.0398 | 7197.4098 | 7473.8901 | 7766.0502 | 8050.0099
Total excluding storage |  | 19203.68 | 23536.534 | 25478.4515 | 23637.503 | 28403.7861 | 29660.7263 | 30632.101 | 32431.9113 | 32741.6517 | 35975.487 | 36314.4996 | 37133.5947 | 39241.6478 | 40674.2081 | 44758.8926 | 45560.2026 | 49111.0796 | 51456.6981 | 53254.9637 | 56524.4769 | 58833.4922 | 58990.9615 | 58842.4041 | 63267.614 | 66245.0075 | 67696.0482 | 69948.4498
Region | Technology | 2023-24 | 2024-25 | 2025-26 | 2026-27 | 2027-28 | 2028-29 | 2029-30 | 2030-31 | 2031-32 | 2032-33 | 2033-34 | 2034-35 | 2035-36 | 2036-37 | 2037-38 | 2038-39 | 2039-40 | 2040-41 | 2041-42 | 2042-43 | 2043-44 | 2044-45 | 2045-46 | 2046-47 | 2047-48 | 2048-49 | 2049-50
QLD1 | Black Coal | 8126 | 8126 | 7426 | 6726 | 6026 | 4832 | 4552 | 3152 | 3152 | 2422 | 1692 | 1692 | 1692 | 1692 | 1692 | 1692 | 852 | 426 | 426 | 0 | 0 | 0 | 0 | 0 | 0 | 0 | 0
QLD1 | Brown Coal | 0 | 0 | 0 | 0 | 0 | 0 | 0 | 0 | 0 | 0 | 0 | 0 | 0 | 0 | 0 | 0 | 0 | 0 | 0 | 0 | 0 | 0 | 0 | 0 | 0 | 0 | 0
QLD1 | CCGT | 1597.9 | 1597.9 | 1597.9 | 1597.9 | 1597.9 | 1597.9 | 1597.9 | 1597.9 | 1597.9 | 1597.9 | 1597.9 | 1597.9 | 1597.9 | 1212.9 | 1212.9 | 1212.9 | 1068.5 | 1068.5 | 1068.5 | 1068.5 | 1068.5 | 1068.5 | 424 | 180 | 180 | 180 | 180
QLD1 | Gas - Steam | 0 | 0 | 0 | 0 | 0 | 0 | 0 | 0 | 0 | 0 | 0 | 0 | 0 | 0 | 0 | 0 | 0 | 0 | 0 | 0 | 0 | 0 | 0 | 0 | 0 | 0 | 0
QLD1 | OCGT / Diesel | 1954.5 | 1954.5001 | 1954.5001 | 1954.5001 | 1954.5001 | 2101.2054 | 2101.2054 | 2101.2054 | 2101.2054 | 2101.2054 | 1677.7054 | 1560.7054 | 1560.7054 | 1560.7054 | 2189.3107 | 2189.3107 | 2189.3107 | 2189.3107 | 2189.3107 | 2189.3107 | 2189.3107 | 2189.3107 | 2189.3107 | 3195.7601 | 3195.7601 | 5635.2187 | 5116.2187
QLD1 | Hydro | 152.4 | 152.4 | 152.4 | 152.4 | 152.4 | 152.4 | 152.4 | 152.4 | 152.4 | 152.4 | 152.4 | 152.4 | 152.4 | 152.4 | 66 | 66 | 66 | 66 | 66 | 0 | 0 | 0 | 0 | 0 | 0 | 0 | 0
QLD1 | Hydrogen Turbine | 0 | 0 | 0 | 0 | 0 | 0 | 0 | 0 | 0 | 0 | 0 | 0 | 0 | 0 | 0 | 0 | 0 | 0 | 0 | 0 | 0 | 0 | 0 | 0 | 0 | 0 | 0
QLD1 | Wind | 1133.518 | 2420.6489 | 2420.6489 | 2943.1278 | 4106.5222 | 7133.8388 | 7171.1313 | 8785.1818 | 8805.7321 | 10107.6637 | 11317.449 | 11341.6612 | 11341.6612 | 11341.6614 | 13471.6488 | 13471.6488 | 13471.6488 | 13687.1046 | 13961.1432 | 15103.5562 | 15591.7951 | 15138.7951 | 15095.5952 | 19534.7964 | 20159.572 | 20813.6769 | 21129.5895
QLD1 | Solar PV | 3646.985 | 3792.986 | 3792.9866 | 3792.9866 | 3792.9867 | 3919.0431 | 3944.6272 | 4680.5647 | 5045.0518 | 6169.4605 | 7095.3593 | 8100.7112 | 8100.7112 | 7979.7112 | 10107.6446 | 10793.9123 | 17723.5373 | 20281.6845 | 20869.9661 | 27940.994 | 27775.6327 | 27574.5327 | 27929.0367 | 30815.2335 | 30586.451 | 32631.7243 | 35105.0319
QLD1 | Grid Battery | 100 | 100.0005 | 100.0006 | 100.0009 | 100.0011 | 963.9563 | 963.9563 | 1204.3437 | 1247.4405 | 2227.4868 | 2390.5183 | 2390.5183 | 2390.5183 | 2390.5183 | 2390.5184 | 2390.5184 | 3940.1835 | 3940.1835 | 5442.3182 | 8031.3035 | 8031.3036 | 8031.3033 | 8031.3033 | 8031.3031 | 8031.3025 | 9157.857 | 9157.857
QLD1 | Pumped Hydro | 570 | 570 | 820.0006 | 820.0009 | 820.0009 | 978.4559 | 978.4559 | 978.4559 | 978.4559 | 978.4559 | 978.4559 | 1228.3664 | 1228.3664 | 1228.3664 | 3016.312 | 3016.312 | 3468.7998 | 3468.7998 | 3468.7999 | 3468.7999 | 3468.7999 | 3468.7999 | 3468.7999 | 4207.6292 | 4207.6292 | 4207.6295 | 4207.6295
QLD1 | VPP | 70.65 | 151.98 | 266.91 | 406.55 | 573.37 | 775 | 1088.95 | 1359.6801 | 1609.11 | 1901.09 | 2255.9299 | 2641.22 | 3035.73 | 3438.95 | 3828.0601 | 4218.1699 | 4496.1499 | 4751.3198 | 4961.6001 | 5182.0498 | 5399.3799 | 5623.0098 | 5842.4302 | 6071.3901 | 6296.3501 | 6536.04 | 6765.5898
Total excluding storage |  | 17351.953 | 18866.4155 | 18531.3467 | 18493.4663 | 19123.681 | 22453.7995 | 22550.6261 | 24011.7316 | 24689.2957 | 27657.6622 | 29157.7179 | 30705.4824 | 31099.9925 | 30997.2128 | 37974.3945 | 39050.7721 | 47276.13 | 49878.9029 | 52453.6381 | 62984.514 | 63524.7219 | 63094.2515 | 62980.4758 | 72036.1124 | 72657.0649 | 79162.1464 | 81661.9165
Region | Technology | 2023-24 | 2024-25 | 2025-26 | 2026-27 | 2027-28 | 2028-29 | 2029-30 | 2030-31 | 2031-32 | 2032-33 | 2033-34 | 2034-35 | 2035-36 | 2036-37 | 2037-38 | 2038-39 | 2039-40 | 2040-41 | 2041-42 | 2042-43 | 2043-44 | 2044-45 | 2045-46 | 2046-47 | 2047-48 | 2048-49 | 2049-50
VIC1 | Black Coal | 0 | 0 | 0 | 0 | 0 | 0 | 0 | 0 | 0 | 0 | 0 | 0 | 0 | 0 | 0 | 0 | 0 | 0 | 0 | 0 | 0 | 0 | 0 | 0 | 0 | 0 | 0
VIC1 | Brown Coal | 4820 | 4820 | 4120 | 3370 | 3370 | 2810 | 1720 | 1160 | 1160 | 0 | 0 | 0 | 0 | 0 | 0 | 0 | 0 | 0 | 0 | 0 | 0 | 0 | 0 | 0 | 0 | 0 | 0
VIC1 | CCGT | 0 | 0 | 0 | 0 | 0 | 0 | 0 | 0 | 0 | 0 | 0 | 0 | 0 | 0 | 0 | 0 | 0 | 0 | 0 | 0 | 0 | 0 | 0 | 0 | 0 | 0 | 0
VIC1 | Gas - Steam | 500 | 500 | 500 | 500 | 500 | 500 | 500 | 500 | 500 | 500 | 500 | 500 | 500 | 500 | 500 | 500 | 0 | 0 | 0 | 0 | 0 | 0 | 0 | 0 | 0 | 0 | 0
VIC1 | OCGT / Diesel | 1900 | 1900.0004 | 1900.0004 | 1900.0004 | 1900.0004 | 1900.0004 | 1900.0004 | 1900.0004 | 1900.0004 | 1900.0004 | 1730.0004 | 1730.0004 | 2219.1272 | 2219.1272 | 2240.2507 | 2240.2507 | 1800.2507 | 1800.2507 | 1800.2507 | 1706.2507 | 2836.7479 | 4589.4398 | 4589.4398 | 4589.4398 | 4005.4398 | 4005.4398 | 4005.4398
VIC1 | Hydro | 2264.02 | 2264.02 | 2264.02 | 2264.02 | 2264.02 | 2264.02 | 2264.02 | 2264.02 | 2264.02 | 2264.02 | 2264.02 | 2264.02 | 2264.02 | 2264.02 | 2264.02 | 2264.02 | 2264.02 | 2264.02 | 2264.02 | 2264.02 | 2264.02 | 2264.02 | 2264.02 | 2264.02 | 2264.02 | 2264.02 | 2264.02
VIC1 | Hydrogen Turbine | 0 | 0 | 0 | 0 | 0 | 0 | 0 | 0 | 0 | 0 | 0 | 0 | 0 | 0 | 0 | 0 | 0 | 0 | 0 | 0 | 0 | 0 | 0 | 0 | 0 | 0 | 0
VIC1 | Wind | 4121.91 | 5005.7445 | 5005.7445 | 5408.0349 | 5671.0245 | 6065.7286 | 6788.1528 | 8118.9293 | 8118.9293 | 8193.8431 | 10177.3508 | 9985.3508 | 9985.3508 | 9985.3508 | 10561.2432 | 10141.2454 | 10308.4248 | 10126.4225 | 10126.4225 | 10490.4051 | 10218.2658 | 9966.0011 | 9724.7088 | 11123.973 | 10940.4404 | 10985.2528 | 10905.6907
VIC1 | Solar PV | 1081.573 | 1081.574 | 1081.574 | 1081.5751 | 1081.5752 | 1081.5752 | 1081.5752 | 1081.576 | 1081.5765 | 1794.1033 | 1794.1033 | 2223.4242 | 2223.4242 | 2281.4581 | 3241.4322 | 3241.4326 | 4253.4207 | 4254.282 | 5915.2944 | 6326.3502 | 8820.9086 | 8710.4288 | 9233.7321 | 9604.2456 | 10038.654 | 10464.9297 | 10511.711
VIC1 | Grid Battery | 375.33 | 375.3307 | 375.3307 | 375.3338 | 375.3338 | 375.3338 | 375.3338 | 528.0476 | 528.0477 | 668.5361 | 613.2061 | 613.2061 | 1012.1599 | 1012.1599 | 1277.9516 | 1277.9516 | 1303.554 | 1907.8433 | 2632.2402 | 2632.2402 | 2814.1267 | 3576.9403 | 3576.9404 | 3576.9396 | 3576.9397 | 3576.9398 | 3804.5524
VIC1 | Pumped Hydro | 0 | 0 | 0.00053412 | 0.0012346 | 0.0012418 | 0.0012485 | 0.0012585 | 0.001949 | 0.0019507 | 0.0019582 | 0.0019655 | 0.0019733 | 0.0022685 | 0.002293 | 0.005377 | 0.0053864 | 0.0054053 | 0.0055087 | 0.0056851 | 0.0057099 | 0.0057773 | 41.5005 | 41.501 | 41.5014 | 41.5014 | 174.8261 | 174.8261
VIC1 | VPP | 55.8 | 137.17 | 254.76 | 407.72 | 597.23 | 772.53 | 1024.9 | 1224.19 | 1402.07 | 1599.26 | 1857.38 | 2156.22 | 2463.1699 | 2788.1399 | 3128.7199 | 3444.1299 | 3686.7299 | 3923.1 | 4132.3601 | 4321.16 | 4507.69 | 4703.0901 | 4895.4999 | 5098.49 | 5298.7098 | 5511.8401 | 5721.1202
Total excluding storage |  | 15118.633 | 16083.8396 | 15501.4302 | 15306.6854 | 15759.185 | 15769.1892 | 15653.9835 | 16776.7654 | 16954.6458 | 16919.7648 | 18936.0625 | 19472.2234 | 20667.2543 | 21050.2583 | 23213.6231 | 23109.0356 | 23616.4055 | 24275.924 | 26870.5936 | 27740.4319 | 31461.7647 | 33851.4206 | 34325.8418 | 36298.6095 | 36165.7051 | 36983.2481 | 37387.3601
Region | Technology | 2023-24 | 2024-25 | 2025-26 | 2026-27 | 2027-28 | 2028-29 | 2029-30 | 2030-31 | 2031-32 | 2032-33 | 2033-34 | 2034-35 | 2035-36 | 2036-37 | 2037-38 | 2038-39 | 2039-40 | 2040-41 | 2041-42 | 2042-43 | 2043-44 | 2044-45 | 2045-46 | 2046-47 | 2047-48 | 2048-49 | 2049-50
SA1 | Black Coal | 0 | 0 | 0 | 0 | 0 | 0 | 0 | 0 | 0 | 0 | 0 | 0 | 0 | 0 | 0 | 0 | 0 | 0 | 0 | 0 | 0 | 0 | 0 | 0 | 0 | 0 | 0
SA1 | Brown Coal | 0 | 0 | 0 | 0 | 0 | 0 | 0 | 0 | 0 | 0 | 0 | 0 | 0 | 0 | 0 | 0 | 0 | 0 | 0 | 0 | 0 | 0 | 0 | 0 | 0 | 0 | 0
SA1 | CCGT | 709 | 529 | 529 | 529 | 529 | 529 | 529 | 529 | 529 | 529 | 529 | 529 | 529 | 529 | 0 | 0 | 0 | 0 | 0 | 0 | 0 | 0 | 0 | 0 | 0 | 0 | 0
SA1 | Gas - Steam | 800 | 800 | 800 | 0 | 0 | 0 | 0 | 0 | 0 | 0 | 0 | 0 | 0 | 0 | 0 | 0 | 0 | 0 | 0 | 0 | 0 | 0 | 0 | 0 | 0 | 0 | 0
SA1 | OCGT / Diesel | 1460.66 | 1460.6601 | 1460.6601 | 1460.6601 | 1460.6601 | 1460.6601 | 1460.6601 | 1078.1603 | 1078.1603 | 801.3003 | 801.3003 | 801.3004 | 721.3014 | 721.3014 | 721.302 | 721.302 | 721.302 | 721.302 | 721.3021 | 721.3021 | 768.4713 | 558.4713 | 558.4713 | 404.4713 | 404.4714 | 404.4714 | 404.4714
SA1 | Hydro | 0 | 0 | 0 | 0 | 0 | 0 | 0 | 0 | 0 | 0 | 0 | 0 | 0 | 0 | 0 | 0 | 0 | 0 | 0 | 0 | 0 | 0 | 0 | 0 | 0 | 0 | 0
SA1 | Hydrogen Turbine | 0 | 0 | 0 | 0 | 0 | 0 | 0 | 0 | 0 | 0 | 0 | 0 | 0 | 0 | 0 | 0 | 0 | 0 | 0 | 0 | 0 | 0 | 0 | 0 | 0 | 0 | 0
SA1 | Wind | 2349.75 | 2784.2765 | 2784.2765 | 3102.3222 | 3069.3224 | 3862.1771 | 4005.8804 | 4041.9237 | 4041.9237 | 4206.3643 | 4210.1173 | 4210.1173 | 3988.2303 | 3968.1311 | 4654.8558 | 4650.0967 | 4726.6012 | 4746.6948 | 4746.6948 | 5379.6289 | 5199.5093 | 5436.1823 | 5092.9824 | 6631.4253 | 7241.2166 | 7629.9118 | 8172.5449
SA1 | Solar PV | 578.73 | 578.7315 | 578.732 | 578.7321 | 578.7321 | 578.7321 | 578.7322 | 578.7337 | 572.6137 | 994.6592 | 994.6592 | 1636.0088 | 1636.0088 | 1636.0088 | 2735.9431 | 2735.9431 | 2898.4708 | 5295.715 | 6305.4862 | 6899.1716 | 9761.5447 | 9506.2065 | 9498.8265 | 9875.463 | 9823.4138 | 10312.9259 | 10279.8528
SA1 | Grid Battery | 479.6 | 479.6005 | 479.6007 | 479.6014 | 479.6015 | 479.6015 | 479.6015 | 449.6099 | 449.61 | 1016.8579 | 1016.8579 | 991.8579 | 1254.9589 | 1254.9589 | 1524.7924 | 1524.7925 | 1524.7926 | 2206.4211 | 3004.5016 | 3004.5017 | 3535.553 | 3849.729 | 3839.7289 | 3839.7281 | 3839.7282 | 3839.7283 | 3839.732
SA1 | Pumped Hydro | 0 | 0 | 0.00045141 | 0.00066188 | 0.00067216 | 0.0006791 | 0.00069451 | 0.00087555 | 0.00087785 | 0.00090573 | 0.00091854 | 0.00093087 | 0.0010878 | 0.0010999 | 0.0013731 | 0.0013801 | 0.0013964 | 0.0014959 | 0.0016866 | 0.0018019 | 0.0018491 | 0.0021949 | 0.0022042 | 0.0022116 | 0.0022187 | 0.0022292 | 0.0024463
SA1 | VPP | 88.62 | 126.93 | 170.25 | 214.27 | 262.04 | 314.13 | 396.52 | 477.31 | 565.27 | 670.98 | 790.06 | 915.3 | 1040.16 | 1167.34 | 1287.02 | 1406.9399 | 1492.74 | 1574.29 | 1645.8199 | 1722.14 | 1798.65 | 1879.62 | 1959.37 | 2043.49 | 2126.73 | 2214.3501 | 2301.9099
Total excluding storage |  | 6466.36 | 6759.1986 | 6802.5197 | 6364.5866 | 6379.3568 | 7224.3016 | 7450.3949 | 7154.7385 | 7236.5786 | 8219.1626 | 8341.9957 | 9083.5853 | 9169.6605 | 9276.7413 | 10923.9148 | 11039.0756 | 11363.9081 | 14544.4245 | 16423.8064 | 17726.7461 | 21063.7302 | 21230.2113 | 20949.3813 | 22794.5799 | 23435.5622 | 24401.3897 | 24998.5134
Region | Technology | 2023-24 | 2024-25 | 2025-26 | 2026-27 | 2027-28 | 2028-29 | 2029-30 | 2030-31 | 2031-32 | 2032-33 | 2033-34 | 2034-35 | 2035-36 | 2036-37 | 2037-38 | 2038-39 | 2039-40 | 2040-41 | 2041-42 | 2042-43 | 2043-44 | 2044-45 | 2045-46 | 2046-47 | 2047-48 | 2048-49 | 2049-50
TAS1 | Black Coal | 0 | 0 | 0 | 0 | 0 | 0 | 0 | 0 | 0 | 0 | 0 | 0 | 0 | 0 | 0 | 0 | 0 | 0 | 0 | 0 | 0 | 0 | 0 | 0 | 0 | 0 | 0
TAS1 | Brown Coal | 0 | 0 | 0 | 0 | 0 | 0 | 0 | 0 | 0 | 0 | 0 | 0 | 0 | 0 | 0 | 0 | 0 | 0 | 0 | 0 | 0 | 0 | 0 | 0 | 0 | 0 | 0
TAS1 | CCGT | 208 | 208 | 208 | 208 | 208 | 208 | 208 | 208 | 208 | 208 | 208 | 208 | 208 | 208 | 208 | 208 | 208 | 208 | 208 | 208 | 208 | 208 | 208 | 208 | 208 | 208 | 208
TAS1 | Gas - Steam | 0 | 0 | 0 | 0 | 0 | 0 | 0 | 0 | 0 | 0 | 0 | 0 | 0 | 0 | 0 | 0 | 0 | 0 | 0 | 0 | 0 | 0 | 0 | 0 | 0 | 0 | 0
TAS1 | OCGT / Diesel | 178 | 178.0001 | 178.0001 | 178.0001 | 178.0001 | 178.0001 | 178.0001 | 178.0003 | 178.0003 | 178.0003 | 178.0003 | 178.0003 | 178.0008 | 178.0008 | 178.0009 | 178.0009 | 178.0009 | 58.0009 | 58.0009 | 58.0009 | 58.001 | 58.0019 | 58.0019 | 58.0019 | 58.0019 | 58.0019 | 58.0019
TAS1 | Hydro | 2551 | 2551 | 2551 | 2551 | 2551 | 2551 | 2551 | 2551 | 2551 | 2551 | 2551 | 2551 | 2551 | 2551 | 2551 | 2551 | 2551 | 2551 | 2551 | 2551 | 2551 | 2551 | 2551 | 2551 | 2551 | 2551 | 2551
TAS1 | Hydrogen Turbine | 0 | 0 | 0 | 0 | 0 | 0 | 0 | 0 | 0 | 0 | 0 | 0 | 0 | 0 | 0 | 0 | 0 | 0 | 0 | 0 | 0 | 0 | 0 | 0 | 0 | 0 | 0
TAS1 | Wind | 563.6 | 1141.343 | 1141.343 | 1155.1799 | 1308.5916 | 1371.0741 | 1832.7836 | 1840.5258 | 2969.374 | 2970.113 | 2970.113 | 2970.113 | 2970.113 | 2970.113 | 2970.1131 | 2970.1131 | 2970.1131 | 2970.1132 | 2970.1132 | 2970.1132 | 2970.1133 | 2826.1133 | 2826.1134 | 2826.1135 | 2826.1135 | 2826.1136 | 2826.1136
TAS1 | Solar PV | 0 | 0.00041092 | 0.0004119 | 0.00045556 | 0.00045932 | 0.00046179 | 0.00048023 | 0.0006071 | 0.0006109 | 0.00082114 | 0.00082397 | 0.0011261 | 0.0011277 | 0.0011375 | 0.0012691 | 0.0012915 | 0.0015226 | 131.3198 | 131.3198 | 131.3198 | 131.32 | 131.3205 | 131.3205 | 131.3206 | 131.3206 | 131.3229 | 131.3229
TAS1 | Grid Battery | 0 | 0.00037242 | 0.00046151 | 0.00053677 | 0.00066952 | 0.00067155 | 0.0008516 | 0.0016958 | 0.002004 | 0.0027512 | 0.0027659 | 0.0027732 | 0.002793 | 0.0028179 | 0.0032362 | 0.0032632 | 0.0032849 | 0.0033089 | 0.003447 | 0.0034774 | 0.0039879 | 0.0050911 | 0.0050253 | 0.0049806 | 0.0053724 | 0.0060808 | 0.0063838
TAS1 | Pumped Hydro | 0 | 0 | 0.00097766 | 0.0010923 | 0.0013196 | 0.0014558 | 0.0022464 | 23.1074 | 23.1075 | 499.7685 | 499.7686 | 499.7686 | 642.8578 | 642.8578 | 759.9593 | 759.9593 | 759.9594 | 759.9594 | 759.9594 | 759.9594 | 759.9595 | 821.5351 | 821.5351 | 821.5352 | 821.5352 | 821.5353 | 821.5353
TAS1 | VPP | 6.48 | 13.06 | 22.07 | 33.05 | 46.21 | 61.68 | 85.3 | 104.67 | 124.59 | 148.98 | 176.72 | 207.34 | 238.55 | 270.94 | 302.03 | 333.24 | 355.98 | 377.66 | 396.47 | 416.27 | 435.68 | 456.1 | 475.92 | 496.67 | 516.81 | 537.9 | 558.31
Total excluding storage |  | 3507.08 | 4091.4039 | 4100.4149 | 4125.2321 | 4291.8041 | 4369.7568 | 4855.0873 | 4905.3058 | 6054.0744 | 6555.8654 | 6583.6055 | 6614.2258 | 6788.5255 | 6820.9156 | 6969.1078 | 7000.3179 | 7023.0582 | 7056.0566 | 7074.8668 | 7094.6669 | 7114.0777 | 7052.0759 | 7071.8959 | 7092.6462 | 7112.7866 | 7133.8797 | 7154.29
Explicitly modelled pumping
Region | Technology | 2023-24 | 2024-25 | 2025-26 | 2026-27 | 2027-28 | 2028-29 | 2029-30 | 2030-31 | 2031-32 | 2032-33 | 2033-34 | 2034-35 | 2035-36 | 2036-37 | 2037-38 | 2038-39 | 2039-40 | 2040-41 | 2041-42 | 2042-43 | 2043-44 | 2044-45 | 2045-46 | 2046-47 | 2047-48 | 2048-49 | 2049-50
NEM | Grid Battery pump | 954.93 | 954.9358 | 1379.752 | 1379.7566 | 2009.4029 | 3248.2781 | 3323.2783 | 3686.3906 | 3729.488 | 6139.4956 | 6247.1973 | 6222.1974 | 6884.2539 | 6834.2541 | 7369.8798 | 7369.8801 | 10479.6486 | 11765.5685 | 15344.5177 | 18089.8 | 19138.18 | 20719.8242 | 20285.0168 | 20553.0126 | 19923.3671 | 21780.114 | 21932.7328
NEM | Pumped Hydro Pump | 1310 | 1310 | 2033.4368 | 2033.4381 | 4095.6264 | 4254.0818 | 4254.0826 | 4277.1887 | 4277.1888 | 4753.8499 | 4753.85 | 5003.7605 | 5146.8504 | 5146.8505 | 7051.9034 | 7051.9035 | 7504.3914 | 7504.3916 | 7504.3921 | 7504.3924 | 7504.3929 | 7607.4661 | 7607.4666 | 8346.2986 | 8346.2986 | 8479.6236 | 8479.6239
NEM | VPP pump | 318.73 | 623.03 | 1035.46 | 1538.9 | 2142.79 | 2807.6 | 3819.27 | 4674.27 | 5519.2001 | 6499.25 | 7698.5399 | 9010.2399 | 10339.3001 | 11714.6999 | 13054.31 | 14363.1999 | 15318.2998 | 16214.4898 | 16978.9203 | 17751.1898 | 18511.9699 | 19307.4097 | 20087.2598 | 20907.45 | 21712.49 | 22566.1805 | 23396.9398
Region | Technology | 2023-24 | 2024-25 | 2025-26 | 2026-27 | 2027-28 | 2028-29 | 2029-30 | 2030-31 | 2031-32 | 2032-33 | 2033-34 | 2034-35 | 2035-36 | 2036-37 | 2037-38 | 2038-39 | 2039-40 | 2040-41 | 2041-42 | 2042-43 | 2043-44 | 2044-45 | 2045-46 | 2046-47 | 2047-48 | 2048-49 | 2049-50
NSW1 | Grid Battery pump | 50 | 50.0037 | 474.8196 | 474.82 | 1104.4659 | 1479.3859 | 1554.3859 | 1554.3876 | 1554.3877 | 2276.6121 | 2276.6122 | 2276.6123 | 2276.614 | 2226.6141 | 2226.6141 | 2226.6143 | 3761.1153 | 3761.1174 | 4315.4542 | 4471.7511 | 4807.1927 | 5311.8465 | 4887.0393 | 5155.0368 | 4525.3913 | 5255.5828 | 5180.5851
NSW1 | Pumped Hydro Pump | 840 | 840 | 1313.4342 | 1313.4342 | 3375.6223 | 3375.6225 | 3375.6225 | 3375.6226 | 3375.6226 | 3375.6226 | 3375.6226 | 3375.6226 | 3375.6229 | 3375.6229 | 3375.6253 | 3375.6254 | 3375.6254 | 3375.6254 | 3375.6255 | 3375.6256 | 3375.6259 | 3375.6284 | 3375.6284 | 3375.6306 | 3375.6306 | 3375.6306 | 3375.6306
NSW1 | VPP pump | 97.18 | 193.89 | 321.47 | 477.31 | 663.94 | 884.26 | 1223.6 | 1508.4199 | 1818.1601 | 2178.94 | 2618.45 | 3090.16 | 3561.6901 | 4049.33 | 4508.48 | 4960.7201 | 5286.7 | 5588.1199 | 5842.6702 | 6109.57 | 6370.5701 | 6645.5899 | 6914.0398 | 7197.4098 | 7473.8901 | 7766.0502 | 8050.0099
Region | Technology | 2023-24 | 2024-25 | 2025-26 | 2026-27 | 2027-28 | 2028-29 | 2029-30 | 2030-31 | 2031-32 | 2032-33 | 2033-34 | 2034-35 | 2035-36 | 2036-37 | 2037-38 | 2038-39 | 2039-40 | 2040-41 | 2041-42 | 2042-43 | 2043-44 | 2044-45 | 2045-46 | 2046-47 | 2047-48 | 2048-49 | 2049-50
QLD1 | Grid Battery pump | 100 | 100.0005 | 100.0006 | 100.0009 | 100.0011 | 963.9563 | 963.9563 | 1204.3437 | 1247.4405 | 2227.4868 | 2390.5183 | 2390.5183 | 2390.5183 | 2390.5183 | 2390.5184 | 2390.5184 | 3940.1835 | 3940.1835 | 5442.3182 | 8031.3035 | 8031.3036 | 8031.3033 | 8031.3033 | 8031.3031 | 8031.3025 | 9157.857 | 9157.857
QLD1 | Pumped Hydro Pump | 470 | 470 | 720.0006 | 720.0009 | 720.0009 | 878.4559 | 878.4559 | 878.4559 | 878.4559 | 878.4559 | 878.4559 | 1128.3664 | 1128.3664 | 1128.3664 | 2916.312 | 2916.312 | 3368.7998 | 3368.7998 | 3368.7999 | 3368.7999 | 3368.7999 | 3368.7999 | 3368.7999 | 4107.6292 | 4107.6292 | 4107.6295 | 4107.6295
QLD1 | VPP pump | 70.65 | 151.98 | 266.91 | 406.55 | 573.37 | 775 | 1088.95 | 1359.6801 | 1609.11 | 1901.09 | 2255.9299 | 2641.22 | 3035.73 | 3438.95 | 3828.0601 | 4218.1699 | 4496.1499 | 4751.3198 | 4961.6001 | 5182.0498 | 5399.3799 | 5623.0098 | 5842.4302 | 6071.3901 | 6296.3501 | 6536.04 | 6765.5898
Region | Technology | 2023-24 | 2024-25 | 2025-26 | 2026-27 | 2027-28 | 2028-29 | 2029-30 | 2030-31 | 2031-32 | 2032-33 | 2033-34 | 2034-35 | 2035-36 | 2036-37 | 2037-38 | 2038-39 | 2039-40 | 2040-41 | 2041-42 | 2042-43 | 2043-44 | 2044-45 | 2045-46 | 2046-47 | 2047-48 | 2048-49 | 2049-50
VIC1 | Grid Battery pump | 375.33 | 375.3307 | 375.3307 | 375.3338 | 375.3338 | 375.3338 | 375.3338 | 528.0476 | 528.0477 | 668.5361 | 613.2061 | 613.2061 | 1012.1599 | 1012.1599 | 1277.9516 | 1277.9516 | 1303.554 | 1907.8433 | 2632.2402 | 2632.2402 | 2814.1267 | 3576.9403 | 3576.9404 | 3576.9396 | 3576.9397 | 3576.9398 | 3804.5524
VIC1 | Pumped Hydro Pump | 0 | 0 | 0.00053412 | 0.0012346 | 0.0012418 | 0.0012485 | 0.0012585 | 0.001949 | 0.0019507 | 0.0019582 | 0.0019655 | 0.0019733 | 0.0022685 | 0.002293 | 0.005377 | 0.0053864 | 0.0054053 | 0.0055087 | 0.0056851 | 0.0057099 | 0.0057773 | 41.5005 | 41.501 | 41.5014 | 41.5014 | 174.8261 | 174.8261
VIC1 | VPP pump | 55.8 | 137.17 | 254.76 | 407.72 | 597.23 | 772.53 | 1024.9 | 1224.19 | 1402.07 | 1599.26 | 1857.38 | 2156.22 | 2463.1699 | 2788.1399 | 3128.7199 | 3444.1299 | 3686.7299 | 3923.1 | 4132.3601 | 4321.16 | 4507.69 | 4703.0901 | 4895.4999 | 5098.49 | 5298.7098 | 5511.8401 | 5721.1202
Region | Technology | 2023-24 | 2024-25 | 2025-26 | 2026-27 | 2027-28 | 2028-29 | 2029-30 | 2030-31 | 2031-32 | 2032-33 | 2033-34 | 2034-35 | 2035-36 | 2036-37 | 2037-38 | 2038-39 | 2039-40 | 2040-41 | 2041-42 | 2042-43 | 2043-44 | 2044-45 | 2045-46 | 2046-47 | 2047-48 | 2048-49 | 2049-50
SA1 | Grid Battery pump | 429.6 | 429.6005 | 429.6007 | 429.6014 | 429.6015 | 429.6015 | 429.6015 | 399.6099 | 399.61 | 966.8579 | 966.8579 | 941.8579 | 1204.9589 | 1204.9589 | 1474.7924 | 1474.7925 | 1474.7926 | 2156.4211 | 2954.5016 | 2954.5017 | 3485.553 | 3799.729 | 3789.7289 | 3789.7281 | 3789.7282 | 3789.7283 | 3789.732
SA1 | Pumped Hydro Pump | 0 | 0 | 0.00045141 | 0.00066188 | 0.00067216 | 0.0006791 | 0.00069451 | 0.00087555 | 0.00087785 | 0.00090573 | 0.00091854 | 0.00093087 | 0.0010878 | 0.0010999 | 0.0013731 | 0.0013801 | 0.0013964 | 0.0014959 | 0.0016866 | 0.0018019 | 0.0018491 | 0.0021949 | 0.0022042 | 0.0022116 | 0.0022187 | 0.0022292 | 0.0024463
SA1 | VPP pump | 88.62 | 126.93 | 170.25 | 214.27 | 262.04 | 314.13 | 396.52 | 477.31 | 565.27 | 670.98 | 790.06 | 915.3 | 1040.16 | 1167.34 | 1287.02 | 1406.9399 | 1492.74 | 1574.29 | 1645.8199 | 1722.14 | 1798.65 | 1879.62 | 1959.37 | 2043.49 | 2126.73 | 2214.3501 | 2301.9099
Region | Technology | 2023-24 | 2024-25 | 2025-26 | 2026-27 | 2027-28 | 2028-29 | 2029-30 | 2030-31 | 2031-32 | 2032-33 | 2033-34 | 2034-35 | 2035-36 | 2036-37 | 2037-38 | 2038-39 | 2039-40 | 2040-41 | 2041-42 | 2042-43 | 2043-44 | 2044-45 | 2045-46 | 2046-47 | 2047-48 | 2048-49 | 2049-50
TAS1 | Grid Battery pump | 0 | 0.00037242 | 0.00046151 | 0.00053677 | 0.00066952 | 0.00067155 | 0.0008516 | 0.0016958 | 0.002004 | 0.0027512 | 0.0027659 | 0.0027732 | 0.002793 | 0.0028179 | 0.0032362 | 0.0032632 | 0.0032849 | 0.0033089 | 0.003447 | 0.0034774 | 0.0039879 | 0.0050911 | 0.0050253 | 0.0049806 | 0.0053724 | 0.0060808 | 0.0063838
TAS1 | Pumped Hydro Pump | 0 | 0 | 0.00097766 | 0.0010923 | 0.0013196 | 0.0014558 | 0.0022464 | 23.1074 | 23.1075 | 499.7685 | 499.7686 | 499.7686 | 642.8578 | 642.8578 | 759.9593 | 759.9593 | 759.9594 | 759.9594 | 759.9594 | 759.9594 | 759.9595 | 821.5351 | 821.5351 | 821.5352 | 821.5352 | 821.5353 | 821.5353
TAS1 | VPP pump | 6.48 | 13.06 | 22.07 | 33.05 | 46.21 | 61.68 | 85.3 | 104.67 | 124.59 | 148.98 | 176.72 | 207.34 | 238.55 | 270.94 | 302.03 | 333.24 | 355.98 | 377.66 | 396.47 | 416.27 | 435.68 | 456.1 | 475.92 | 496.67 | 516.81 | 537.9 | 558.31
Non-controllable capacity
Region | Technology | 2023-24 | 2024-25 | 2025-26 | 2026-27 | 2027-28 | 2028-29 | 2029-30 | 2030-31 | 2031-32 | 2032-33 | 2033-34 | 2034-35 | 2035-36 | 2036-37 | 2037-38 | 2038-39 | 2039-40 | 2040-41 | 2041-42 | 2042-43 | 2043-44 | 2044-45 | 2045-46 | 2046-47 | 2047-48 | 2048-49 | 2049-50
NEM | Distributed PV | 21305.3199 | 23783.7875 | 26307.9402 | 28683.0656 | 30997.3311 | 33056.1738 | 35131.4286 | 37225.1411 | 39139.2597 | 41092.1585 | 43056.1697 | 44973.918 | 46776.6488 | 48455.6888 | 50096.6069 | 51732.2029 | 53368.4087 | 54991.7064 | 56590.529 | 58157.7847 | 59721.6486 | 61252.1457 | 62750.1401 | 64227.6819 | 65692.4157 | 67156.842 | 68592.5947
NEM | Behind the meter battery | 1532.774 | 2363.942 | 3138.813 | 3799.655 | 4362.937 | 4766.226 | 5452.85 | 6404.258 | 7275.412 | 8208.606 | 9365.756 | 10518.285 | 11616.745 | 12616.001 | 13522.413 | 14246.216 | 14595.405 | 14782.715 | 14854.807 | 14850.894 | 14858.858 | 14816.816 | 14786.692 | 14709.851 | 14647.112 | 14542.039 | 14447.076
NEM | Behind the meter battery pump | 1532.774 | 2363.942 | 3138.813 | 3799.655 | 4362.937 | 4766.226 | 5452.85 | 6404.258 | 7275.412 | 8208.606 | 9365.756 | 10518.285 | 11616.745 | 12616.001 | 13522.413 | 14246.216 | 14595.405 | 14782.715 | 14854.807 | 14850.894 | 14858.858 | 14816.816 | 14786.692 | 14709.851 | 14647.112 | 14542.039 | 14447.076
Region | Technology | 2023-24 | 2024-25 | 2025-26 | 2026-27 | 2027-28 | 2028-29 | 2029-30 | 2030-31 | 2031-32 | 2032-33 | 2033-34 | 2034-35 | 2035-36 | 2036-37 | 2037-38 | 2038-39 | 2039-40 | 2040-41 | 2041-42 | 2042-43 | 2043-44 | 2044-45 | 2045-46 | 2046-47 | 2047-48 | 2048-49 | 2049-50
NSW1 | Distributed PV | 6922.7278 | 7729.2309 | 8520.6213 | 9270.916 | 9991.0548 | 10709.4737 | 11436.4432 | 12170.0293 | 12901.8102 | 13643.2719 | 14388.327 | 15121.2532 | 15810.1091 | 16449.2428 | 17061.911 | 17667.5949 | 18262.5884 | 18847.5107 | 19429.6702 | 20006.0115 | 20581.8604 | 21155.9203 | 21714.392 | 22270.0128 | 22818.1721 | 23366.9007 | 23907.737
NSW1 | Behind the meter battery | 551.877 | 804.322 | 1024.308 | 1210.452 | 1364.306 | 1497.826 | 1724.841 | 2042.145 | 2372.98 | 2728.353 | 3161.396 | 3582.597 | 3974.635 | 4331.67 | 4638.514 | 4887.035 | 5003.34 | 5060.883 | 5077.624 | 5077.998 | 5080.442 | 5067.991 | 5058.102 | 5033.27 | 5011.559 | 4974.783 | 4941.039
NSW1 | Behind the meter battery pump | 551.877 | 804.322 | 1024.308 | 1210.452 | 1364.306 | 1497.826 | 1724.841 | 2042.145 | 2372.98 | 2728.353 | 3161.396 | 3582.597 | 3974.635 | 4331.67 | 4638.514 | 4887.035 | 5003.34 | 5060.883 | 5077.624 | 5077.998 | 5080.442 | 5067.991 | 5058.102 | 5033.27 | 5011.559 | 4974.783 | 4941.039
Region | Technology | 2023-24 | 2024-25 | 2025-26 | 2026-27 | 2027-28 | 2028-29 | 2029-30 | 2030-31 | 2031-32 | 2032-33 | 2033-34 | 2034-35 | 2035-36 | 2036-37 | 2037-38 | 2038-39 | 2039-40 | 2040-41 | 2041-42 | 2042-43 | 2043-44 | 2044-45 | 2045-46 | 2046-47 | 2047-48 | 2048-49 | 2049-50
QLD1 | Distributed PV | 6248.8361 | 6947.0674 | 7675.3939 | 8329.1378 | 8959.7591 | 9601.5014 | 10257.5206 | 10923.9163 | 11482.7322 | 12062.7058 | 12645.1129 | 13200.5423 | 13720.0122 | 14196.9812 | 14666.6175 | 15133.8037 | 15601.3471 | 16059.6919 | 16507.7851 | 16936.909 | 17361.4807 | 17759.7202 | 18151.2329 | 18530.0201 | 18907.3395 | 19284.6318 | 19645.5083
QLD1 | Behind the meter battery | 394.573 | 630.911 | 861.169 | 1044.6 | 1202.901 | 1345.985 | 1584.437 | 1898.505 | 2160.37 | 2444.34 | 2791.527 | 3133.696 | 3465.114 | 3761.008 | 4025.809 | 4247.882 | 4350.515 | 4399.744 | 4410.491 | 4406.235 | 4406.755 | 4388.948 | 4375.983 | 4347.22 | 4324.124 | 4288.709 | 4255.283
QLD1 | Behind the meter battery pump | 394.573 | 630.911 | 861.169 | 1044.6 | 1202.901 | 1345.985 | 1584.437 | 1898.505 | 2160.37 | 2444.34 | 2791.527 | 3133.696 | 3465.114 | 3761.008 | 4025.809 | 4247.882 | 4350.515 | 4399.744 | 4410.491 | 4406.235 | 4406.755 | 4388.948 | 4375.983 | 4347.22 | 4324.124 | 4288.709 | 4255.283
Region | Technology | 2023-24 | 2024-25 | 2025-26 | 2026-27 | 2027-28 | 2028-29 | 2029-30 | 2030-31 | 2031-32 | 2032-33 | 2033-34 | 2034-35 | 2035-36 | 2036-37 | 2037-38 | 2038-39 | 2039-40 | 2040-41 | 2041-42 | 2042-43 | 2043-44 | 2044-45 | 2045-46 | 2046-47 | 2047-48 | 2048-49 | 2049-50
VIC1 | Distributed PV | 5088.0472 | 5784.8093 | 6517.8103 | 7244.8402 | 7972.8586 | 8440.036 | 8899.9999 | 9361.2525 | 9753.485 | 10152.4267 | 10554.6243 | 10955.7069 | 11336.6884 | 11697.8006 | 12064.3842 | 12436.8983 | 12822.6385 | 13216.1178 | 13604.8437 | 13986.4661 | 14369.4957 | 14748.6326 | 15123.685 | 15496.2621 | 15868.3943 | 16240.828 | 16611.2477
VIC1 | Behind the meter battery | 332.366 | 592.893 | 841.022 | 1068.623 | 1263.973 | 1337.973 | 1465.997 | 1677.258 | 1844.193 | 2011.668 | 2249.247 | 2505.083 | 2754.957 | 2990.166 | 3229.36 | 3404.1 | 3500.948 | 3565.602 | 3605.174 | 3604.675 | 3607.498 | 3598.421 | 3592.641 | 3576.025 | 3563.233 | 3540.764 | 3521.58
VIC1 | Behind the meter battery pump | 332.366 | 592.893 | 841.022 | 1068.623 | 1263.973 | 1337.973 | 1465.997 | 1677.258 | 1844.193 | 2011.668 | 2249.247 | 2505.083 | 2754.957 | 2990.166 | 3229.36 | 3404.1 | 3500.948 | 3565.602 | 3605.174 | 3604.675 | 3607.498 | 3598.421 | 3592.641 | 3576.025 | 3563.233 | 3540.764 | 3521.58
Region | Technology | 2023-24 | 2024-25 | 2025-26 | 2026-27 | 2027-28 | 2028-29 | 2029-30 | 2030-31 | 2031-32 | 2032-33 | 2033-34 | 2034-35 | 2035-36 | 2036-37 | 2037-38 | 2038-39 | 2039-40 | 2040-41 | 2041-42 | 2042-43 | 2043-44 | 2044-45 | 2045-46 | 2046-47 | 2047-48 | 2048-49 | 2049-50
SA1 | Distributed PV | 2721.0736 | 2952.4036 | 3178.229 | 3380.018 | 3575.1143 | 3766.8022 | 3959.2366 | 4151.598 | 4345.6836 | 4540.7188 | 4737.6385 | 4929.8701 | 5109.2393 | 5277.1929 | 5434.8308 | 5590.0872 | 5742.5081 | 5893.3201 | 6037.731 | 6182.434 | 6327.0782 | 6470.3066 | 6608.7163 | 6745.5179 | 6879.6508 | 7013.3702 | 7145.4031
SA1 | Behind the meter battery | 212.581 | 276.144 | 335.754 | 385.712 | 430.437 | 473.619 | 550.521 | 637.233 | 727.4 | 829.162 | 941.165 | 1047.02 | 1145.747 | 1232.744 | 1306.889 | 1367.354 | 1391.833 | 1402.348 | 1404.488 | 1403.319 | 1403.71 | 1400.492 | 1398.408 | 1392.55 | 1387.998 | 1379.539 | 1372.647
SA1 | Behind the meter battery pump | 212.581 | 276.144 | 335.754 | 385.712 | 430.437 | 473.619 | 550.521 | 637.233 | 727.4 | 829.162 | 941.165 | 1047.02 | 1145.747 | 1232.744 | 1306.889 | 1367.354 | 1391.833 | 1402.348 | 1404.488 | 1403.319 | 1403.71 | 1400.492 | 1398.408 | 1392.55 | 1387.998 | 1379.539 | 1372.647
Region | Technology | 2023-24 | 2024-25 | 2025-26 | 2026-27 | 2027-28 | 2028-29 | 2029-30 | 2030-31 | 2031-32 | 2032-33 | 2033-34 | 2034-35 | 2035-36 | 2036-37 | 2037-38 | 2038-39 | 2039-40 | 2040-41 | 2041-42 | 2042-43 | 2043-44 | 2044-45 | 2045-46 | 2046-47 | 2047-48 | 2048-49 | 2049-50
TAS1 | Distributed PV | 324.6353 | 370.2763 | 415.8856 | 458.1536 | 498.5443 | 538.3605 | 578.2282 | 618.3449 | 655.5487 | 693.0354 | 730.4671 | 766.5455 | 800.5998 | 834.4713 | 868.8634 | 903.8188 | 939.3267 | 975.0659 | 1010.4991 | 1045.9641 | 1081.7335 | 1117.566 | 1152.1139 | 1185.8689 | 1218.859 | 1251.1113 | 1282.6985
TAS1 | Behind the meter battery | 41.377 | 59.672 | 76.56 | 90.268 | 101.32 | 110.823 | 127.054 | 149.117 | 170.469 | 195.083 | 222.421 | 249.889 | 276.292 | 300.413 | 321.841 | 339.845 | 348.769 | 354.138 | 357.03 | 358.667 | 360.453 | 360.964 | 361.558 | 360.786 | 360.198 | 358.244 | 356.527
TAS1 | Behind the meter battery pump | 41.377 | 59.672 | 76.56 | 90.268 | 101.32 | 110.823 | 127.054 | 149.117 | 170.469 | 195.083 | 222.421 | 249.889 | 276.292 | 300.413 | 321.841 | 339.845 | 348.769 | 354.138 | 357.03 | 358.667 | 360.453 | 360.964 | 361.558 | 360.786 | 360.198 | 358.244 | 356.527

## O5 no comp_REZ Generation
Annual sent-out generation by REZ (GWh) - O5 no comp, Step Change Scenario
Note: the REZ generation includes generation from the existing, committed and anticipated renewables mapped to the relevant REZs
Explicitly modelled generation
Region | REZ | REZ Name | Technology | 2023-24 | 2024-25 | 2025-26 | 2026-27 | 2027-28 | 2028-29 | 2029-30 | 2030-31 | 2031-32 | 2032-33 | 2033-34 | 2034-35 | 2035-36 | 2036-37 | 2037-38 | 2038-39 | 2039-40 | 2040-41 | 2041-42 | 2042-43 | 2043-44 | 2044-45 | 2045-46 | 2046-47 | 2047-48 | 2048-49 | 2049-50
QLD | Q1 | Far North QLD | Solar | 0 | 0.0001452 | 0.00015665 | 0.0001552 | 0.00014608 | 0.00013344 | 0.00015122 | 0.00015277 | 0.00014767 | 0.00016168 | 0.00018702 | 0.00018493 | 0.00018185 | 0.00018451 | 0.00020238 | 0.00021894 | 0.0002848 | 0.0002622 | 0.00028775 | 0.00032261 | 0.00034616 | 0.00034437 | 0.00034031 | 0.00036592 | 0.0004028 | 0.00046894 | 0.00044241
QLD | Q2 | North Qld Clean Energy Hub | Solar | 222.7575 | 196.9948 | 215.9996 | 213.1384 | 208.7556 | 193.7633 | 205.2475 | 201.5582 | 199.7076 | 205.5428 | 196.5551 | 191.9192 | 191.7823 | 190.383 | 68.332 | 71.2371 | 62.6471 | 59.0489 | 62.1666 | 59.3566 | 58.4689 | 56.2701 | 63.9723 | 31.5661 | 31.6596 | 0.00055665 | 0.00055115
QLD | Q3 | Northern Qld | Solar | 1170.049 | 1052.5106 | 1182.3493 | 1160.0252 | 1098.7976 | 1019.7629 | 1131.8451 | 1139.1391 | 1100.3897 | 1149.5467 | 1075.3387 | 1057.1015 | 1040.7092 | 1021.931 | 925.0911 | 1002.9153 | 981.5191 | 864.6717 | 994.5313 | 1704.0902 | 1443.9364 | 1346.3733 | 1357.732 | 2092.3734 | 2015.0623 | 2084.6274 | 1710.8185
QLD | Q4 | Isaac | Solar | 1573.408 | 1423.471 | 1553.0087 | 1577.9949 | 1497.1999 | 1428.1054 | 1592.2567 | 1586.7871 | 1595.3849 | 1626.7135 | 1527.7467 | 1457.1534 | 1503.025 | 1473.9303 | 1324.7186 | 1456.82 | 1279.414 | 1182.5876 | 1303.5105 | 2978.197 | 2870.891 | 2708.4761 | 3293.5861 | 6678.213 | 7047.7216 | 7660.3699 | 6955.384
QLD | Q5 | Barcaldine | Solar | 35.2494 | 31.3334 | 34.3075 | 34.6871 | 34.4667 | 44.598 | 46.6105 | 45.997 | 45.6186 | 46.8154 | 44.7487 | 42.3412 | 43.612 | 44.6229 | 82.4391 | 85.471 | 122.1767 | 116.2368 | 125.2585 | 116.4414 | 94.9648 | 92.3924 | 115.2241 | 114.8045 | 115.9994 | 122.4352 | 118.3697
QLD | Q6 | Fitzroy | Solar | 843.5616 | 800.9301 | 899.0909 | 904.7832 | 880.7429 | 759.2432 | 863.2105 | 859.1498 | 1041.2322 | 2065.6334 | 2558.3026 | 2483.4848 | 2441.5716 | 2440.401 | 5533.714 | 7708.5773 | 12942.9424 | 15068.4576 | 15922.318 | 16458.1101 | 15755.8772 | 14993.2936 | 14883.7532 | 13159.7754 | 14072.5034 | 14514.7204 | 14200.6484
QLD | Q7 | Wide Bay | Solar | 1363.7177 | 1214.9607 | 1348.198 | 1313.3222 | 1282.621 | 1138.543 | 1246.2849 | 1251.8269 | 1325.9122 | 1299.5505 | 1253.7773 | 1244.1798 | 1207.7004 | 1218.8033 | 1071.0712 | 1145.7417 | 1034.9917 | 1064.5888 | 2178.8512 | 4918.0687 | 4840.3403 | 4534.8526 | 4594.5851 | 4126.7448 | 3825.5957 | 3977.8415 | 3889.7123
QLD | Q8 | Darling Downs | Solar | 3385.6489 | 3290.9685 | 3516.8994 | 3637.7471 | 3560.5013 | 3386.7337 | 3677.302 | 5213.1998 | 6017.2699 | 7307.9847 | 8823.3325 | 10900.0341 | 10978.543 | 10728.8393 | 9334.909 | 10359.651 | 15337.5688 | 14858.1972 | 14968.1045 | 16349.4375 | 16331.2908 | 15624.3399 | 15683.5472 | 12859.2485 | 12827.0309 | 15921.7501 | 18484.0915
QLD | Q9 | Banana | Solar | 0 | 0.00020868 | 0.000398 | 0.00044242 | 0.00043884 | 0.00088922 | 54.5092 | 117.2164 | 289.7251 | 287.9048 | 300.9065 | 307.4359 | 300.1025 | 300.1243 | 348.1523 | 385.7024 | 2326.5217 | 4490.74 | 4708.4062 | 12613.982 | 12311.501 | 11905.12 | 11890.788 | 10560.061 | 12136.088 | 13630.58 | 15326.019
NSW | N1 | North West NSW | Solar | 434.4518 | 400.0692 | 409.7845 | 435.1759 | 404.823 | 387.427 | 405.6342 | 432.1495 | 421.693 | 436.1464 | 420.8117 | 401.2114 | 413.0813 | 405.141 | 371.5443 | 372.57 | 422.4768 | 420.3631 | 444.9011 | 411.4283 | 407.4482 | 411.3433 | 432.144 | 395.2249 | 341.4157 | 339.8378 | 333.3217
NSW | N2 | New England | Solar | 1207.7013 | 1176.5168 | 1194.2332 | 1247.3148 | 1222.7783 | 1034.0521 | 1073.7611 | 1864.4857 | 1915.3047 | 1892.9476 | 2186.4039 | 1999.8323 | 2116.2891 | 2891.6866 | 3619.1122 | 3638.9762 | 4176.2212 | 5597.1518 | 5738.4822 | 6294.2594 | 5692.0597 | 5990.3058 | 6099.4439 | 5091.6692 | 4282.5962 | 4391.6143 | 6667.4527
NSW | N3 | Central-West Orana | Solar | 2199.0909 | 2149.8682 | 4133.9039 | 4383.4265 | 4376.85 | 3758.4136 | 4890.3541 | 7761.2763 | 7851.7066 | 8805.3926 | 9983.3159 | 10138.4584 | 10857.4326 | 10700.7882 | 8925 | 10513.2815 | 14189.7076 | 14599.8841 | 14412.2257 | 15352.0726 | 16237.5554 | 17153.2536 | 16880.2809 | 18212.9874 | 19959.2454 | 23430.3877 | 23202.5749
NSW | N4 | Broken Hill | Solar | 107.25 | 79.8309 | 92.1538 | 103.4656 | 110.0739 | 118.2891 | 113.7272 | 106.2339 | 105.1124 | 104.2901 | 99.4467 | 97.688 | 96.6801 | 102.4725 | 207.5448 | 199.8953 | 235.6198 | 221.661 | 233.3901 | 318.8779 | 405.9643 | 400.5872 | 479.994 | 427.7966 | 398.6646 | 437.2819 | 468.8138
NSW | N5 | South West NSW | Solar | 1858.6813 | 1598.1602 | 1701.8974 | 2269.6148 | 2377.5108 | 2429.3107 | 2396.1447 | 2385.4424 | 2216.0615 | 3024.6306 | 2961.223 | 2831.3417 | 2972.7704 | 3032.2247 | 5358.8071 | 5211.4251 | 7445.3261 | 7456.7906 | 8836.0332 | 8044.2512 | 7582.5019 | 8015.7935 | 8585.1747 | 8066.7226 | 7092.649 | 7384.5506 | 7145.8533
NSW | N6 | Wagga Wagga | Solar | 1566.2265 | 1497.1213 | 1445.8784 | 1545.3961 | 1584.565 | 2555.5467 | 3787.9864 | 4016.5553 | 3875.0517 | 4050.9906 | 3934.4741 | 3778.629 | 3988.1616 | 4023.2594 | 3532.351 | 3685.1917 | 3797.177 | 3262.7881 | 5370.2202 | 4889.2256 | 4477.4578 | 4618.0764 | 4929.9256 | 4959.2425 | 4452.6332 | 4438.7185 | 4165.7609
NSW | N7 | Tumut | Solar | 0 | 0 | 0 | 0 | 0 | 0 | 0 | 0 | 0 | 0 | 0 | 0 | 0 | 0 | 0 | 0 | 0 | 0 | 0 | 0 | 0 | 0 | 0 | 0 | 0 | 0 | 0
NSW | N8 | Cooma-Monaro | Solar | 0 | 0 | 0 | 0 | 0 | 0 | 0 | 0 | 0 | 0 | 0 | 0 | 0 | 0 | 0 | 0 | 0 | 0 | 0 | 0 | 0 | 0 | 0 | 0 | 0 | 0 | 0
VIC | V1 | Ovens Murray | Solar | 0 | 0.00049728 | 0.00050222 | 0.00055535 | 0.00052884 | 0.00048934 | 0.00055127 | 0.00096199 | 0.00086132 | 0.0021367 | 0.0020382 | 0.0019852 | 0.0020272 | 0.0020978 | 1404.5891 | 1454.1207 | 1919.6484 | 1672.0553 | 2410.8572 | 2329.0017 | 2137.4624 | 2368.5947 | 2378.3525 | 2392.8362 | 2860.6523 | 3043.24 | 2881.149
VIC | V2 | Murray River | Solar | 1253.6108 | 1035.0991 | 1086.0626 | 1088.0033 | 1035.3452 | 997.6961 | 972.7981 | 964.1053 | 1219.8315 | 2826.2116 | 2694.4593 | 2791.9964 | 2839.7983 | 2965.3209 | 2767.0156 | 2783.8559 | 2855.1432 | 2820.4995 | 3160.2116 | 3447.1001 | 3300.9663 | 3458.4385 | 3858.4997 | 3574.6848 | 3593.8581 | 3727.2776 | 3672.0492
VIC | V3 | Western Victoria | Solar | 0 | 0.00030971 | 0.00033529 | 0.0013294 | 0.001433 | 0.0012196 | 0.0013353 | 0.0018038 | 0.0016921 | 0.020223 | 0.019843 | 587.8076 | 603.001 | 725.4525 | 580.2633 | 623.0961 | 633.9878 | 603.0666 | 2835.7695 | 2811.0025 | 2645.9675 | 2923.826 | 3157.529 | 2416.6891 | 2559.6553 | 2983.2069 | 2791.963
VIC | V4 | South West Victoria | Solar | 0 | 0 | 0 | 0 | 0 | 0 | 0 | 0 | 0 | 0 | 0 | 0 | 0 | 0 | 0 | 0 | 0 | 0 | 0 | 0 | 0 | 0 | 0 | 0 | 0 | 0 | 0
VIC | V5 | Gippsland | Solar | 0 | 0.00019008 | 0.00022011 | 0.00062485 | 0.00059706 | 0.00050317 | 0.00052799 | 0.00059835 | 0.00055833 | 0.00065099 | 0.0006523 | 0.0018818 | 0.0018629 | 0.0020544 | 0.0016708 | 0.001851 | 856.3917 | 808.6342 | 852.854 | 882.2668 | 4520.415 | 4710.195 | 4707.5938 | 3833.3496 | 4016.3938 | 4441.061 | 4184.7266
VIC | V6 | Central North VIC | Solar | 951.3914 | 853.7027 | 817.8813 | 845.2218 | 848.2481 | 872.8568 | 877.0402 | 847.8306 | 782.3996 | 839.7204 | 808.5402 | 763.242 | 799.5218 | 821.1873 | 745.3348 | 723.8335 | 879.1738 | 856.3275 | 918.7863 | 998.3425 | 1329.8517 | 1299.0183 | 2035.1373 | 2016.4874 | 1979.9773 | 2204.6677 | 2223.8093
SA | S1 | South East SA | Solar | 328.0853 | 284.7131 | 283.9655 | 277.9809 | 282.0738 | 273.127 | 269.4624 | 254.6847 | 249.7325 | 281.4468 | 271.2443 | 256.5585 | 258.1052 | 274.7034 | 239.596 | 255.562 | 240.3473 | 211.3394 | 161.2186 | 150.6476 | 141.9068 | 144.1232 | 151.1551 | 140.2391 | 142.3033 | 145.693 | 0.0034207
SA | S2 | Riverland | Solar | 46.4033 | 44.3756 | 46.9916 | 44.5594 | 46.1429 | 39.5237 | 40.7175 | 41.2824 | 30.0587 | 867.6128 | 819.649 | 1062.179 | 1070.8592 | 1169.9005 | 1775.2256 | 1786.5858 | 1824.0006 | 5040.84 | 6511.8165 | 5637.4137 | 5818.7892 | 5815.9163 | 6663.59 | 5189.3164 | 4975.876 | 5286.548 | 5146.2705
SA | S3 | Mid-North SA | Solar | 0 | 0.00030173 | 0.00038107 | 0.00037208 | 0.00038187 | 0.00032988 | 0.00035703 | 0.00060841 | 0.0005865 | 0.00077799 | 0.0007718 | 0.0015505 | 0.0014671 | 0.0015698 | 0.0022175 | 0.002327 | 0.0027058 | 0.0024441 | 0.0025244 | 0.0035492 | 0.16838 | 0.16454 | 0.16942 | 0.1481 | 0.15654 | 0.16457 | 0.15665
SA | S4 | Yorke Peninsula | Solar | 0 | 0 | 0 | 0 | 0 | 0 | 0 | 0 | 0 | 0 | 0 | 0 | 0 | 0 | 0 | 0 | 0 | 0 | 0 | 0 | 0 | 0 | 0 | 0 | 0 | 0 | 0
SA | S5 | Northern SA | Solar | 822.2434 | 692.6411 | 718.263 | 696.1707 | 695.2584 | 704.7151 | 666.262 | 629.793 | 636.7013 | 696.9736 | 653.7926 | 638.4977 | 641.8605 | 690.8358 | 627.8523 | 621.5015 | 574.6306 | 532.9094 | 1810.4468 | 2327.0679 | 4321.1065 | 3906.8804 | 4420.4211 | 3675.2193 | 3411.028 | 3577.4644 | 3358.2402
SA | S6 | Leigh Creek | Solar | 0 | 0.00032046 | 0.00052924 | 0.00058679 | 0.00059456 | 0.00062438 | 0.00068488 | 0.0013134 | 0.0013465 | 0.0013895 | 0.0012723 | 0.0025404 | 0.0024425 | 0.0026166 | 784.7532 | 797.9008 | 771.1144 | 721.66 | 745.7791 | 778.083 | 2331.8347 | 2362.507 | 2628.0647 | 2884.1116 | 2908.2395 | 3555.59 | 3608.2012
SA | S7 | Roxby Downs | Solar | 0 | 0.00039807 | 0.00072133 | 0.00071495 | 0.00072121 | 0.00064548 | 0.00065893 | 0.0014084 | 0.0014012 | 0.0023037 | 0.0021998 | 992.0336 | 1000.5509 | 1071.0525 | 1063.3499 | 1073.4988 | 1051.1599 | 949.7304 | 973.0606 | 932.507 | 1036.9452 | 1019.4008 | 1116.4253 | 982.7801 | 935.2715 | 982.3532 | 956.2944
SA | S8 | Eastern Eyre Peninsula | Solar | 0 | 0.00020593 | 0.00025105 | 0.00023874 | 0.00025103 | 0.00020774 | 0.00023735 | 0.00036304 | 0.00033953 | 0.00041908 | 0.00042848 | 0.00067987 | 0.00062704 | 0.00068915 | 0.00063392 | 0.0006825 | 0.0010472 | 0.00092874 | 0.00094558 | 0.0013723 | 0.0017607 | 0.0016603 | 0.001752 | 0.0014892 | 0.001599 | 0.0017633 | 0.0016525
SA | S9 | Western Eyre Peninsula | Solar | 0 | 0.00027279 | 0.00038024 | 0.0003841 | 0.0003865 | 0.00033723 | 0.00036099 | 0.00062605 | 0.00061072 | 0.0011545 | 0.0011154 | 0.00191 | 0.001786 | 0.0018818 | 0.0027285 | 0.0028521 | 0.0056084 | 0.0094549 | 0.0099743 | 0.017377 | 0.026534 | 0.029362 | 0.029805 | 0.027228 | 0.028149 | 0.030002 | 0.028804
TAS | T1 | North East Tasmania | Solar | 0 | 0.00026864 | 0.00027393 | 0.00032097 | 0.00030049 | 0.00026188 | 0.00026655 | 0.00035967 | 0.00032404 | 0.00049195 | 0.00050544 | 0.00086298 | 0.0008533 | 0.00083223 | 0.00073128 | 0.00076129 | 0.00078115 | 0.00064952 | 0.00070576 | 0.00077734 | 0.00091154 | 0.0014647 | 0.0014214 | 0.0013341 | 0.0013737 | 0.0036767 | 0.0032416
TAS | T2 | North West Tasmania | Solar | 0 | 0.00014637 | 0.00013926 | 0.00015528 | 0.00015062 | 0.00012616 | 0.00014835 | 0.00019022 | 0.0001788 | 0.0002586 | 0.00028183 | 0.00032366 | 0.00031869 | 0.00031938 | 0.00031313 | 0.00035273 | 0.00055778 | 196.7767 | 206.5255 | 230.0178 | 213.6666 | 228.1886 | 228.4832 | 194.7207 | 216.8318 | 219.8712 | 206.137
TAS | T3 | Central Highlands | Solar | 0 | 0.00017449 | 0.00016968 | 0.00019285 | 0.00019106 | 0.00016001 | 0.00016386 | 0.00022298 | 0.00020882 | 0.00029223 | 0.00030909 | 0.00037974 | 0.00037319 | 0.00038559 | 0.00040934 | 0.00040826 | 0.00047406 | 0.0004128 | 0.00044458 | 0.00051012 | 0.00051329 | 0.00075764 | 0.00077068 | 0.00072971 | 0.00072432 | 0.0014545 | 0.0013118
Region | REZ | REZ Name | Technology | 2023-24 | 2024-25 | 2025-26 | 2026-27 | 2027-28 | 2028-29 | 2029-30 | 2030-31 | 2031-32 | 2032-33 | 2033-34 | 2034-35 | 2035-36 | 2036-37 | 2037-38 | 2038-39 | 2039-40 | 2040-41 | 2041-42 | 2042-43 | 2043-44 | 2044-45 | 2045-46 | 2046-47 | 2047-48 | 2048-49 | 2049-50
QLD | Q1 | Far North QLD | Wind | 1302.5554 | 3069.0466 | 3325.3463 | 3462.6956 | 3554.0387 | 3353.6388 | 3469.1814 | 3764.1795 | 3776.3787 | 3866.9071 | 3356.0805 | 3475.4265 | 3637.7473 | 3746.855 | 4458.4496 | 4645.525 | 4600.4639 | 4465.8964 | 4525.8504 | 4098.438 | 4146.8837 | 4268.9903 | 4413.537 | 4210.2346 | 4340.9197 | 4363.6506 | 5276.3316
QLD | Q2 | North Qld Clean Energy Hub | Wind | 132.2148 | 139.9601 | 160.0559 | 167.7385 | 170.6997 | 2831.398 | 2749.7708 | 2693.3101 | 2744.5007 | 2611.6744 | 2338.3654 | 2657.6634 | 2704.1606 | 2773.6998 | 2858.6793 | 2809.0845 | 2669.6297 | 2624.7065 | 2552.3301 | 2316.6577 | 4357.2844 | 4371.176 | 4319.0246 | 4497.8554 | 4368.4199 | 4259.2308 | 4194.5858
QLD | Q3 | Northern Qld | Wind | 0 | 0 | 0 | 0 | 0 | 0 | 0 | 0 | 0 | 0 | 0 | 0 | 0 | 0 | 0 | 0 | 0 | 0 | 0 | 0 | 0 | 0 | 0 | 0 | 0 | 0 | 0
QLD | Q4 | Isaac | Wind | 0 | 0.0013376 | 0.0014323 | 0.0013767 | 0.0040377 | 3096.6993 | 3054.692 | 3221.8753 | 3239.6663 | 3040.8491 | 2843.3823 | 2895.7445 | 2704.209 | 3099.0957 | 2913.8098 | 2906.8617 | 2959.3046 | 2869.0068 | 2773.8323 | 2634.8742 | 2603.5524 | 2397.4617 | 2749.959 | 2732.0045 | 2677.0411 | 3232.8998 | 3213.7362
QLD | Q5 | Barcaldine | Wind | 0 | 0.0012236 | 0.0013046 | 0.0025976 | 0.0073308 | 0.011667 | 0.011546 | 208.7243 | 266.3764 | 280.0963 | 284.953 | 298.7444 | 293.159 | 304.9189 | 270.9087 | 268.6751 | 270.922 | 277.5878 | 292.1807 | 281.8995 | 313.3348 | 307.1229 | 313.7208 | 280.4915 | 274.3916 | 286.6254 | 288.3703
QLD | Q6 | Fitzroy | Wind | 0 | 0.0050951 | 0.0052934 | 1571.1713 | 2972.6213 | 3643.2326 | 3670.203 | 3674.0912 | 3599.4072 | 3465.7842 | 4581.22 | 4669.9225 | 4440.2833 | 4890.7088 | 10398.875 | 10194.448 | 9879.5567 | 9110.406 | 9261.2911 | 8812.3516 | 8942.676 | 8370.6371 | 9080.619 | 11370.5134 | 10996.727 | 11148.6493 | 10318.5838
QLD | Q7 | Wide Bay | Wind | 0 | 0.00093217 | 0.00095282 | 0.0010407 | 0.0011792 | 504.4078 | 489.9835 | 481.9233 | 423.3032 | 463.9606 | 433.2291 | 432.0007 | 419.0455 | 436.5639 | 473.4596 | 470.1069 | 450.7911 | 379.3311 | 426.3292 | 410.6209 | 404.4591 | 391.1586 | 405.6162 | 1137.0762 | 2589.3446 | 2632.3243 | 2319.6495
QLD | Q8 | Darling Downs | Wind | 2605.8175 | 4581.7625 | 4744.97 | 4753.8932 | 7652.7857 | 9659.8477 | 9545.9922 | 13814.8355 | 13377.9438 | 17282.031 | 18967.5947 | 18303.3316 | 18099.8509 | 19153.9228 | 18894.7505 | 18475.8144 | 18534.7508 | 17322.1585 | 18078.9048 | 21017.0666 | 20407.544 | 18774.9216 | 19703.7872 | 25274.5848 | 24416.7746 | 27328.5085 | 25363.5061
QLD | Q9 | Banana | Wind | 0 | 0.00078492 | 0.00083185 | 0.00095803 | 0.0015593 | 511.1006 | 484.6887 | 501.2071 | 471.8428 | 476.6017 | 442.95 | 446.4334 | 448.7522 | 475.4927 | 472.7212 | 461.7877 | 476.0132 | 962.1091 | 1652.4544 | 1584.2919 | 1566.6937 | 1580.8506 | 1683.7883 | 4537.2854 | 4340.581 | 4525.0237 | 4158.7646
NSW | N1 | North West NSW | Wind | 0 | 0 | 0 | 0 | 0 | 0 | 0 | 0 | 0 | 0 | 0 | 0 | 0 | 0 | 0 | 0 | 0 | 0 | 0 | 0 | 0 | 0 | 0 | 0 | 0 | 0 | 0
NSW | N2 | New England | Wind | 1495.8672 | 1257.5128 | 1307.3472 | 1378.8766 | 10269.1597 | 14007.7261 | 12884.1046 | 12899.6259 | 12128.9457 | 12749.6787 | 12018.1238 | 12391.3976 | 17594.2928 | 19337.9268 | 22194.5554 | 20236.6438 | 20338.5112 | 17853.1907 | 19866.9741 | 18506.4588 | 18854.0677 | 19387.7746 | 19870.7355 | 21235.5186 | 18247.9223 | 18345.1816 | 16053.6133
NSW | N3 | Central-West Orana | Wind | 382.8133 | 6812.7468 | 6561.6095 | 9494.4456 | 11044.6597 | 11117.8738 | 11712.852 | 11231.2218 | 10866.0912 | 14912.5318 | 16394.8951 | 15918.6201 | 16629.9563 | 17006.7006 | 17190.3986 | 16876.9741 | 15976.597 | 15688.2828 | 16555.12 | 19153.338 | 21288.2288 | 22178.448 | 22687.29 | 26523.3488 | 29426.2725 | 28577.9769 | 27230.4115
NSW | N4 | Broken Hill | Wind | 632.8331 | 555.803 | 584.6805 | 634.3083 | 641.2739 | 625.1349 | 639.519 | 649.3437 | 646.158 | 667.1907 | 637.8584 | 633.6572 | 670.4732 | 673.1426 | 618.6962 | 628.574 | 606.6884 | 715.8402 | 696.8097 | 707.9323 | 473.071 | 515.9172 | 542.3052 | 719.5733 | 705.1903 | 698.5897 | 729.07
NSW | N5 | South West NSW | Wind | 0 | 0.00017987 | 0.0013198 | 0.0013478 | 0.0013505 | 0.0013196 | 0.0017249 | 0.0021058 | 0.0022096 | 0.0024315 | 0.0027482 | 0.002471 | 0.0025764 | 0.0027328 | 0.0025384 | 0.0027365 | 0.0025535 | 0.0038207 | 0.0035888 | 218.8054 | 200.233 | 219.7776 | 226.3772 | 216.7886 | 2675.2352 | 2606.1238 | 2779.0147
NSW | N6 | Wagga Wagga | Wind | 0 | 0.00063266 | 0.00059868 | 0.0006798 | 0.00080907 | 0.00097001 | 0.0015138 | 0.0017462 | 0.0017521 | 0.0016508 | 0.0017812 | 0.0015808 | 0.0015816 | 0.0017536 | 0.0015636 | 0.0019203 | 0.0018452 | 0.0023406 | 0.0021593 | 0.0040538 | 0.0035218 | 0.0036474 | 0.0041756 | 0.0039808 | 0.038284 | 0.038361 | 677.5579
NSW | N7 | Tumut | Wind | 0 | 0 | 0 | 0 | 0 | 0 | 0 | 0 | 0 | 0 | 0 | 0 | 0 | 0 | 0 | 0 | 0 | 0 | 0 | 0 | 0 | 0 | 0 | 0 | 0 | 0 | 0
NSW | N8 | Cooma-Monaro | Wind | 327.3679 | 1235.79 | 1366.8182 | 1407.0898 | 1396.6454 | 1361.6141 | 1372.2414 | 1456.69 | 1481.0198 | 1342.244 | 1370.5318 | 1385.5619 | 1419.6771 | 1385.8911 | 1351.791 | 1361.7674 | 1726.2393 | 1672.8969 | 1565.9759 | 2763.4475 | 2723.6772 | 2763.098 | 2674.2241 | 2668.3376 | 2643.512 | 2761.6271 | 2638.7464
VIC | V1 | Ovens Murray | Wind | 0 | 0 | 0 | 0 | 0 | 0 | 0 | 0 | 0 | 0 | 0 | 0 | 0 | 0 | 0 | 0 | 0 | 0 | 0 | 0 | 0 | 0 | 0 | 0 | 0 | 0 | 0
VIC | V2 | Murray River | Wind | 0 | 0 | 0 | 0 | 0 | 0 | 0 | 0 | 0 | 0 | 0 | 0 | 0 | 0 | 0 | 0 | 0 | 0 | 0 | 0 | 0 | 0 | 0 | 0 | 0 | 0 | 0
VIC | V3 | Western Victoria | Wind | 3823.1792 | 3673.1593 | 3700.9143 | 3768.1877 | 6512.8005 | 7293.393 | 7655.6848 | 7097.697 | 8215.014 | 7497.9724 | 7293.4683 | 6580.1331 | 7019.6294 | 7357.8516 | 7188.5922 | 7664.6872 | 7223.7058 | 8069.5032 | 7166.4623 | 7736.0872 | 7241.6961 | 7075.8812 | 7565.9666 | 9302.2265 | 9682.8702 | 9032.7657 | 9662.1603
VIC | V4 | South West Victoria | Wind | 5851.461 | 6999.6688 | 7333.4038 | 8981.592 | 9117.3056 | 8329.2608 | 9084.7762 | 8913.5343 | 10059.1262 | 8903.7924 | 15568.488 | 15400.2648 | 15959.0352 | 16610.1723 | 16010.3293 | 16632.7176 | 15690.165 | 17171.8887 | 15316.815 | 16009.2473 | 15354.3647 | 15747.2655 | 13606.9451 | 12427.776 | 13472.4964 | 12562.5959 | 14071.5044
VIC | V5 | Gippsland | Wind | 0 | 1671.7111 | 1670.6666 | 1668.4468 | 1666.8977 | 1617.7934 | 3451.2914 | 5815.9273 | 6646.9873 | 5988.7555 | 6105.445 | 5919.6514 | 6113.3854 | 6100.0078 | 5810.2643 | 6151.3629 | 5910.7864 | 6723.847 | 6058.4231 | 6283.8643 | 6101.1669 | 6253.7308 | 6175.9523 | 5907.0228 | 6293.136 | 6037.5628 | 6850.0459
VIC | V6 | Central North VIC | Wind | 0 | 0.0013895 | 0.0013076 | 0.0025435 | 0.0025461 | 0.0029902 | 0.0029665 | 885.1341 | 893.5974 | 1115.86 | 1074.3555 | 982.2904 | 1060.2113 | 1115.5679 | 1061.5661 | 1021.0154 | 1397.2748 | 1567.2651 | 1582.8968 | 1945.0638 | 1720.5057 | 2028.0219 | 3351.6046 | 3621.9137 | 3480.4167 | 3515.3746 | 3681.3299
SA | S1 | South East SA | Wind | 731.453 | 2036.5204 | 1978.1095 | 3135.0057 | 3083.1537 | 2855.6264 | 3071.901 | 2753.9891 | 3230.2653 | 2935.0986 | 3304.177 | 2996.889 | 3191.0048 | 3267.7853 | 2960.9917 | 3197.7304 | 2891.4968 | 3295.614 | 2930.0266 | 3559.1007 | 3304.506 | 3581.0855 | 3702.0936 | 3347.6589 | 3560.1773 | 3311.3476 | 3732.5707
SA | S2 | Riverland | Wind | 0 | 0.00078899 | 0.00074062 | 0.0011071 | 0.0010399 | 0.0009915 | 0.0012043 | 0.0016316 | 0.0017948 | 0.0018736 | 0.0023589 | 0.0021253 | 0.0023596 | 0.0023563 | 0.0021482 | 0.0026571 | 0.0024946 | 0.0025745 | 0.0022106 | 0.0031699 | 0.0028338 | 0.0035432 | 0.0035312 | 0.0033348 | 0.004473 | 0.004407 | 0.004705
SA | S3 | Mid-North SA | Wind | 4101.3964 | 4024.9402 | 3835.0661 | 4282.7483 | 4239.3703 | 6521.2523 | 6710.9935 | 6450.6453 | 6768.5804 | 6760.1227 | 6571.1095 | 5872.7998 | 6576.6591 | 6491.219 | 6428.8608 | 6522.2678 | 6372.4347 | 6708.6043 | 6400.5862 | 7744.1554 | 6471.5788 | 7334.0693 | 7038.9614 | 6703.302 | 7459.5324 | 8086.463 | 9903.6617
SA | S4 | Yorke Peninsula | Wind | 241.8827 | 224.1228 | 217.7959 | 286.6058 | 291.302 | 278.9523 | 301.3342 | 279.8135 | 322.5342 | 291.5944 | 306.3932 | 269.657 | 297.3671 | 313.6639 | 284.0887 | 298.6266 | 272.0173 | 299.9263 | 264.6052 | 281.5694 | 253.0145 | 279.4536 | 295.4496 | 254.2517 | 262.3863 | 242.9236 | 257.5853
SA | S5 | Northern SA | Wind | 1289.5952 | 1256.8911 | 1261.4742 | 1340.4333 | 1344.1945 | 1266.3201 | 1257.6267 | 1246.4009 | 1271.0983 | 1180.6888 | 1212.7442 | 1166.9335 | 1286.221 | 1321.6488 | 1192.549 | 1220.9795 | 1203.7766 | 1194.879 | 1078.6032 | 1116.1044 | 1082.3228 | 1180.8632 | 576.41 | 453.4835 | 447.425 | 465.5366 | 485.9126
SA | S6 | Leigh Creek | Wind | 0 | 0.0018647 | 0.0018293 | 0.0024808 | 0.002314 | 0.0067935 | 0.0070828 | 0.0067584 | 0.0063808 | 0.0067409 | 0.006273 | 0.0059615 | 0.0061996 | 0.0061812 | 1870.7156 | 1878.5137 | 1772.8718 | 1687.3739 | 1695.1249 | 1615.4729 | 1588.9829 | 1716.4473 | 1665.7999 | 6055.0869 | 6807.5185 | 6559.302 | 6107.1293
SA | S7 | Roxby Downs | Wind | 0 | 0 | 0 | 0 | 0 | 0 | 0 | 0 | 0 | 0 | 0 | 0 | 0 | 0 | 0 | 0 | 0 | 0 | 0 | 0 | 0 | 0 | 0 | 0 | 0 | 0 | 0
SA | S8 | Eastern Eyre Peninsula | Wind | 312.8273 | 294.424 | 299.5185 | 342.931 | 337.1202 | 344.4417 | 343.8766 | 574.94 | 602.6321 | 784.2993 | 795.6509 | 712.2215 | 667.8295 | 690.9234 | 619.7997 | 653.4759 | 613.9653 | 640.0151 | 586.3542 | 607.2741 | 542.0957 | 1230.257 | 1286.6447 | 1163.1981 | 1186.6647 | 1132.7029 | 1160.8328
SA | S9 | Western Eyre Peninsula | Wind | 0 | 0.0018285 | 0.0017388 | 0.004068 | 0.0040466 | 0.00374 | 0.0037623 | 0.0083874 | 0.0089593 | 0.018866 | 0.019484 | 0.017597 | 0.02422 | 0.024957 | 0.022429 | 0.022594 | 0.021237 | 0.051505 | 0.04565 | 0.048601 | 0.042284 | 0.10901 | 0.11172 | 0.099925 | 0.098692 | 0.095933 | 0.098767
TAS | T1 | North East Tasmania | Wind | 500.7796 | 725.5945 | 805.2846 | 759.8799 | 792.6772 | 745.1454 | 684.5086 | 673.5963 | 895.3317 | 903.991 | 894.3914 | 961.7372 | 911.5709 | 994.0222 | 931.2874 | 888.3785 | 873.7194 | 945.1504 | 923.0614 | 928.9759 | 1002.0059 | 973.3364 | 1034.9019 | 970.7179 | 920.7986 | 915.0879 | 980.6839
TAS | T2 | North West Tasmania | Wind | 877.2252 | 838.2626 | 891.4972 | 953.1916 | 961.0569 | 1113.6988 | 1073.2925 | 1023.2521 | 5653.5105 | 5710.0062 | 5423.353 | 5499.418 | 5677.3159 | 5811.7457 | 5686.7589 | 5528.4153 | 5360.462 | 5890.9079 | 5784.9169 | 5549.2349 | 5641.5786 | 5835.7918 | 5909.4174 | 5780.7138 | 5607.8165 | 5455.9096 | 5972.7389
TAS | T3 | Central Highlands | Wind | 491.2284 | 2915.7439 | 3085.3849 | 3169.0496 | 4087.5507 | 3852.2338 | 5885.0149 | 5811.043 | 6152.318 | 6078.4293 | 5725.1306 | 5958.9827 | 6045.9358 | 6383.5921 | 6082.0492 | 5974.4022 | 5869.0291 | 6348.512 | 6165.2244 | 5862.1387 | 6116.4758 | 5741.6407 | 5983.9943 | 5762.2203 | 5629.8613 | 5538.0455 | 5923.6086
Region | REZ | REZ Name | Technology | 2023-24 | 2024-25 | 2025-26 | 2026-27 | 2027-28 | 2028-29 | 2029-30 | 2030-31 | 2031-32 | 2032-33 | 2033-34 | 2034-35 | 2035-36 | 2036-37 | 2037-38 | 2038-39 | 2039-40 | 2040-41 | 2041-42 | 2042-43 | 2043-44 | 2044-45 | 2045-46 | 2046-47 | 2047-48 | 2048-49 | 2049-50
NSW | O1 | Hunter Coast | Offshore Wind | 0 | 0 | 0 | 8.2543e-05 | 8.7981e-05 | 0.00010385 | 9.388e-05 | 0.00012773 | 0.00011735 | 0.00013136 | 0.00017364 | 0.00018924 | 0.00018707 | 0.0002001 | 0.00022715 | 0.00019555 | 0.00028674 | 0.00026763 | 0.000276 | 0.00048886 | 0.00047778 | 0.00047706 | 0.00047223 | 0.00062432 | 0.00053322 | 0.00071993 | 0.00064593
NSW | O2 | Illawarra Coast | Offshore Wind | 0 | 0 | 0 | 8.1728e-05 | 8.4975e-05 | 9.8544e-05 | 9.6315e-05 | 0.00013794 | 0.00013174 | 0.00013417 | 0.00018702 | 0.00018343 | 0.00018111 | 0.00018565 | 0.00021805 | 0.00019827 | 0.00032145 | 0.0003269 | 0.00030986 | 0.00048559 | 0.00045575 | 0.00045105 | 0.00043214 | 0.00062638 | 0.00056556 | 0.00097028 | 0.00092509
VIC | O3 | Gippsland Coast | Offshore Wind | 0 | 0 | 0 | 9.9712e-05 | 9.707e-05 | 0.00010195 | 0.00012053 | 0.00012839 | 0.00015183 | 0.00014968 | 0.00018155 | 0.00019587 | 0.00018263 | 0.00021068 | 0.00025217 | 0.00028483 | 0.00029137 | 0.00042341 | 0.0003717 | 0.0007831 | 0.00079404 | 0.0007592 | 0.00084491 | 0.0012308 | 0.0021596 | 0.0020275 | 0.0039196
TAS | O4 | North West Tasmania Coast | Offshore Wind | 0 | 0 | 0 | 7.6957e-05 | 8.7693e-05 | 9.5287e-05 | 0.00010832 | 0.00010622 | 0.00013745 | 0.0001431 | 0.00015882 | 0.00016975 | 0.00016285 | 0.00018808 | 0.00019917 | 0.00022984 | 0.00022767 | 0.00031784 | 0.0002994 | 0.00030936 | 0.0003013 | 0.00030024 | 0.00031409 | 0.00031355 | 0.00033307 | 0.00035293 | 0.00039273
VIC | O5 | Portland Coast | Offshore Wind | 0 | 0 | 0 | 8.4509e-05 | 8.743e-05 | 8.7574e-05 | 0.00011515 | 0.00012194 | 0.00013415 | 0.00012979 | 0.00014755 | 0.00016416 | 0.00015268 | 0.00018607 | 0.00017969 | 0.00025444 | 0.00028316 | 0.00034094 | 0.00029226 | 0.00044381 | 0.0005839 | 0.00054628 | 0.001122 | 0.0010509 | 0.0060827 | 0.0056695 | 0.0061769
SA | O6 | South East SA Coast | Offshore Wind | 0 | 0 | 0 | 7.4892e-05 | 8.1439e-05 | 8.271e-05 | 0.0001056 | 0.00010826 | 0.00013279 | 0.00012734 | 0.00014381 | 0.00014341 | 0.0001468 | 0.00017199 | 0.00016222 | 0.00020613 | 0.00023238 | 0.00028222 | 0.00023571 | 0.00025803 | 0.00027727 | 0.00027645 | 0.00030734 | 0.00030115 | 0.00038296 | 0.00039861 | 0.00045289

## O5 no comp_REZ Capacity
Capacity by REZ (MW) - O5 no comp, Step Change Scenario
Capacity calculated on 1 July. In early study years some wind and solar projects enter later in the financial year and are therefore reflected in the following financial year's capacity.
Note: the REZ capacity includes capacity from the existing, committed and anticipated renewables mapped to the relevant REZs
Explicitly modelled generation
Region | REZ | REZ Name | Technology | 2023-24 | 2024-25 | 2025-26 | 2026-27 | 2027-28 | 2028-29 | 2029-30 | 2030-31 | 2031-32 | 2032-33 | 2033-34 | 2034-35 | 2035-36 | 2036-37 | 2037-38 | 2038-39 | 2039-40 | 2040-41 | 2041-42 | 2042-43 | 2043-44 | 2044-45 | 2045-46 | 2046-47 | 2047-48 | 2048-49 | 2049-50
QLD | Q1 | Far North QLD | Solar | 0 | 0 | 0 | 0 | 0 | 0 | 0.00010035 | 0.00010046 | 0.00010339 | 0.00010388 | 0.0001176 | 0.00012029 | 0.00012058 | 0.00012656 | 0.0001564 | 0.00015761 | 0.00020326 | 0.00020366 | 0.00020418 | 0.00023093 | 0.00025075 | 0.00025136 | 0.00025639 | 0.000316 | 0.00031658 | 0.00035321 | 0.00035367
QLD | Q2 | North Qld Clean Energy Hub | Solar | 83 | 83.0001 | 83.0001 | 83.0001 | 83.0001 | 83.0001 | 83.0001 | 83.0001 | 83.0001 | 83.0001 | 83.0001 | 83.0001 | 83.0001 | 83.0001 | 33.0002 | 33.0002 | 33.0002 | 33.0002 | 33.0002 | 33.0003 | 33.0003 | 33.0003 | 33.0003 | 18.0004 | 18.0004 | 0.00038506 | 0.00038579
QLD | Q3 | Northern Qld | Solar | 513.997 | 513.9971 | 513.9972 | 513.9972 | 513.9972 | 513.9987 | 513.9987 | 513.9988 | 513.9988 | 513.9988 | 513.9988 | 513.9988 | 513.9988 | 513.9988 | 514.0289 | 514.0289 | 585.0363 | 585.0363 | 585.0363 | 1000.3042 | 872.3042 | 872.3042 | 872.3042 | 1577.9175 | 1467.5175 | 1467.5175 | 1334.9205
QLD | Q4 | Isaac | Solar | 684.9 | 684.9001 | 684.9002 | 684.9002 | 684.9002 | 684.9006 | 684.9006 | 684.9007 | 684.9007 | 684.9011 | 684.9011 | 684.9011 | 684.9011 | 684.9011 | 684.9015 | 684.9022 | 684.9061 | 684.9061 | 684.9061 | 1633.1285 | 1633.1285 | 1590.6285 | 1961.3912 | 4310.7425 | 4310.7425 | 4661.1406 | 4503.6406
QLD | Q5 | Barcaldine | Solar | 14 | 14.0001 | 14.0002 | 14.0003 | 14.0003 | 20.4412 | 20.4412 | 20.4412 | 20.4412 | 20.4412 | 20.4412 | 20.4412 | 20.4412 | 20.4412 | 43.9939 | 43.9939 | 73.4727 | 73.4727 | 73.4727 | 73.4728 | 61.1115 | 61.1115 | 76.9567 | 90.2218 | 90.2218 | 91.7758 | 91.7758
QLD | Q6 | Fitzroy | Solar | 401.5 | 401.5001 | 401.5002 | 401.5002 | 401.5002 | 401.5005 | 401.501 | 401.5015 | 468.6516 | 921.4548 | 1132.3719 | 1132.3719 | 1132.3719 | 1132.3719 | 2976.431 | 3661.5417 | 6594.8037 | 7934.499 | 7934.499 | 7934.5 | 7934.5 | 7934.5 | 7934.5 | 7934.5 | 7934.5 | 7934.5 | 7934.5005
QLD | Q7 | Wide Bay | Solar | 619.03 | 619.0301 | 619.0301 | 619.0302 | 619.0302 | 619.0303 | 619.0303 | 619.0304 | 619.0306 | 619.0308 | 619.0308 | 619.0308 | 619.0308 | 619.0308 | 619.0351 | 619.0351 | 650.5122 | 722.4585 | 1310.7401 | 2819.03 | 2819.03 | 2819.03 | 2819.03 | 2819.03 | 2596.53 | 2596.53 | 2612.0628
QLD | Q8 | Darling Downs | Solar | 1330.558 | 1476.5581 | 1476.5582 | 1476.5582 | 1476.5582 | 1596.1711 | 1596.1711 | 2302.0021 | 2524.2539 | 3195.8588 | 3900.1735 | 4902.4157 | 4902.4157 | 4781.4157 | 5035.8837 | 5035.8842 | 7812.5526 | 7812.5526 | 7812.5526 | 8347.558 | 8322.558 | 8163.958 | 8131.854 | 7882.5 | 7482.5 | 8584.9814 | 10459.04
QLD | Q9 | Banana | Solar | 0 | 0.00012499 | 0.00020171 | 0.00022744 | 0.00022966 | 0.00051189 | 25.5841 | 55.6897 | 130.7748 | 130.7748 | 141.4417 | 144.5514 | 144.5514 | 144.5514 | 200.37 | 201.5259 | 1289.2532 | 2435.7588 | 2435.7588 | 6100 | 6100 | 6100 | 6100 | 6182.321 | 6686.4385 | 7295.2783 | 8169.091
NSW | N1 | North West NSW | Solar | 166 | 166.0002 | 166.0003 | 166.0003 | 166.0079 | 173.5763 | 181.5887 | 185.3796 | 185.3796 | 187.2968 | 187.2968 | 187.2968 | 187.2968 | 187.2968 | 195.5956 | 203.2833 | 225.5357 | 253.4415 | 256.808 | 256.808 | 267.3887 | 267.3887 | 267.3887 | 273.7669 | 275.6839 | 275.6839 | 275.684
NSW | N2 | New England | Solar | 555 | 555.0002 | 555.0002 | 555.0002 | 555.0008 | 555.0008 | 555.0013 | 925.0999 | 925.0999 | 925.0999 | 1043.9295 | 1043.9295 | 1043.9295 | 1479.2203 | 2280.2079 | 2280.2079 | 2395.4175 | 3540.0002 | 3540.0002 | 3940.481 | 3920.481 | 3920.481 | 3920.481 | 3921.6045 | 3921.6045 | 3921.6045 | 6372.454
NSW | N3 | Central-West Orana | Solar | 826.979 | 906.981 | 1772.1487 | 1772.1488 | 1772.157 | 1772.157 | 2268.4442 | 3358.3555 | 3358.3555 | 3850.61 | 4440.4548 | 4555.8967 | 4555.8967 | 4555.8967 | 4555.8967 | 5249.154 | 6630.1147 | 6909.7236 | 6909.7236 | 7654.954 | 8161.9154 | 8161.9154 | 8161.916 | 10302.222 | 11344.668 | 12108.65 | 11905.61
NSW | N4 | Broken Hill | Solar | 53 | 53.0001 | 53.0001 | 53.0002 | 53.0002 | 53.0004 | 53.0005 | 53.0006 | 53.0006 | 53.0006 | 53.0006 | 53.0015 | 53.0015 | 53.0015 | 118.9447 | 118.9447 | 180.2014 | 180.2014 | 180.2014 | 232.6614 | 334.1585 | 334.1585 | 334.1585 | 334.1585 | 334.1585 | 334.1585 | 334.1585
NSW | N5 | South West NSW | Solar | 1246.4 | 1500.5 | 1500.5461 | 1500.5462 | 1500.5462 | 1500.5463 | 1500.5463 | 1500.5463 | 1500.5463 | 1789.632 | 1789.632 | 1789.632 | 1789.632 | 1789.6321 | 3104.7882 | 2954.4883 | 4369.484 | 4989.969 | 5124.2015 | 5124.2015 | 5314.2 | 5314.2 | 5314.2 | 5314.2 | 5314.2 | 5314.2 | 4923.04
NSW | N6 | Wagga Wagga | Solar | 302.672 | 682.6722 | 682.6722 | 682.6722 | 682.6723 | 1225.9912 | 1710.672 | 1710.672 | 1710.672 | 1710.672 | 1710.672 | 1710.672 | 1710.672 | 1710.672 | 1710.672 | 1710.6721 | 1710.6721 | 1710.6722 | 2509.2678 | 2509.2678 | 2509.268 | 2509.268 | 2509.268 | 2794.9237 | 2794.9237 | 2794.9237 | 2794.9237
NSW | N7 | Tumut | Solar | 0 | 0 | 0 | 0 | 0 | 0 | 0 | 0 | 0 | 0 | 0 | 0 | 0 | 0 | 0 | 0 | 0 | 0 | 0 | 0 | 0 | 0 | 0 | 0 | 0 | 0 | 0
NSW | N8 | Cooma-Monaro | Solar | 0 | 0 | 0 | 0 | 0 | 0 | 0 | 0 | 0 | 0 | 0 | 0 | 0 | 0 | 0 | 0 | 0 | 0 | 0 | 0 | 0 | 0 | 0 | 0 | 0 | 0 | 0
VIC | V1 | Ovens Murray | Solar | 0 | 0.00030818 | 0.00031044 | 0.00033228 | 0.00033238 | 0.00033575 | 0.00035428 | 0.0005791 | 0.00057921 | 0.0012372 | 0.0012374 | 0.0012383 | 0.0012385 | 0.0012753 | 790.6331 | 790.6332 | 998.9559 | 998.9559 | 1250.3867 | 1250.3867 | 1250.3867 | 1250.3867 | 1250.387 | 1401.6256 | 1779.4885 | 1779.4885 | 1797.1965
VIC | V2 | Murray River | Solar | 679.093 | 679.0931 | 679.0931 | 679.0931 | 679.0931 | 679.0931 | 679.0932 | 679.0932 | 679.0936 | 1391.6085 | 1391.6085 | 1468.2568 | 1468.2568 | 1478.9739 | 1648.3131 | 1648.3132 | 1822.8408 | 1823.702 | 1823.702 | 2128.2562 | 2204.6926 | 2204.6926 | 2173.5896 | 2257.4862 | 2314.0317 | 2272.0985 | 2301.1718
VIC | V3 | Western Victoria | Solar | 0 | 0.00023791 | 0.00024916 | 0.00087326 | 0.0008878 | 0.00089279 | 0.00090468 | 0.0011917 | 0.0011921 | 0.012283 | 0.012283 | 352.6836 | 352.6836 | 400 | 400 | 400.0001 | 400.0002 | 400.0002 | 1809.5817 | 1809.5817 | 1809.582 | 1809.5822 | 1809.5822 | 1809.5822 | 1809.5822 | 2048.7161 | 2048.7161
VIC | V4 | South West Victoria | Solar | 0 | 0 | 0 | 0 | 0 | 0 | 0 | 0 | 0 | 0 | 0 | 0 | 0 | 0 | 0 | 0 | 0 | 0 | 0 | 0 | 0 | 0 | 0 | 0 | 0 | 0 | 0
VIC | V5 | Gippsland | Solar | 0 | 0.00015401 | 0.00016183 | 0.00042413 | 0.00042434 | 0.00042503 | 0.00042964 | 0.00044654 | 0.00044692 | 0.00049437 | 0.00049664 | 0.0013022 | 0.001305 | 0.0014087 | 0.0014377 | 0.0015317 | 500.0002 | 500.0002 | 500.0003 | 500.0022 | 2474 | 2474 | 2474 | 2474 | 2474 | 2474 | 2474
VIC | V6 | Central North VIC | Solar | 402.48 | 402.4802 | 402.4802 | 402.4804 | 402.4804 | 402.4804 | 402.4804 | 402.4806 | 402.4806 | 402.4808 | 402.4808 | 402.4812 | 402.4812 | 402.4814 | 402.4845 | 402.4846 | 531.6237 | 531.6237 | 531.6237 | 638.1235 | 1082.2473 | 971.7673 | 1526.1733 | 1661.5516 | 1661.5516 | 1890.6266 | 1890.6266
SA | S1 | South East SA | Solar | 155.16 | 155.1602 | 155.1602 | 155.1602 | 155.1602 | 155.1602 | 155.1602 | 155.1603 | 155.1603 | 155.1606 | 155.1606 | 155.1607 | 155.1607 | 155.1607 | 155.1608 | 155.1608 | 155.1613 | 155.1614 | 108.003 | 108.003 | 108.003 | 108.003 | 108.003 | 108.003 | 108.003 | 108.003 | 0.003041
SA | S2 | Riverland | Solar | 25.26 | 25.2602 | 25.2603 | 25.2603 | 25.2603 | 25.2603 | 25.2603 | 25.2606 | 19.1406 | 441.1847 | 441.1847 | 582.3715 | 582.3715 | 582.3715 | 1125.7965 | 1125.7965 | 1233.6317 | 3630.8722 | 3905.409 | 3905.409 | 4007.38 | 4007.38 | 4000 | 4000 | 4000 | 4000 | 4000
SA | S3 | Mid-North SA | Solar | 0 | 0.00019024 | 0.00022714 | 0.00022822 | 0.00022903 | 0.00023034 | 0.00023805 | 0.00038006 | 0.0003804 | 0.00048148 | 0.0004823 | 0.00094358 | 0.00094376 | 0.00094547 | 0.0016059 | 0.0016095 | 0.0018659 | 0.0018686 | 0.0018693 | 0.0026222 | 0.12485 | 0.12485 | 0.12485 | 0.12485 | 0.12485 | 0.12488 | 0.12489
SA | S4 | Yorke Peninsula | Solar | 0 | 0 | 0 | 0 | 0 | 0 | 0 | 0 | 0 | 0 | 0 | 0 | 0 | 0 | 0 | 0 | 0 | 0 | 0 | 0 | 0 | 0 | 0 | 0 | 0 | 0 | 0
SA | S5 | Northern SA | Solar | 349.2 | 349.2002 | 349.2002 | 349.2002 | 349.2002 | 349.2003 | 349.2003 | 349.2004 | 349.2004 | 349.2007 | 349.2007 | 349.201 | 349.201 | 349.201 | 349.203 | 349.203 | 349.2254 | 349.2258 | 1156.3385 | 1652.9474 | 3249.1988 | 2979.1988 | 2979.1988 | 2979.1988 | 2899.9988 | 2899.9988 | 2899.9988
SA | S6 | Leigh Creek | Solar | 0 | 0.00018494 | 0.00027479 | 0.00030276 | 0.00030335 | 0.00034847 | 0.00037174 | 0.00071215 | 0.00071249 | 0.00072684 | 0.00072712 | 0.0014214 | 0.0014216 | 0.0014253 | 452.7419 | 452.7419 | 471.5211 | 471.5211 | 471.5211 | 559.1892 | 1624.8566 | 1639.5184 | 1639.5184 | 2016.1549 | 2043.3057 | 2530.9226 | 2605.8494
SA | S7 | Roxby Downs | Solar | 0 | 0.00021377 | 0.00034936 | 0.00035165 | 0.000352 | 0.00035409 | 0.00035485 | 0.00072404 | 0.00072429 | 0.0011593 | 0.0011595 | 500.1618 | 500.1618 | 500.1618 | 603.9268 | 603.9268 | 639.8148 | 639.8148 | 639.8148 | 649.2156 | 747.5656 | 747.5656 | 747.5656 | 747.5656 | 747.5656 | 749.4607 | 749.4607
SA | S8 | Eastern Eyre Peninsula | Solar | 0 | 0.00013975 | 0.00015799 | 0.00015897 | 0.00016019 | 0.00016119 | 0.00017257 | 0.0002418 | 0.00024214 | 0.00028685 | 0.00028872 | 0.0004368 | 0.00043695 | 0.00044195 | 0.00051375 | 0.00051814 | 0.00076461 | 0.00076641 | 0.00076725 | 0.0010819 | 0.0013798 | 0.0013801 | 0.0013804 | 0.0013824 | 0.0013836 | 0.0014192 | 0.0014239
SA | S9 | Western Eyre Peninsula | Solar | 0 | 0.00016909 | 0.00021641 | 0.00022408 | 0.00022475 | 0.00022624 | 0.00023256 | 0.00037635 | 0.00037683 | 0.0006596 | 0.00065995 | 0.0010914 | 0.0010916 | 0.0010931 | 0.0019179 | 0.0019218 | 0.003932 | 0.0071547 | 0.0071595 | 0.013729 | 0.024467 | 0.024468 | 0.024468 | 0.02447 | 0.024471 | 0.024514 | 0.024525
TAS | T1 | North East Tasmania | Solar | 0 | 0.00017424 | 0.00017456 | 0.00019708 | 0.00019846 | 0.0001991 | 0.00020208 | 0.0002598 | 0.00026058 | 0.0003583 | 0.00035903 | 0.00057102 | 0.00057152 | 0.00057364 | 0.00058874 | 0.0005952 | 0.00060486 | 0.00060525 | 0.00060882 | 0.00062208 | 0.00072688 | 0.0010867 | 0.0010876 | 0.0011377 | 0.001139 | 0.0027957 | 0.0027964
TAS | T2 | North West Tasmania | Solar | 0 | 0.00011102 | 0.00011152 | 0.00012006 | 0.00012128 | 0.00012221 | 0.00013256 | 0.0001647 | 0.00016667 | 0.00022496 | 0.00022562 | 0.00026288 | 0.00026361 | 0.00026634 | 0.00030837 | 0.00032093 | 0.00050275 | 131.3188 | 131.3188 | 131.3188 | 131.3188 | 131.3188 | 131.3188 | 131.3188 | 131.3188 | 131.3188 | 131.3188
TAS | T3 | Central Highlands | Solar | 0 | 0.00012565 | 0.00012581 | 0.00013842 | 0.00013958 | 0.00014048 | 0.00014558 | 0.0001826 | 0.00018365 | 0.00023789 | 0.00023932 | 0.00029218 | 0.00029262 | 0.00029752 | 0.000372 | 0.00037536 | 0.00041504 | 0.00041583 | 0.00042419 | 0.00044463 | 0.00047078 | 0.00064947 | 0.00065098 | 0.00070585 | 0.00070747 | 0.0012566 | 0.0012578
Region | REZ | REZ Name | Technology | 2023-24 | 2024-25 | 2025-26 | 2026-27 | 2027-28 | 2028-29 | 2029-30 | 2030-31 | 2031-32 | 2032-33 | 2033-34 | 2034-35 | 2035-36 | 2036-37 | 2037-38 | 2038-39 | 2039-40 | 2040-41 | 2041-42 | 2042-43 | 2043-44 | 2044-45 | 2045-46 | 2046-47 | 2047-48 | 2048-49 | 2049-50
QLD | Q1 | Far North QLD | Wind | 337.318 | 829.3214 | 829.3214 | 829.3214 | 829.3214 | 829.3215 | 829.3215 | 875.4059 | 875.4059 | 905.7536 | 907.3188 | 907.3188 | 907.3188 | 907.3188 | 1167.7582 | 1167.7582 | 1167.7582 | 1167.7582 | 1167.7582 | 1217.0306 | 1132.2705 | 1132.2705 | 1132.2705 | 1170.821 | 1170.821 | 1152.1993 | 1468.1119
QLD | Q2 | North Qld Clean Energy Hub | Wind | 43.2 | 51.1964 | 51.1964 | 51.1964 | 51.1964 | 747.1735 | 747.1735 | 747.1735 | 747.1735 | 747.1736 | 756.1389 | 780.351 | 780.351 | 780.3511 | 798.2175 | 798.2175 | 798.2175 | 798.2176 | 798.2176 | 801.9116 | 1365.4526 | 1365.4526 | 1322.2526 | 1336.1837 | 1336.1837 | 1336.1839 | 1336.1839
QLD | Q3 | Northern Qld | Wind | 0 | 0 | 0 | 0 | 0 | 0 | 0 | 0 | 0 | 0 | 0 | 0 | 0 | 0 | 0 | 0 | 0 | 0 | 0 | 0 | 0 | 0 | 0 | 0 | 0 | 0 | 0
QLD | Q4 | Isaac | Wind | 0 | 0.00056866 | 0.00056896 | 0.00059216 | 0.0014275 | 1000.0006 | 1000.0006 | 1000.0014 | 1000.0014 | 1000.0014 | 1000.0014 | 1000.0014 | 1000.0014 | 1000.0014 | 1000.0014 | 1000.0014 | 1000.0014 | 1000.0014 | 1000.0014 | 1000.0014 | 1000.0014 | 1000.0014 | 1000.0014 | 1000.056 | 1000.056 | 1169.8119 | 1169.8119
QLD | Q5 | Barcaldine | Wind | 0 | 0.00053582 | 0.00053643 | 0.0010171 | 0.0026151 | 0.0046788 | 0.0046814 | 78.7438 | 99.294 | 101.2218 | 113.4898 | 113.4898 | 113.4898 | 113.4898 | 113.4898 | 113.4898 | 113.4898 | 116.1891 | 116.1891 | 120.1611 | 129.6192 | 129.6192 | 129.6192 | 129.6199 | 129.6199 | 129.62 | 129.62
QLD | Q6 | Fitzroy | Wind | 0 | 0.0018376 | 0.0018393 | 522.4798 | 900.0004 | 1135.4424 | 1135.4424 | 1139.0228 | 1139.0228 | 1139.023 | 1648.3188 | 1648.3188 | 1648.3188 | 1648.3188 | 3499.9998 | 3499.9998 | 3499.9998 | 3499.9998 | 3499.9998 | 3499.9998 | 3499.9998 | 3499.9998 | 3499.9998 | 4113.0256 | 4113.0256 | 4113.0256 | 4113.0256
QLD | Q7 | Wide Bay | Wind | 0 | 0.00044564 | 0.00044608 | 0.00048689 | 0.00053845 | 179.4337 | 179.4337 | 179.4337 | 179.4337 | 179.4338 | 179.4338 | 179.4338 | 179.4338 | 179.4338 | 179.4338 | 179.4338 | 179.4338 | 179.4338 | 179.4338 | 179.4338 | 179.4338 | 179.4338 | 179.4338 | 475.2244 | 1100.0001 | 1100.0001 | 1100.0001
QLD | Q8 | Darling Downs | Wind | 753 | 1540.1273 | 1540.1273 | 1540.1276 | 2325.9987 | 3055.7128 | 3093.0052 | 4578.6509 | 4578.6509 | 5848.3066 | 6525.9976 | 6525.9976 | 6525.9976 | 6525.9976 | 6525.9976 | 6525.9976 | 6525.9976 | 6525.9976 | 6525.9976 | 7611.4722 | 7611.4722 | 7158.4722 | 7158.4722 | 9395.2136 | 9395.2136 | 9898.1841 | 9898.1841
QLD | Q9 | Banana | Wind | 0 | 0.00039705 | 0.00039738 | 0.00045463 | 0.00067403 | 186.7496 | 186.7497 | 186.7497 | 186.7497 | 186.75 | 186.75 | 186.75 | 186.75 | 186.7502 | 186.7507 | 186.7507 | 186.7507 | 399.5071 | 673.5457 | 673.5457 | 673.5457 | 673.5457 | 673.5457 | 1914.6521 | 1914.6521 | 1914.6521 | 1914.6521
NSW | N1 | North West NSW | Wind | 0 | 0 | 0 | 0 | 0 | 0 | 0 | 0 | 0 | 0 | 0 | 0 | 0 | 0 | 0 | 0 | 0 | 0 | 0 | 0 | 0 | 0 | 0 | 0 | 0 | 0 | 0
NSW | N2 | New England | Wind | 442.48 | 442.4878 | 454.3125 | 454.3125 | 3231.3757 | 4027.1874 | 4034.6133 | 4078.3792 | 4078.3792 | 4078.3792 | 4078.3792 | 4310.3213 | 5946.8423 | 6552.9717 | 7109.465 | 6936.985 | 6936.985 | 6936.985 | 6983.8467 | 7031.7856 | 7400 | 7400 | 7400 | 7400 | 7400 | 7400 | 7400
NSW | N3 | Central-West Orana | Wind | 113.19 | 2229.9791 | 2229.9791 | 3113.1898 | 3543.9293 | 3543.9295 | 3787.8433 | 3795.2618 | 3795.2618 | 5143.556 | 5704.384 | 5704.384 | 5704.384 | 5704.384 | 5704.384 | 5704.384 | 5704.384 | 5897.6744 | 6094.0064 | 7239.638 | 8388.188 | 8388.188 | 8388.188 | 9477.659 | 10769.19 | 10769.19 | 10656
NSW | N4 | Broken Hill | Wind | 198.94 | 198.9404 | 198.9404 | 198.9405 | 198.9405 | 198.9408 | 198.9416 | 198.9446 | 198.9446 | 218.2237 | 218.2238 | 218.2238 | 218.2238 | 218.2238 | 218.2238 | 218.2238 | 218.2238 | 263.9423 | 263.9423 | 277.7962 | 220.6073 | 220.6076 | 228.4053 | 314.1667 | 314.1667 | 314.1667 | 314.1667
NSW | N5 | South West NSW | Wind | 0 | 0 | 0.00059424 | 0.00061306 | 0.00061602 | 0.00062479 | 0.00076997 | 0.00096357 | 0.00098194 | 0.0011355 | 0.0012638 | 0.001266 | 0.0012685 | 0.0012896 | 0.0013123 | 0.0013623 | 0.0013673 | 0.0020056 | 0.0020087 | 92.4512 | 92.4512 | 92.4512 | 92.4526 | 92.4526 | 1192.3682 | 1192.3682 | 1192.3682
NSW | N6 | Wagga Wagga | Wind | 0 | 0.0003252 | 0.00032585 | 0.00035347 | 0.00039954 | 0.00049974 | 0.00072181 | 0.00084627 | 0.00084899 | 0.00085528 | 0.00087824 | 0.00087874 | 0.00087976 | 0.00089168 | 0.00090252 | 0.0010464 | 0.0010624 | 0.0013561 | 0.0013573 | 0.0022805 | 0.0022811 | 0.0022862 | 0.0024201 | 0.002496 | 0.021544 | 0.021576 | 300.0018
NSW | N7 | Tumut | Wind | 0 | 0 | 0 | 0 | 0 | 0 | 0 | 0 | 0 | 0 | 0 | 0 | 0 | 0 | 0 | 0 | 0 | 0 | 0 | 0 | 0 | 0 | 0 | 0 | 0 | 0 | 0
NSW | N8 | Cooma-Monaro | Wind | 113 | 372.2393 | 411.2873 | 411.2873 | 411.2873 | 411.2873 | 413.0001 | 413.0001 | 413.0001 | 413.0001 | 413.0001 | 413.0001 | 413.0001 | 413.0001 | 413.0002 | 413.9045 | 499.6251 | 479.7293 | 479.7293 | 828 | 828 | 828 | 828 | 828 | 828 | 828 | 828
VIC | V1 | Ovens Murray | Wind | 0 | 0 | 0 | 0 | 0 | 0 | 0 | 0 | 0 | 0 | 0 | 0 | 0 | 0 | 0 | 0 | 0 | 0 | 0 | 0 | 0 | 0 | 0 | 0 | 0 | 0 | 0
VIC | V2 | Murray River | Wind | 0 | 0 | 0 | 0 | 0 | 0 | 0 | 0 | 0 | 0 | 0 | 0 | 0 | 0 | 0 | 0 | 0 | 0 | 0 | 0 | 0 | 0 | 0 | 0 | 0 | 0 | 0
VIC | V3 | Western Victoria | Wind | 1934.5 | 1934.5002 | 1934.5002 | 1934.5004 | 2197.49 | 2592.1939 | 2634.5012 | 2634.5016 | 2634.5016 | 2634.5016 | 2582.002 | 2390.002 | 2390.002 | 2390.002 | 2598.5319 | 2598.5319 | 2598.5319 | 2598.5319 | 2598.5319 | 2790.6145 | 2711.0751 | 2399.0751 | 2495.6286 | 3685.7722 | 3502.2377 | 3547.0501 | 3467.4875
VIC | V4 | South West Victoria | Wind | 2023.21 | 2407.0433 | 2407.0433 | 2809.3311 | 2809.3311 | 2809.3311 | 2884.6626 | 2995.1401 | 2995.1401 | 2995.1402 | 5031.1475 | 5031.1475 | 5031.1475 | 5031.1475 | 5398.51 | 4978.51 | 4978.51 | 4856.26 | 4856.26 | 4836.76 | 4644.16 | 4644.16 | 3780.6 | 3780.6 | 3780.6 | 3780.6 | 3780.6
VIC | V5 | Gippsland | Wind | 0 | 500.0004 | 500.0004 | 500.0023 | 500.0023 | 500.0024 | 1104.7878 | 1999.9999 | 1999.9999 | 2000 | 2000 | 2000 | 2000 | 2000 | 2000 | 2000 | 2000 | 2000 | 2000 | 2000 | 2000 | 2000 | 2000 | 2000 | 2000 | 2000 | 2000
VIC | V6 | Central North VIC | Wind | 0 | 0.00059003 | 0.00059012 | 0.0010246 | 0.0010271 | 0.0012412 | 0.0012469 | 325.0877 | 325.0877 | 400.0013 | 400.0013 | 400.0013 | 400.0013 | 400.0013 | 400.0014 | 400.0034 | 567.1826 | 614.0304 | 614.0304 | 805.4302 | 805.4302 | 865.1655 | 1390.8795 | 1600 | 1600 | 1600 | 1600
SA | S1 | South East SA | Wind | 324.5 | 759.0207 | 759.0207 | 1063.1078 | 1063.1078 | 1063.1078 | 1124.5006 | 1078.5688 | 1078.5688 | 1078.5688 | 1181.0216 | 1181.0216 | 1100.5216 | 1107.0122 | 1111.3438 | 1106.5689 | 1106.5689 | 1085.921 | 1085.921 | 1292.0911 | 1325.8715 | 1325.8715 | 1325.8715 | 1325.8715 | 1380.3315 | 1380.3315 | 1396.213
SA | S2 | Riverland | Wind | 0 | 0.00040943 | 0.00040955 | 0.00052224 | 0.00052464 | 0.0005381 | 0.00061395 | 0.00086036 | 0.00086544 | 0.00098986 | 0.0011863 | 0.0011899 | 0.0012071 | 0.0012193 | 0.0012329 | 0.0014383 | 0.0014479 | 0.0014645 | 0.0014664 | 0.0019062 | 0.0019126 | 0.0021396 | 0.0021777 | 0.002245 | 0.0028425 | 0.0029375 | 0.002941
SA | S3 | Mid-North SA | Wind | 1343.1 | 1343.1013 | 1343.1013 | 1343.106 | 1343.106 | 2135.9592 | 2217.6332 | 2217.6343 | 2217.6343 | 2302.5042 | 2203.8042 | 2203.8042 | 2132.4042 | 2105.8143 | 2188.203 | 2188.2185 | 2264.723 | 2305.4518 | 2305.4518 | 2732.2152 | 2518.3152 | 2518.3152 | 2387.5152 | 2387.5153 | 2681.2962 | 3069.9912 | 3596.7202
SA | S4 | Yorke Peninsula | Wind | 90.75 | 90.7519 | 90.7519 | 104.7038 | 104.7039 | 104.7039 | 105.3402 | 108.7416 | 108.7416 | 108.7416 | 108.7416 | 108.7416 | 108.7416 | 108.7417 | 108.7417 | 108.7417 | 108.7417 | 108.7417 | 108.7417 | 108.7417 | 108.7417 | 108.7481 | 108.7481 | 108.7481 | 108.7481 | 108.7482 | 108.7708
SA | S5 | Northern SA | Wind | 422.4 | 422.4 | 422.4 | 422.4 | 422.4 | 422.4 | 422.4 | 422.4 | 422.4 | 422.4 | 422.4 | 422.4 | 422.4 | 422.4 | 422.4 | 422.4 | 422.4 | 422.4 | 422.4 | 422.4 | 422.4 | 422.4 | 210 | 210 | 210 | 210 | 210
SA | S6 | Leigh Creek | Wind | 0 | 0.00067994 | 0.00068018 | 0.00083776 | 0.00084264 | 0.0022747 | 0.0023807 | 0.0024071 | 0.0024076 | 0.002428 | 0.002429 | 0.002433 | 0.0024344 | 0.0024552 | 600.0068 | 600.0068 | 600.0068 | 600.0068 | 600.0068 | 600.0068 | 600.0068 | 600.0068 | 600.0068 | 2138.4495 | 2399.9993 | 2399.9993 | 2399.9993
SA | S7 | Roxby Downs | Wind | 0 | 0 | 0 | 0 | 0 | 0 | 0 | 0 | 0 | 0 | 0 | 0 | 0 | 0 | 0 | 0 | 0 | 0 | 0 | 0 | 0 | 0 | 0 | 0 | 0 | 0 | 0
SA | S8 | Eastern Eyre Peninsula | Wind | 136 | 136.0008 | 136.0008 | 136.002 | 136.002 | 136.002 | 136.002 | 214.5724 | 214.5724 | 294.1389 | 294.139 | 294.139 | 224.1502 | 224.1502 | 224.1502 | 224.1502 | 224.1502 | 224.1502 | 224.1502 | 224.1503 | 224.1503 | 460.7907 | 460.7907 | 460.7907 | 460.7908 | 460.7908 | 460.7908
SA | S9 | Western Eyre Peninsula | Wind | 0 | 0.000675 | 0.00067523 | 0.0013559 | 0.001374 | 0.0013932 | 0.0014025 | 0.0032089 | 0.0032112 | 0.0072801 | 0.0073234 | 0.0073302 | 0.0090943 | 0.0091048 | 0.0091148 | 0.0091175 | 0.0091196 | 0.021654 | 0.021656 | 0.021675 | 0.021685 | 0.047685 | 0.047691 | 0.047704 | 0.047711 | 0.047716 | 0.04772
TAS | T1 | North East Tasmania | Wind | 168 | 224.4871 | 224.4871 | 224.4871 | 224.4871 | 224.4871 | 224.4871 | 224.4871 | 282.1056 | 282.8445 | 282.8445 | 282.8446 | 282.8446 | 282.8446 | 282.8446 | 282.8446 | 282.8446 | 282.8446 | 282.8446 | 282.8446 | 282.8446 | 282.8446 | 282.8446 | 282.8446 | 282.8446 | 282.8446 | 282.8446
TAS | T2 | North West Tasmania | Wind | 251.6 | 251.6021 | 251.6021 | 251.6022 | 251.6023 | 313.6219 | 313.622 | 313.6228 | 1361.1911 | 1361.1911 | 1361.1911 | 1361.1911 | 1361.1911 | 1361.1911 | 1361.1911 | 1361.1911 | 1361.1911 | 1361.1911 | 1361.1911 | 1361.1911 | 1361.1911 | 1361.1911 | 1361.1911 | 1361.1912 | 1361.1912 | 1361.1912 | 1361.1912
TAS | T3 | Central Highlands | Wind | 144 | 665.2538 | 665.2538 | 679.0907 | 832.5022 | 832.965 | 1294.6745 | 1302.4159 | 1326.0773 | 1326.0773 | 1326.0773 | 1326.0773 | 1326.0773 | 1326.0773 | 1326.0774 | 1326.0774 | 1326.0774 | 1326.0774 | 1326.0774 | 1326.0774 | 1326.0774 | 1182.0774 | 1182.0775 | 1182.0775 | 1182.0775 | 1182.0775 | 1182.0775
Region | REZ | REZ Name | Technology | 2023-24 | 2024-25 | 2025-26 | 2026-27 | 2027-28 | 2028-29 | 2029-30 | 2030-31 | 2031-32 | 2032-33 | 2033-34 | 2034-35 | 2035-36 | 2036-37 | 2037-38 | 2038-39 | 2039-40 | 2040-41 | 2041-42 | 2042-43 | 2043-44 | 2044-45 | 2045-46 | 2046-47 | 2047-48 | 2048-49 | 2049-50
NSW | O1 | Hunter Coast | Offshore Wind | 0 | 0 | 0 | 0 | 0 | 0 | 0 | 0 | 0 | 0 | 0 | 0 | 0 | 0 | 0 | 0 | 0.00011605 | 0.00012155 | 0.00012537 | 0.00019841 | 0.00020018 | 0.00020047 | 0.00020153 | 0.00025004 | 0.00025026 | 0.00030105 | 0.00030123
NSW | O2 | Illawarra Coast | Offshore Wind | 0 | 0 | 0 | 0 | 0 | 0 | 0 | 0 | 0 | 0 | 0 | 0 | 0 | 0 | 0 | 0 | 0.00012382 | 0.00013362 | 0.00013374 | 0.00018579 | 0.00018663 | 0.00018677 | 0.00018722 | 0.00025292 | 0.00025341 | 0.00038497 | 0.00038623
VIC | O3 | Gippsland Coast | Offshore Wind | 0 | 0 | 0 | 0 | 0 | 0 | 0 | 0 | 0 | 0 | 0 | 0 | 0 | 0 | 0 | 0.0001036 | 0.00011254 | 0.00014759 | 0.00014899 | 0.00027381 | 0.00028204 | 0.00028293 | 0.0003075 | 0.00043291 | 0.00073043 | 0.00073176 | 0.0012362
TAS | O4 | North West Tasmania Coast | Offshore Wind | 0 | 0 | 0 | 0 | 0 | 0 | 0 | 0 | 0 | 0 | 0 | 0 | 0 | 0 | 0 | 0 | 0 | 0.0001261 | 0.00012645 | 0.00012757 | 0.00012808 | 0.00012867 | 0.00012906 | 0.00012936 | 0.00013464 | 0.00015089 | 0.00015791
VIC | O5 | Portland Coast | Offshore Wind | 0 | 0 | 0 | 0 | 0 | 0 | 0 | 0 | 0 | 0 | 0 | 0 | 0 | 0 | 0 | 0 | 0.00011301 | 0.00012781 | 0.0001281 | 0.00017539 | 0.00022505 | 0.00022525 | 0.00039402 | 0.00039906 | 0.0019356 | 0.0019466 | 0.001963
SA | O6 | South East SA Coast | Offshore Wind | 0 | 0 | 0 | 0 | 0 | 0 | 0 | 0 | 0 | 0 | 0 | 0 | 0 | 0 | 0 | 0 | 0 | 0.00011055 | 0.00011083 | 0.00011587 | 0.00012826 | 0.00012855 | 0.00013761 | 0.00014394 | 0.00016772 | 0.00018667 | 0.0001905

## O5 no comp_VOM Cost
VOM cost by technology ($000s) - O5 no comp, Step Change Scenario
VOM | Real June 2021 dollars discounted to 1 July 2021
Explicitly modelled generation
Region | Technology | 2023-24 | 2024-25 | 2025-26 | 2026-27 | 2027-28 | 2028-29 | 2029-30 | 2030-31 | 2031-32 | 2032-33 | 2033-34 | 2034-35 | 2035-36 | 2036-37 | 2037-38 | 2038-39 | 2039-40 | 2040-41 | 2041-42 | 2042-43 | 2043-44 | 2044-45 | 2045-46 | 2046-47 | 2047-48 | 2048-49 | 2049-50
NEM | Black Coal | 331351.0763 | 274920.5371 | 254554.3141 | 223966.4656 | 168467.1346 | 133617.4939 | 114535.6494 | 82913.8255 | 75717.9947 | 63846.222 | 38429.2715 | 36371.01 | 30142.2625 | 27762.026 | 27751.5743 | 24886.3454 | 6859.2005 | 2583.8925 | 2387.314 | 0 | 0 | 0 | 0 | 0 | 0 | 0 | 0
NEM | Brown Coal | 106904.576 | 88678.211 | 78545.8825 | 58373.565 | 55683.011 | 44114.4605 | 26591.333 | 16430.47 | 12384.271 | 0 | 0 | 0 | 0 | 0 | 0 | 0 | 0 | 0 | 0 | 0 | 0 | 0 | 0 | 0 | 0 | 0 | 0
NEM | CCGT | 14272.6941 | 10330.9426 | 19163.343 | 23003.1096 | 22314.1682 | 24701.7531 | 27096.6638 | 30355.1148 | 25423.703 | 23472.1502 | 29894.6402 | 32365.3746 | 23027.0374 | 19733.1109 | 14525.8322 | 15332.6031 | 13324.6296 | 10757.2189 | 8560.7746 | 9496.2218 | 7084.0507 | 5356.1785 | 2767.483 | 1941.8735 | 1811.355 | 1695.1728 | 1640.4075
NEM | Gas - Steam | 238.9453 | 219.0036 | 653.5714 | 296.0549 | 186.5212 | 375.5959 | 297.1966 | 1478.0648 | 238.3429 | 490.4164 | 419.2022 | 718.4311 | 378.4574 | 554.0676 | 543.0754 | 576.0956 | 0 | 0 | 0 | 0 | 0 | 0 | 0 | 0 | 0 | 0 | 0
NEM | OCGT / Diesel | 1874.4129 | 1532.5952 | 3105.5674 | 3169.7501 | 2180.2257 | 3053.5988 | 2408.0945 | 9110.3211 | 4110.6812 | 6387.1122 | 10456.2526 | 17072.4414 | 9767.4448 | 11904.6448 | 9142.7871 | 7695.4846 | 18378.871 | 14700.2232 | 7611.8543 | 9693.5423 | 14288.7171 | 6954.3859 | 8859.5079 | 8912.1616 | 4069.5967 | 6229.625 | 5481.5033
NEM | Hydro | 115831.621 | 99844.8531 | 96570.5473 | 88499.0418 | 70743.7803 | 82735.6177 | 84449.5817 | 77926.5988 | 69801.833 | 63482.6361 | 65525.0853 | 63158.4339 | 54824.8605 | 47994.1165 | 53605.5976 | 46342.2978 | 40628.2858 | 37199.0082 | 34007.8401 | 36175.8794 | 34268.0091 | 30395.7899 | 27350.5373 | 33939.5621 | 30462.4343 | 28782.0778 | 26336.9183
NEM | Hydrogen Turbine | 0 | 0 | 0 | 0 | 0 | 0 | 0 | 0 | 0 | 0 | 0 | 0 | 0 | 0 | 0 | 0 | 0 | 0 | 0 | 0 | 0 | 0 | 0 | 0 | 0 | 0 | 0
NEM | Wind | 2522.2266 | 3882.2694 | 3771.2729 | 4215.3541 | 5296.512 | 5953.3154 | 5919.9162 | 6020.0588 | 6197.2823 | 6145.7969 | 6264.9233 | 5856.0112 | 5926.9304 | 5858.0742 | 5871.1695 | 5501.8097 | 5112.1183 | 4857.7062 | 4564.2187 | 4560.8254 | 4351.8787 | 4175.4121 | 4019.7398 | 4315.643 | 4212.816 | 4004.6997 | 3811.6853
NEM | Solar PV | 1830.0164 | 1600.2713 | 1738.475 | 1734.6375 | 1629.5987 | 1504.2551 | 1631.1971 | 1877.2754 | 1848.4367 | 2124.4999 | 2156.5336 | 2203.888 | 2156.5762 | 2084.9324 | 2148.2731 | 2245.3533 | 2874.3833 | 2993.354 | 3244.4564 | 3553.5013 | 3521.1252 | 3335.4248 | 3285.0196 | 2939.2276 | 2832.7911 | 2968.2431 | 2882.5626
NEM | Grid Battery | 36.7028 | 34.446 | 117.8563 | 190.3426 | 393.0248 | 707.0175 | 696.0219 | 808.5198 | 750.5542 | 1321.4516 | 1214.432 | 1107.9174 | 1203.888 | 1149.2992 | 1074.2004 | 1034.4344 | 1504.8088 | 1538.0453 | 2081.8258 | 2253.7567 | 2161.2291 | 2180.502 | 2114.0413 | 1701.5956 | 1546.9532 | 1668.6676 | 1521.8466
NEM | Pumped Hydro | 3583.6058 | 5586.7046 | 5292.6748 | 8805.7137 | 10919.5059 | 16337.5362 | 17162.6623 | 22175.4834 | 21647.2633 | 19446.8524 | 20558.4359 | 19602.5245 | 19465.4298 | 19504.8434 | 16937.2675 | 15095.7347 | 13320.4198 | 9464.9985 | 10147.1349 | 9857.029 | 8230.6964 | 6970.7759 | 6641.5291 | 8222.0744 | 5998.9636 | 5481.8578 | 4086.9605
NEM | VPP | 19.3705 | 36.615 | 61.7692 | 85.3821 | 109.2076 | 127.1825 | 160.1963 | 184.1701 | 200.6073 | 222.6031 | 248.447 | 264.4314 | 292.278 | 314.0949 | 313.5318 | 321.6897 | 332.3543 | 320.2329 | 329.7963 | 319.7695 | 306.3532 | 310.9167 | 315.2687 | 292.5715 | 284.3564 | 286.6231 | 273.7064
Total excluding storage |  | 578465.2477 | 486666.4489 | 463575.274 | 412339.417 | 337922.6901 | 313227.8266 | 280948.5128 | 249279.9025 | 218320.9697 | 186939.7407 | 175167.2238 | 178720.4636 | 147185.1648 | 136859.21 | 131913.309 | 119031.8484 | 102335.0713 | 84414.6797 | 72935.2151 | 75910.5253 | 74212.0596 | 59679.3858 | 55353.1266 | 62264.7093 | 51219.2664 | 51116.9669 | 46035.5906
Region | Technology | 2023-24 | 2024-25 | 2025-26 | 2026-27 | 2027-28 | 2028-29 | 2029-30 | 2030-31 | 2031-32 | 2032-33 | 2033-34 | 2034-35 | 2035-36 | 2036-37 | 2037-38 | 2038-39 | 2039-40 | 2040-41 | 2041-42 | 2042-43 | 2043-44 | 2044-45 | 2045-46 | 2046-47 | 2047-48 | 2048-49 | 2049-50
NSW1 | Black Coal | 166024.461 | 131187.0755 | 114395.2534 | 102627.305 | 67133.578 | 58253.112 | 46067.843 | 37555.2425 | 34861.695 | 33476.7385 | 17175.0905 | 16724.554 | 13883.2115 | 11717.4925 | 12367.709 | 11696.0845 | 0 | 0 | 0 | 0 | 0 | 0 | 0 | 0 | 0 | 0 | 0
NSW1 | Brown Coal | 0 | 0 | 0 | 0 | 0 | 0 | 0 | 0 | 0 | 0 | 0 | 0 | 0 | 0 | 0 | 0 | 0 | 0 | 0 | 0 | 0 | 0 | 0 | 0 | 0 | 0 | 0
NSW1 | CCGT | 91.8164 | 40.3128 | 1856.6688 | 3871.325 | 4155.9122 | 3381.143 | 5354.6195 | 5160.4655 | 4448.646 | 3818.5948 | 5517.882 | 6174.6625 | 3764.1465 | 3710.496 | 3803.8895 | 4282.0615 | 4087.4248 | 3042.2162 | 2472.1448 | 2836.3982 | 0 | 0 | 0 | 0 | 0 | 0 | 0
NSW1 | Gas - Steam | 0 | 0 | 0 | 0 | 0 | 0 | 0 | 0 | 0 | 0 | 0 | 0 | 0 | 0 | 0 | 0 | 0 | 0 | 0 | 0 | 0 | 0 | 0 | 0 | 0 | 0 | 0
NSW1 | OCGT / Diesel | 65.8395 | 31.3247 | 167.4659 | 183.779 | 112.6508 | 15.8251 | 0.28744 | 353.4562 | 66.8815 | 373.5452 | 458.8103 | 1995.9893 | 1055.8169 | 1496.1583 | 846.5299 | 848.3849 | 3759.9501 | 3670.0754 | 1934.477 | 2021.1936 | 3529.7443 | 1406.3948 | 2020.9733 | 1567.3524 | 1239.9531 | 1293.3969 | 1506.633
NSW1 | Hydro | 13510.5589 | 17872.5613 | 17674.8482 | 16894.6181 | 13348.9018 | 18145.8851 | 14579.3325 | 14022.4149 | 12554.4392 | 10655.0932 | 12339.994 | 12185.1581 | 10666.7268 | 8928.5913 | 11786.9292 | 9385.6879 | 7873.6812 | 7193.5194 | 6217.2817 | 6858.636 | 6666.1292 | 5741.3541 | 4642.2542 | 6825.7491 | 6363.0683 | 5955.9816 | 5470.6752
NSW1 | Hydrogen Turbine | 0 | 0 | 0 | 0 | 0 | 0 | 0 | 0 | 0 | 0 | 0 | 0 | 0 | 0 | 0 | 0 | 0 | 0 | 0 | 0 | 0 | 0 | 0 | 0 | 0 | 0 | 0
NSW1 | Wind | 523.8357 | 1146.1108 | 1104.8111 | 1292.6984 | 1956.1967 | 2047.7129 | 1889.995 | 1785.0497 | 1680.9925 | 1816.1204 | 1761.8035 | 1676.8999 | 1876.4811 | 1852.9227 | 1846.0005 | 1647.139 | 1553.2378 | 1379.1614 | 1371.8885 | 1382.6961 | 1370.8998 | 1346.2613 | 1299.4414 | 1355.603 | 1335.4284 | 1234.2601 | 1113.3262
NSW1 | Solar PV | 772.2851 | 687.6461 | 812.1574 | 849.8162 | 813.3802 | 772.2667 | 887.1184 | 1081.4827 | 1015.4156 | 1066.1696 | 1074.8194 | 998.4105 | 1006.4169 | 984.8846 | 960.9392 | 975.6817 | 1175.4059 | 1158.1879 | 1214.5993 | 1158.4638 | 1080.035 | 1077.3509 | 1043.7951 | 976.5783 | 905.5448 | 948.9517 | 933.2793
NSW1 | Grid Battery | 1.8099 | 2.0841 | 85.5484 | 160.0906 | 364.7925 | 421.799 | 425.9837 | 435.2621 | 391.1026 | 563.3912 | 499.2374 | 440.9371 | 453.8676 | 423.5165 | 378.0874 | 356.048 | 587.455 | 530.8029 | 635.4402 | 575.8485 | 522.2533 | 582.4365 | 521.5673 | 447.8801 | 359.6009 | 424.2578 | 397.1931
NSW1 | Pumped Hydro | 732.1178 | 1378.8184 | 1323.9246 | 3686.1731 | 5895.3523 | 13711.1483 | 14140.1826 | 18339.5573 | 18128.7557 | 16530.1641 | 17619.4504 | 16934.2723 | 16601.6214 | 16874.1203 | 15266.4939 | 13137.8423 | 11444.3408 | 7876.0794 | 8644.6212 | 8403.2893 | 6940.4436 | 5759.7833 | 5646.5682 | 7406.7262 | 5291.561 | 4736.603 | 3443.8324
NSW1 | VPP | 5.0863 | 11.0651 | 19.4415 | 27.0236 | 34.4589 | 40.253 | 50.9329 | 60.135 | 66.6531 | 76.1967 | 86.243 | 92.3352 | 103.1969 | 109.4576 | 110.3089 | 112.8589 | 117.1993 | 112.7004 | 115.3749 | 111.7981 | 105.4475 | 109.1715 | 108.5708 | 101.3327 | 97.6624 | 100.4668 | 97.7606
Total excluding storage |  | 181727.8106 | 152356.9989 | 137440.1192 | 129592.829 | 93815.2234 | 96789.1451 | 83396.2951 | 78793.066 | 73214.5812 | 68376.0136 | 56533.3304 | 57223.2188 | 49411.4857 | 46097.6398 | 47366.8874 | 42441.7888 | 30598.6949 | 24962.7429 | 22605.8275 | 23348.3236 | 20214.9527 | 16022.7524 | 15283.1702 | 18681.2219 | 15592.8189 | 14693.9178 | 12962.6997
Region | Technology | 2023-24 | 2024-25 | 2025-26 | 2026-27 | 2027-28 | 2028-29 | 2029-30 | 2030-31 | 2031-32 | 2032-33 | 2033-34 | 2034-35 | 2035-36 | 2036-37 | 2037-38 | 2038-39 | 2039-40 | 2040-41 | 2041-42 | 2042-43 | 2043-44 | 2044-45 | 2045-46 | 2046-47 | 2047-48 | 2048-49 | 2049-50
QLD1 | Black Coal | 165326.6153 | 143733.4616 | 140159.0607 | 121339.1606 | 101333.5566 | 75364.3819 | 68467.8064 | 45358.583 | 40856.2997 | 30369.4835 | 21254.181 | 19646.456 | 16259.051 | 16044.5335 | 15383.8653 | 13190.2609 | 6859.2005 | 2583.8925 | 2387.314 | 0 | 0 | 0 | 0 | 0 | 0 | 0 | 0
QLD1 | Brown Coal | 0 | 0 | 0 | 0 | 0 | 0 | 0 | 0 | 0 | 0 | 0 | 0 | 0 | 0 | 0 | 0 | 0 | 0 | 0 | 0 | 0 | 0 | 0 | 0 | 0 | 0 | 0
QLD1 | CCGT | 6917.7505 | 5488.0604 | 10263.7337 | 14657.0931 | 14468.6819 | 15989.8931 | 16904.3218 | 18861.2718 | 17231.573 | 15470.5074 | 19896.2657 | 20577.3651 | 15995.5014 | 12274.6759 | 10721.9427 | 11050.5416 | 9237.2048 | 7715.0027 | 6088.6298 | 6659.8236 | 7084.0507 | 5356.1785 | 2767.483 | 1941.8735 | 1811.355 | 1695.1728 | 1640.4075
QLD1 | Gas - Steam | 0 | 0 | 0 | 0 | 0 | 0 | 0 | 0 | 0 | 0 | 0 | 0 | 0 | 0 | 0 | 0 | 0 | 0 | 0 | 0 | 0 | 0 | 0 | 0 | 0 | 0 | 0
QLD1 | OCGT / Diesel | 23.5798 | 0.003559 | 23.3669 | 153.4736 | 194.3609 | 126.0207 | 34.7398 | 2596.6821 | 2024.7514 | 2010.4034 | 5752.1671 | 6488.6969 | 4587.1193 | 6058.6177 | 2516.3557 | 1573.4569 | 4774.6887 | 3690.1669 | 1586.1164 | 2828.8485 | 3183.5178 | 1939.7554 | 2794.7004 | 2699.7158 | 920.0092 | 2209.0298 | 1492.5279
QLD1 | Hydro | 4790.0745 | 4543.7848 | 4413.276 | 4012.6201 | 3877.3656 | 3737.1194 | 3508.3612 | 3297.573 | 3114.9896 | 2956.6234 | 2781.3 | 2610.8006 | 2453.5319 | 2337.2478 | 675.8326 | 606.6067 | 461.9072 | 408.6919 | 382.0161 | 0 | 0 | 0 | 0 | 0 | 0 | 0 | 0
QLD1 | Hydrogen Turbine | 0 | 0 | 0 | 0 | 0 | 0 | 0 | 0 | 0 | 0 | 0 | 0 | 0 | 0 | 0 | 0 | 0 | 0 | 0 | 0 | 0 | 0 | 0 | 0 | 0 | 0 | 0
QLD1 | Wind | 353.4356 | 645.6824 | 647.0385 | 740.7206 | 1012.2445 | 1580.3503 | 1488.6221 | 1704.806 | 1589.1668 | 1700.8457 | 1701.1307 | 1611.0388 | 1504.2944 | 1519.2447 | 1684.2616 | 1575.2116 | 1478.5823 | 1336.7532 | 1319.0273 | 1299.8993 | 1281.2368 | 1147.2026 | 1146.8622 | 1379.1497 | 1305.34 | 1323.6151 | 1196.8886
QLD1 | Solar PV | 751.5924 | 663.9193 | 687.3116 | 658.5936 | 604.6995 | 533.3004 | 559.5992 | 626.4438 | 662.2984 | 755.8263 | 808.5 | 857.5906 | 814.6198 | 759.8317 | 771.8836 | 870.5214 | 1265.7634 | 1326.3326 | 1342.3229 | 1745.2486 | 1608.02 | 1455.6163 | 1396.9393 | 1265.5462 | 1259.2641 | 1327.595 | 1318.4511
QLD1 | Grid Battery | 4.6925 | 4.4294 | 4.2809 | 4.1109 | 3.8969 | 262.8982 | 249.1498 | 313.8966 | 303.5311 | 533.8531 | 519.958 | 489.9035 | 466.2921 | 453.069 | 373.2701 | 371.9052 | 607.5739 | 587.0522 | 779.8517 | 1120.6627 | 1003.1056 | 928.6048 | 899.4214 | 716.6501 | 706.9356 | 754.1164 | 710.7978
QLD1 | Pumped Hydro | 2851.488 | 4207.8862 | 3968.7494 | 5119.5394 | 5024.1524 | 2626.3868 | 3022.4782 | 3830.5343 | 3511.854 | 2805.1958 | 2829.9167 | 2574.1263 | 2747.0504 | 2518.6251 | 1544.5991 | 1841.1075 | 1753.0044 | 1476.6007 | 1402.827 | 1362.8723 | 1203.953 | 1119.6777 | 905.1799 | 736.6849 | 633.5911 | 665.998 | 571.4706
QLD1 | VPP | 4.491 | 9.015 | 15.1807 | 22.4806 | 28.7912 | 34.994 | 45.8455 | 54.5852 | 60.2928 | 66.8667 | 75.7664 | 82.225 | 88.149 | 95.1213 | 93.0366 | 97.074 | 99.6631 | 99.0994 | 98.5662 | 99.1555 | 97.3382 | 94.282 | 94.9719 | 90.6532 | 88.4185 | 85.8716 | 84.4598
Total excluding storage |  | 181023.7196 | 159296.2427 | 160181.9984 | 146707.7924 | 126547.7495 | 100255.3447 | 94280.924 | 76644.3759 | 69354.7568 | 56669.6053 | 55619.1856 | 54938.2029 | 44915.6093 | 42060.9666 | 33765.0473 | 31176.6857 | 26537.5884 | 19223.5921 | 15386.6714 | 15116.5105 | 15461.2221 | 12041.3173 | 10005.558 | 8830.2734 | 6724.9136 | 8061.3986 | 7015.0034
Region | Technology | 2023-24 | 2024-25 | 2025-26 | 2026-27 | 2027-28 | 2028-29 | 2029-30 | 2030-31 | 2031-32 | 2032-33 | 2033-34 | 2034-35 | 2035-36 | 2036-37 | 2037-38 | 2038-39 | 2039-40 | 2040-41 | 2041-42 | 2042-43 | 2043-44 | 2044-45 | 2045-46 | 2046-47 | 2047-48 | 2048-49 | 2049-50
VIC1 | Black Coal | 0 | 0 | 0 | 0 | 0 | 0 | 0 | 0 | 0 | 0 | 0 | 0 | 0 | 0 | 0 | 0 | 0 | 0 | 0 | 0 | 0 | 0 | 0 | 0 | 0 | 0 | 0
VIC1 | Brown Coal | 106904.576 | 88678.211 | 78545.8825 | 58373.565 | 55683.011 | 44114.4605 | 26591.333 | 16430.47 | 12384.271 | 0 | 0 | 0 | 0 | 0 | 0 | 0 | 0 | 0 | 0 | 0 | 0 | 0 | 0 | 0 | 0 | 0 | 0
VIC1 | CCGT | 0 | 0 | 0 | 0 | 0 | 0 | 0 | 0 | 0 | 0 | 0 | 0 | 0 | 0 | 0 | 0 | 0 | 0 | 0 | 0 | 0 | 0 | 0 | 0 | 0 | 0 | 0
VIC1 | Gas - Steam | 35.9229 | 36.9441 | 135.6462 | 296.0549 | 186.5212 | 375.5959 | 297.1966 | 1478.0648 | 238.3429 | 490.4164 | 419.2022 | 718.4311 | 378.4574 | 554.0676 | 543.0754 | 576.0956 | 0 | 0 | 0 | 0 | 0 | 0 | 0 | 0 | 0 | 0 | 0
VIC1 | OCGT / Diesel | 222.6925 | 143.8218 | 340.5941 | 1191.718 | 651.4671 | 1061.0252 | 669.7589 | 2860.7528 | 379.4347 | 1929.9797 | 1564.9121 | 4499.7189 | 2081.6249 | 2105.4197 | 3191.6136 | 2623.9093 | 6249.8412 | 5005.2468 | 2604.5027 | 3020.4332 | 5371.1008 | 3191.1412 | 3702.365 | 4446.876 | 1798.4897 | 2504.2867 | 2266.4746
VIC1 | Hydro | 18152.0127 | 20864.9236 | 20378.2953 | 18315.1384 | 14482.6528 | 20651.1776 | 16312.4729 | 13344.7151 | 12632.8723 | 10902.0065 | 12715.8951 | 12382.7963 | 11191.6602 | 8850.9043 | 12708.3924 | 10058.7085 | 8247.7975 | 7789.0495 | 6742.9822 | 7851.7084 | 7675.5769 | 6914.1665 | 5478.197 | 7831.8427 | 7425.6031 | 7036.9145 | 6638.325
VIC1 | Hydrogen Turbine | 0 | 0 | 0 | 0 | 0 | 0 | 0 | 0 | 0 | 0 | 0 | 0 | 0 | 0 | 0 | 0 | 0 | 0 | 0 | 0 | 0 | 0 | 0 | 0 | 0 | 0 | 0
VIC1 | Wind | 890.5112 | 1063.3593 | 1038.9102 | 1111.9232 | 1258.2575 | 1188.6032 | 1315.136 | 1398.3975 | 1506.6412 | 1297.0509 | 1561.7889 | 1428.2604 | 1411.2007 | 1383.3212 | 1264.1866 | 1254.5278 | 1142.9604 | 1190.1973 | 1011.5716 | 1016.6114 | 919.0327 | 889.6281 | 832.8204 | 802.7431 | 801.2911 | 719.4537 | 750.6919
VIC1 | Solar PV | 192.9005 | 156.6089 | 149.4494 | 143.8785 | 132.8773 | 125.1431 | 117.3038 | 108.8113 | 113.9818 | 197.9968 | 179.3722 | 200.8087 | 195.059 | 196.6101 | 226.9984 | 218.6835 | 264.9745 | 237.63 | 339.3932 | 330.9029 | 417.1462 | 419.155 | 434.365 | 363.1479 | 363.0546 | 375.6938 | 342.2234
VIC1 | Grid Battery | 14.0463 | 12.3466 | 13.7272 | 12.8077 | 11.6948 | 10.5741 | 9.8885 | 49.3266 | 46.4969 | 77.2807 | 63.6688 | 57.5497 | 122.6984 | 115.6844 | 139.5476 | 133.3697 | 147.5916 | 192.1192 | 320.4458 | 277.4891 | 267.3366 | 319.833 | 318.7781 | 260.1131 | 244.5768 | 246.6753 | 214.6884
VIC1 | Pumped Hydro | 0 | 0 | 0.00023885 | 0.00050912 | 0.00049627 | 0.00045811 | 0.00044023 | 0.00066366 | 0.00061892 | 0.00057353 | 0.00054066 | 0.0005027 | 0.00060785 | 0.000561 | 0.0012007 | 0.0011493 | 0.0011674 | 0.0011431 | 0.0011521 | 0.0010467 | 0.00099412 | 5.4055 | 5.6064 | 4.8067 | 4.5486 | 17.3879 | 16.6765
VIC1 | VPP | 3.5759 | 7.8444 | 16.5169 | 23.6897 | 31.7599 | 36.1903 | 44.1934 | 47.7965 | 49.2079 | 52.3324 | 55.9453 | 58.5974 | 67.0865 | 72.5924 | 73.6742 | 74.8998 | 78.04 | 72.9231 | 78.5953 | 73.3784 | 67.9707 | 72.5077 | 74.5169 | 68.0166 | 67.3934 | 68.307 | 62.3495
Total excluding storage |  | 126416.238 | 110964.0598 | 100619.0221 | 79468.7759 | 72438.2422 | 67562.7704 | 45357.2835 | 35718.3353 | 27351.2493 | 14947.0641 | 16560.7852 | 19346.163 | 15447.7877 | 13278.6003 | 18147.4893 | 14940.1952 | 16131.2064 | 14487.1672 | 11097.4919 | 12570.5245 | 14718.1649 | 11811.8371 | 10846.6488 | 13777.5463 | 10704.9572 | 10968.7189 | 10291.4293
Region | Technology | 2023-24 | 2024-25 | 2025-26 | 2026-27 | 2027-28 | 2028-29 | 2029-30 | 2030-31 | 2031-32 | 2032-33 | 2033-34 | 2034-35 | 2035-36 | 2036-37 | 2037-38 | 2038-39 | 2039-40 | 2040-41 | 2041-42 | 2042-43 | 2043-44 | 2044-45 | 2045-46 | 2046-47 | 2047-48 | 2048-49 | 2049-50
SA1 | Black Coal | 0 | 0 | 0 | 0 | 0 | 0 | 0 | 0 | 0 | 0 | 0 | 0 | 0 | 0 | 0 | 0 | 0 | 0 | 0 | 0 | 0 | 0 | 0 | 0 | 0 | 0 | 0
SA1 | Brown Coal | 0 | 0 | 0 | 0 | 0 | 0 | 0 | 0 | 0 | 0 | 0 | 0 | 0 | 0 | 0 | 0 | 0 | 0 | 0 | 0 | 0 | 0 | 0 | 0 | 0 | 0 | 0
SA1 | CCGT | 7263.1272 | 4802.5695 | 7042.9405 | 4474.6915 | 3689.5742 | 5330.717 | 4837.7225 | 6333.3775 | 3743.484 | 4183.048 | 4480.4925 | 5613.347 | 3267.3895 | 3747.939 | 0 | 0 | 0 | 0 | 0 | 0 | 0 | 0 | 0 | 0 | 0 | 0 | 0
SA1 | Gas - Steam | 203.0224 | 182.0595 | 517.9252 | 0 | 0 | 0 | 0 | 0 | 0 | 0 | 0 | 0 | 0 | 0 | 0 | 0 | 0 | 0 | 0 | 0 | 0 | 0 | 0 | 0 | 0 | 0 | 0
SA1 | OCGT / Diesel | 1562.3 | 1357.4437 | 2574.1392 | 1639.2812 | 1221.7455 | 1850.7264 | 1693.9052 | 3265.1247 | 1629.0322 | 2022.1279 | 2666.9995 | 3999.8891 | 1980.3924 | 2185.8176 | 2513.2617 | 2596.3443 | 3355.4481 | 2295.4472 | 1464.1602 | 1785.1342 | 2171.815 | 402.667 | 323.8485 | 177.669 | 99.5252 | 189.0045 | 193.7951
SA1 | Hydro | 0 | 0 | 0 | 0 | 0 | 0 | 0 | 0 | 0 | 0 | 0 | 0 | 0 | 0 | 0 | 0 | 0 | 0 | 0 | 0 | 0 | 0 | 0 | 0 | 0 | 0 | 0
SA1 | Hydrogen Turbine | 0 | 0 | 0 | 0 | 0 | 0 | 0 | 0 | 0 | 0 | 0 | 0 | 0 | 0 | 0 | 0 | 0 | 0 | 0 | 0 | 0 | 0 | 0 | 0 | 0 | 0 | 0
SA1 | Wind | 590.8963 | 655.7171 | 604.0407 | 706.1795 | 657.2195 | 754.1315 | 741.1214 | 680.1513 | 695.7405 | 646.217 | 623.8384 | 536.1956 | 553.6404 | 527.4715 | 551.7899 | 539.4596 | 487.7264 | 486.9661 | 432.3056 | 471.5695 | 397.7863 | 435.7454 | 392.4932 | 458.6359 | 476.6624 | 454.1528 | 470.6239
SA1 | Solar PV | 113.2384 | 92.0969 | 89.5565 | 82.3493 | 78.6416 | 73.5448 | 67.1757 | 60.5375 | 56.7408 | 104.5072 | 93.842 | 147.078 | 140.4804 | 143.6061 | 188.4518 | 180.4666 | 168.2395 | 264.282 | 341.2487 | 311.6065 | 409.5218 | 376.8198 | 403.7673 | 328.9852 | 299.6789 | 310.9637 | 284.1284
SA1 | Grid Battery | 16.154 | 15.5857 | 14.2995 | 13.3332 | 12.6403 | 11.746 | 10.9995 | 10.034 | 9.4231 | 146.9259 | 131.5671 | 119.5266 | 161.0292 | 157.0287 | 183.2947 | 173.1109 | 162.1877 | 228.0702 | 346.0874 | 279.7556 | 368.5328 | 349.6267 | 374.2736 | 276.9515 | 235.8391 | 243.6173 | 199.1663
SA1 | Pumped Hydro | 0 | 0 | 0.00022786 | 0.00031636 | 0.00031067 | 0.00029031 | 0.00028452 | 0.00033862 | 0.00032726 | 0.00030935 | 0.00029424 | 0.00028142 | 0.00032737 | 0.00031091 | 0.00036132 | 0.0003485 | 0.00034367 | 0.00035918 | 0.00039916 | 0.00038516 | 0.00037521 | 0.00043737 | 0.00042103 | 0.0003858 | 0.00037274 | 0.0003548 | 0.00037658
SA1 | VPP | 6.1788 | 8.3577 | 10.1809 | 11.432 | 12.9642 | 14.1546 | 16.7473 | 18.5159 | 20.5383 | 23.1659 | 25.9485 | 26.8762 | 28.9303 | 31.7311 | 31.3719 | 31.7927 | 31.694 | 30.0934 | 31.6155 | 30.0542 | 30.428 | 29.6902 | 31.9277 | 28.0435 | 26.1773 | 27.2489 | 24.7603
Total excluding storage |  | 9754.9172 | 7113.8301 | 10853.0826 | 6927.2668 | 5672.7856 | 8035.0206 | 7367.6719 | 10367.7413 | 6154.9592 | 7125.9921 | 8022.6883 | 10442.9129 | 6131.8625 | 6793.5942 | 3468.1703 | 3521.1745 | 4205.296 | 3304.8593 | 2615.4177 | 2878.1203 | 3378.0842 | 1594.5496 | 1526.3106 | 1270.2855 | 1137.8832 | 1224.9875 | 1172.4744
Region | Technology | 2023-24 | 2024-25 | 2025-26 | 2026-27 | 2027-28 | 2028-29 | 2029-30 | 2030-31 | 2031-32 | 2032-33 | 2033-34 | 2034-35 | 2035-36 | 2036-37 | 2037-38 | 2038-39 | 2039-40 | 2040-41 | 2041-42 | 2042-43 | 2043-44 | 2044-45 | 2045-46 | 2046-47 | 2047-48 | 2048-49 | 2049-50
TAS1 | Black Coal | 0 | 0 | 0 | 0 | 0 | 0 | 0 | 0 | 0 | 0 | 0 | 0 | 0 | 0 | 0 | 0 | 0 | 0 | 0 | 0 | 0 | 0 | 0 | 0 | 0 | 0 | 0
TAS1 | Brown Coal | 0 | 0 | 0 | 0 | 0 | 0 | 0 | 0 | 0 | 0 | 0 | 0 | 0 | 0 | 0 | 0 | 0 | 0 | 0 | 0 | 0 | 0 | 0 | 0 | 0 | 0 | 0
TAS1 | CCGT | 0 | 0 | 0 | 0 | 0 | 0 | 0 | 0 | 0 | 0 | 0 | 0 | 0 | 0 | 0 | 0 | 0 | 0 | 0 | 0 | 0 | 0 | 0 | 0 | 0 | 0 | 0
TAS1 | Gas - Steam | 0 | 0 | 0 | 0 | 0 | 0 | 0 | 0 | 0 | 0 | 0 | 0 | 0 | 0 | 0 | 0 | 0 | 0 | 0 | 0 | 0 | 0 | 0 | 0 | 0 | 0 | 0
TAS1 | OCGT / Diesel | 0.0010754 | 0.0013435 | 0.0013517 | 1.4983 | 0.001332 | 0.0013484 | 9.4031 | 34.3052 | 10.5814 | 51.056 | 13.3637 | 88.1472 | 62.4912 | 58.6315 | 75.0263 | 53.3892 | 238.9428 | 39.2869 | 22.598 | 37.9329 | 32.5393 | 14.4276 | 17.6208 | 20.5483 | 11.6195 | 33.9072 | 22.0727
TAS1 | Hydro | 79378.9749 | 56563.5833 | 54104.1279 | 49276.6652 | 39034.8601 | 40201.4355 | 50049.4151 | 47261.8958 | 41499.5319 | 38968.913 | 37687.8962 | 35979.6789 | 30512.9416 | 27877.3731 | 28434.4435 | 26291.2947 | 24044.8998 | 21807.7475 | 20665.5601 | 21465.535 | 19926.3029 | 17740.2693 | 17230.0861 | 19281.9704 | 16673.7629 | 15789.1816 | 14227.9181
TAS1 | Hydrogen Turbine | 0 | 0 | 0 | 0 | 0 | 0 | 0 | 0 | 0 | 0 | 0 | 0 | 0 | 0 | 0 | 0 | 0 | 0 | 0 | 0 | 0 | 0 | 0 | 0 | 0 | 0 | 0
TAS1 | Wind | 163.5478 | 371.3997 | 376.4724 | 363.8324 | 412.5939 | 382.5176 | 485.0418 | 451.6543 | 724.7414 | 685.5629 | 616.3618 | 603.6165 | 581.3138 | 575.1141 | 524.9309 | 485.4718 | 449.6114 | 464.6282 | 429.4257 | 390.0491 | 382.9231 | 356.5747 | 348.1226 | 319.5112 | 294.094 | 273.2179 | 280.1547
TAS1 | Solar PV | 0 | 4.8941e-05 | 4.5802e-05 | 4.9857e-05 | 4.5335e-05 | 3.6692e-05 | 3.6733e-05 | 4.6441e-05 | 4.0536e-05 | 5.633e-05 | 5.6196e-05 | 7.5984e-05 | 7.1085e-05 | 6.6999e-05 | 6.0082e-05 | 5.9621e-05 | 6.724e-05 | 6.9215 | 6.8923 | 7.2795 | 6.4022 | 6.4827 | 6.1529 | 4.9698 | 5.2488 | 5.0389 | 4.4805
TAS1 | Grid Battery | 0 | 0.000216 | 0.00023902 | 0.00025563 | 0.00029271 | 0.00027904 | 0.00032381 | 0.0005099 | 0.00059941 | 0.0006851 | 0.00067538 | 0.00063109 | 0.00066373 | 0.0006209 | 0.0006572 | 0.00062773 | 0.00064356 | 0.0007875 | 0.00076795 | 0.00072639 | 0.00078952 | 0.00093463 | 0.00087396 | 0.00077766 | 0.00080522 | 0.00082427 | 0.00090351
TAS1 | Pumped Hydro | 0 | 0 | 0.00037714 | 0.00038682 | 0.00044146 | 0.00045629 | 0.0006647 | 5.3908 | 6.6526 | 111.4916 | 109.0681 | 94.1251 | 116.757 | 112.0972 | 126.1729 | 116.7834 | 123.073 | 112.3169 | 99.6852 | 90.866 | 86.2985 | 85.9089 | 84.1742 | 73.8562 | 69.2625 | 61.8686 | 54.9806
TAS1 | VPP | 0.038511 | 0.33284 | 0.44935 | 0.75627 | 1.2333 | 1.5906 | 2.4772 | 3.1374 | 3.9152 | 4.0414 | 4.5438 | 4.3976 | 4.9152 | 5.1925 | 5.1403 | 5.0644 | 5.7578 | 5.4165 | 5.6444 | 5.3833 | 5.1689 | 5.2653 | 5.2814 | 4.5255 | 4.7048 | 4.7289 | 4.3762
Total excluding storage |  | 79542.5623 | 56935.3175 | 54481.0517 | 49642.7528 | 39448.6894 | 40585.5459 | 50546.3383 | 47756.3841 | 42245.4232 | 39821.0656 | 38431.2343 | 36769.9661 | 31278.4196 | 28628.4091 | 29165.7146 | 26952.0041 | 24862.2856 | 22436.3181 | 21229.8066 | 21997.0464 | 20439.6356 | 18208.9294 | 17691.4389 | 19705.3822 | 17058.6934 | 16167.9441 | 14593.9837
Explicitly modelled pumping
Region | Technology | 2023-24 | 2024-25 | 2025-26 | 2026-27 | 2027-28 | 2028-29 | 2029-30 | 2030-31 | 2031-32 | 2032-33 | 2033-34 | 2034-35 | 2035-36 | 2036-37 | 2037-38 | 2038-39 | 2039-40 | 2040-41 | 2041-42 | 2042-43 | 2043-44 | 2044-45 | 2045-46 | 2046-47 | 2047-48 | 2048-49 | 2049-50
NEM | Grid Battery pump | 43.4537 | 40.9504 | 41.0483 | 38.4491 | 35.969 | 32.7278 | 30.7589 | 28.4615 | 26.7518 | 25.5017 | 21.5353 | 18.4229 | 17.6816 | 15.8444 | 14.2473 | 13.3456 | 13.1704 | 11.8928 | 7.5589 | 7.0749 | 3.3643 | 3.0867 | 2.9888 | 2.5776 | 2.3728 | 2.2834 | 2.0805
NEM | Pumped Hydro Pump | 8460.5812 | 13910.6124 | 12374.464 | 18993.7781 | 22818.2136 | 25133.3574 | 28709.9564 | 34669.3876 | 35979.4781 | 30401.2995 | 33255.3138 | 29237.2672 | 30285.7077 | 30782.222 | 25253.7278 | 23565.9355 | 19873.3154 | 14664.5591 | 15034.2753 | 15354.8355 | 11540.3607 | 10488.7452 | 10396.5162 | 11914.9538 | 9105.8257 | 7690.0404 | 5774.8095
NEM | VPP pump | 22.723 | 43.1275 | 72.7082 | 100.3708 | 128.6397 | 149.4809 | 188.6641 | 216.5034 | 236.5622 | 261.5803 | 292.282 | 311.2905 | 343.589 | 369.4879 | 369.5718 | 378.7186 | 390.1092 | 377.7513 | 387.2061 | 376.5717 | 360.1294 | 365.7897 | 371.4293 | 343.7118 | 335.1154 | 336.6128 | 321.9106
Region | Technology | 2023-24 | 2024-25 | 2025-26 | 2026-27 | 2027-28 | 2028-29 | 2029-30 | 2030-31 | 2031-32 | 2032-33 | 2033-34 | 2034-35 | 2035-36 | 2036-37 | 2037-38 | 2038-39 | 2039-40 | 2040-41 | 2041-42 | 2042-43 | 2043-44 | 2044-45 | 2045-46 | 2046-47 | 2047-48 | 2048-49 | 2049-50
NSW1 | Grid Battery pump | 2.1468 | 2.4793 | 2.7098 | 2.5937 | 2.378 | 2.0907 | 1.9507 | 1.9305 | 1.7767 | 1.7242 | 1.5679 | 1.4173 | 1.4052 | 0 | 0 | 0 | 0 | 0 | 0 | 0 | 0 | 0 | 0 | 0 | 0 | 0 | 0
NSW1 | Pumped Hydro Pump | 4395.9872 | 7963.1956 | 6891.0364 | 11965.3417 | 15893.8218 | 21596.0932 | 24620.4262 | 29469.5686 | 31203.4259 | 26617.9486 | 29437.9456 | 25844.3176 | 26663.8839 | 27464.9703 | 23656.5866 | 21639.8711 | 18143.2117 | 13234.2204 | 13682.8862 | 14040.7006 | 10368.3412 | 9374.6895 | 9521.4793 | 11336.2437 | 8599.4162 | 7143.4872 | 5309.8892
NSW1 | VPP pump | 5.9638 | 13.0251 | 22.8667 | 31.794 | 40.5575 | 47.3434 | 59.9244 | 70.7515 | 78.6195 | 89.4805 | 101.4848 | 108.6779 | 121.3257 | 128.782 | 130.1636 | 132.7948 | 137.5116 | 132.9733 | 135.358 | 131.58 | 124.0437 | 128.4232 | 128.0034 | 118.9597 | 115.2199 | 117.8901 | 115.0208
Region | Technology | 2023-24 | 2024-25 | 2025-26 | 2026-27 | 2027-28 | 2028-29 | 2029-30 | 2030-31 | 2031-32 | 2032-33 | 2033-34 | 2034-35 | 2035-36 | 2036-37 | 2037-38 | 2038-39 | 2039-40 | 2040-41 | 2041-42 | 2042-43 | 2043-44 | 2044-45 | 2045-46 | 2046-47 | 2047-48 | 2048-49 | 2049-50
QLD1 | Grid Battery pump | 5.5706 | 5.273 | 5.1099 | 4.8801 | 4.6389 | 4.2348 | 3.9559 | 3.8193 | 3.6142 | 3.4625 | 3.2394 | 2.9974 | 2.7691 | 2.6936 | 2.3411 | 2.2328 | 2.2029 | 2.1131 | 2.0373 | 1.9909 | 1.8519 | 1.7099 | 1.6579 | 1.4857 | 1.3914 | 1.3076 | 1.2536
QLD1 | Pumped Hydro Pump | 4064.594 | 5947.4168 | 5483.4276 | 7028.4364 | 6924.3918 | 3537.2642 | 4089.5302 | 5199.819 | 4776.0522 | 3783.3509 | 3817.3682 | 3392.9496 | 3621.8238 | 3317.2517 | 1597.1412 | 1926.0644 | 1730.1037 | 1430.3387 | 1351.3891 | 1314.1349 | 1172.0195 | 1114.0557 | 875.0368 | 578.71 | 506.4096 | 546.5532 | 464.9203
QLD1 | VPP pump | 5.2687 | 10.6064 | 17.9077 | 26.4015 | 33.8735 | 41.1715 | 53.9387 | 64.2213 | 71.1246 | 78.4833 | 89.195 | 96.8727 | 103.6115 | 111.8308 | 109.7841 | 114.0581 | 117.0915 | 116.801 | 115.9213 | 116.6679 | 114.5008 | 110.9298 | 111.6692 | 106.7647 | 103.8874 | 101.1126 | 99.2507
Region | Technology | 2023-24 | 2024-25 | 2025-26 | 2026-27 | 2027-28 | 2028-29 | 2029-30 | 2030-31 | 2031-32 | 2032-33 | 2033-34 | 2034-35 | 2035-36 | 2036-37 | 2037-38 | 2038-39 | 2039-40 | 2040-41 | 2041-42 | 2042-43 | 2043-44 | 2044-45 | 2045-46 | 2046-47 | 2047-48 | 2048-49 | 2049-50
VIC1 | Grid Battery pump | 16.6813 | 14.7461 | 16.3373 | 15.2045 | 13.962 | 12.5475 | 11.8077 | 10.8749 | 10.2256 | 9.7416 | 6.8332 | 6.0968 | 6.01 | 5.7228 | 5.1714 | 4.7667 | 5.0055 | 4.2691 | 0 | 0 | 0 | 0 | 0 | 0 | 0 | 0 | 0
VIC1 | Pumped Hydro Pump | 0 | 0 | 0 | 0 | 0 | 0 | 0 | 0 | 0 | 0 | 0 | 0 | 0 | 0 | 0 | 0 | 0 | 0 | 0 | 0 | 0 | 0 | 0 | 0 | 0 | 0 | 0
VIC1 | VPP pump | 4.1953 | 9.2554 | 19.4425 | 27.8356 | 37.4591 | 42.4868 | 52.1197 | 56.1119 | 58.0529 | 61.5317 | 65.7883 | 68.9396 | 78.8479 | 85.4086 | 86.6889 | 88.3907 | 91.5436 | 86.0724 | 92.1972 | 86.5859 | 79.7236 | 85.3053 | 87.9321 | 79.7669 | 79.5467 | 80.1128 | 73.3581
Region | Technology | 2023-24 | 2024-25 | 2025-26 | 2026-27 | 2027-28 | 2028-29 | 2029-30 | 2030-31 | 2031-32 | 2032-33 | 2033-34 | 2034-35 | 2035-36 | 2036-37 | 2037-38 | 2038-39 | 2039-40 | 2040-41 | 2041-42 | 2042-43 | 2043-44 | 2044-45 | 2045-46 | 2046-47 | 2047-48 | 2048-49 | 2049-50
SA1 | Grid Battery pump | 19.055 | 18.452 | 16.8912 | 15.7707 | 14.9902 | 13.8548 | 13.0446 | 11.8368 | 11.1353 | 10.5734 | 9.8949 | 7.9115 | 7.4973 | 7.4281 | 6.7348 | 6.3461 | 5.9621 | 5.5106 | 5.5216 | 5.084 | 1.5125 | 1.3768 | 1.3308 | 1.0919 | 0.98137 | 0.97583 | 0.82692
SA1 | Pumped Hydro Pump | 0 | 0 | 0 | 0 | 0 | 0 | 0 | 0 | 0 | 0 | 0 | 0 | 0 | 0 | 0 | 0 | 0 | 0 | 0 | 0 | 0 | 0 | 0 | 0 | 0 | 0 | 0
SA1 | VPP pump | 7.2512 | 9.8468 | 11.9645 | 13.4501 | 15.2915 | 16.6148 | 19.7555 | 21.7387 | 24.1587 | 27.3199 | 30.4718 | 31.6148 | 34.038 | 37.3332 | 36.9106 | 37.5154 | 37.1896 | 35.5054 | 37.089 | 35.4274 | 35.7809 | 34.937 | 37.5855 | 32.9213 | 30.9009 | 31.9581 | 29.132
Region | Technology | 2023-24 | 2024-25 | 2025-26 | 2026-27 | 2027-28 | 2028-29 | 2029-30 | 2030-31 | 2031-32 | 2032-33 | 2033-34 | 2034-35 | 2035-36 | 2036-37 | 2037-38 | 2038-39 | 2039-40 | 2040-41 | 2041-42 | 2042-43 | 2043-44 | 2044-45 | 2045-46 | 2046-47 | 2047-48 | 2048-49 | 2049-50
TAS1 | Grid Battery pump | 0 | 0 | 0 | 0 | 0 | 0 | 0 | 0 | 0 | 0 | 0 | 0 | 0 | 0 | 0 | 0 | 0 | 0 | 0 | 0 | 0 | 0 | 0 | 0 | 0 | 0 | 0
TAS1 | Pumped Hydro Pump | 0 | 0 | 0 | 0 | 0 | 0 | 0 | 0 | 0 | 0 | 0 | 0 | 0 | 0 | 0 | 0 | 0 | 0 | 0 | 0 | 0 | 0 | 0 | 0 | 0 | 0 | 0
TAS1 | VPP pump | 0.043974 | 0.39391 | 0.52673 | 0.88952 | 1.4581 | 1.8645 | 2.9259 | 3.68 | 4.6065 | 4.7648 | 5.3422 | 5.1855 | 5.7658 | 6.1333 | 6.0247 | 5.9595 | 6.773 | 6.3992 | 6.6407 | 6.3103 | 6.0804 | 6.1944 | 6.2391 | 5.2992 | 5.5605 | 5.5392 | 5.149

## O5 no comp_FOM Cost
FOM cost by technology ($000s) - O5 no comp, Step Change Scenario
FOM | Real June 2021 dollars discounted to 1 July 2021. For new entrant capacity, the FOM is incurred annually in modelling. For existing capacity, FOM is considered to be a sunk cost, since the fixed retirement dates are assumed to be the same in the Base Case and the option case.
Explicitly modelled generation
Region | Technology | 2023-24 | 2024-25 | 2025-26 | 2026-27 | 2027-28 | 2028-29 | 2029-30 | 2030-31 | 2031-32 | 2032-33 | 2033-34 | 2034-35 | 2035-36 | 2036-37 | 2037-38 | 2038-39 | 2039-40 | 2040-41 | 2041-42 | 2042-43 | 2043-44 | 2044-45 | 2045-46 | 2046-47 | 2047-48 | 2048-49 | 2049-50
NEM | Black Coal | 0 | 0 | 0 | 0 | 0 | 0 | 0 | 0 | 0 | 0 | 0 | 0 | 0 | 0 | 0 | 0 | 0 | 0 | 0 | 0 | 0 | 0 | 0 | 0 | 0 | 0 | 0
NEM | Brown Coal | 0 | 0 | 0 | 0 | 0 | 0 | 0 | 0 | 0 | 0 | 0 | 0 | 0 | 0 | 0 | 0 | 0 | 0 | 0 | 0 | 0 | 0 | 0 | 0 | 0 | 0 | 0
NEM | CCGT | 0 | 0 | 0 | 0 | 0 | 0 | 0 | 0 | 0 | 0 | 0 | 0 | 0 | 0 | 0 | 0 | 0 | 0 | 0 | 0 | 0 | 0 | 0 | 0 | 0 | 0 | 0
NEM | Gas - Steam | 0 | 0 | 0 | 0 | 0 | 0 | 0 | 0 | 0 | 0 | 0 | 0 | 0 | 0 | 0 | 0 | 0 | 0 | 0 | 0 | 0 | 0 | 0 | 0 | 0 | 0 | 0
NEM | OCGT / Diesel | 0 | 0.0165 | 0.015643 | 0.015289 | 0.014604 | 1010.5632 | 957.88 | 907.9437 | 862.9048 | 815.6253 | 773.1046 | 732.8008 | 3018.4389 | 2853.0532 | 9204.7797 | 8724.9097 | 8292.1062 | 7837.7666 | 7429.1627 | 7041.8604 | 10334.3177 | 15553.97 | 14743.0996 | 18840.6663 | 17906.0654 | 22823.0685 | 21633.2404
NEM | Hydro | 0 | 0 | 0 | 0 | 0 | 0 | 0 | 0 | 0 | 0 | 0 | 0 | 0 | 0 | 0 | 0 | 0 | 0 | 0 | 0 | 0 | 0 | 0 | 0 | 0 | 0 | 0
NEM | Hydrogen Turbine | 0 | 0 | 0 | 0 | 0 | 0 | 0 | 0 | 0 | 0 | 0 | 0 | 0 | 0 | 0 | 0 | 0 | 0 | 0 | 0 | 0 | 0 | 0 | 0 | 0 | 0 | 0
NEM | Wind | 0 | 116870.8592 | 111848.43 | 147783.0435 | 226720.8088 | 300621.8195 | 312667.0551 | 344886.8633 | 345678.9715 | 368076.1749 | 400761.759 | 383004.9586 | 383047.3608 | 370536.9088 | 394031.664 | 375023.4513 | 362724.1989 | 349174.4921 | 335734.5218 | 350064.6917 | 353927.1246 | 336881.1322 | 323804.1889 | 365065.1068 | 371443.7644 | 358465.6768 | 349975.5238
NEM | Solar PV | 0 | 0.10063 | 12587.4184 | 11931.2215 | 11339.5832 | 18997.7485 | 29931.788 | 51983.3107 | 53065.0009 | 79342.4843 | 89977.6195 | 104201.1938 | 99032.2403 | 97306.2455 | 140164.3856 | 142548.3534 | 209629.4586 | 243021.2327 | 256145.4348 | 297669.3272 | 317272.1915 | 299968.1364 | 288809.4429 | 302866.1567 | 296866.6505 | 298926.7335 | 305701.6702
NEM | Grid Battery | 0 | 0.09499 | 9107.1405 | 8632.426 | 20364.0182 | 41862.5922 | 40977.8618 | 45288.7071 | 43713.8865 | 76824.7572 | 75096.3647 | 71181.3889 | 75979.1076 | 71816.075 | 74109.0829 | 70245.5783 | 98335.5838 | 105288.5995 | 135267.2266 | 151886.5063 | 155111.6152 | 158863.7857 | 150581.8412 | 144596.6519 | 137423.8656 | 149246.6321 | 142814.7765
NEM | Pumped Hydro | 0 | 0 | 6082.2214 | 5765.1555 | 5735.9611 | 7155.0261 | 6782.0243 | 6675.013 | 6343.8969 | 10565.4041 | 10014.6022 | 11474.8861 | 12076.8572 | 11415.1447 | 23687.32 | 22452.4363 | 24091.8726 | 22771.8362 | 21584.6817 | 20459.4151 | 19444.5177 | 18857.5612 | 17874.4676 | 20023.8651 | 19030.5712 | 18487.3362 | 17523.5424
NEM | VPP | 0 | 0 | 0 | 0 | 0 | 0 | 0 | 0 | 0 | 0 | 0 | 0 | 0 | 0 | 0 | 0 | 0 | 0 | 0 | 0 | 0 | 0 | 0 | 0 | 0 | 0 | 0
Total excluding storage |  | 0 | 116871.0713 | 139625.226 | 174111.8618 | 264160.3858 | 369647.7495 | 391316.6091 | 449741.8378 | 449664.6606 | 535624.4457 | 576623.4499 | 570595.2283 | 573154.0048 | 553927.4272 | 641197.2322 | 618994.7291 | 703073.2202 | 728093.927 | 756161.0275 | 827121.8008 | 856089.7667 | 830124.5854 | 795813.0402 | 851392.4469 | 842670.9172 | 847949.4471 | 837648.7532
Region | Technology | 2023-24 | 2024-25 | 2025-26 | 2026-27 | 2027-28 | 2028-29 | 2029-30 | 2030-31 | 2031-32 | 2032-33 | 2033-34 | 2034-35 | 2035-36 | 2036-37 | 2037-38 | 2038-39 | 2039-40 | 2040-41 | 2041-42 | 2042-43 | 2043-44 | 2044-45 | 2045-46 | 2046-47 | 2047-48 | 2048-49 | 2049-50
NSW1 | Black Coal | 0 | 0 | 0 | 0 | 0 | 0 | 0 | 0 | 0 | 0 | 0 | 0 | 0 | 0 | 0 | 0 | 0 | 0 | 0 | 0 | 0 | 0 | 0 | 0 | 0 | 0 | 0
NSW1 | Brown Coal | 0 | 0 | 0 | 0 | 0 | 0 | 0 | 0 | 0 | 0 | 0 | 0 | 0 | 0 | 0 | 0 | 0 | 0 | 0 | 0 | 0 | 0 | 0 | 0 | 0 | 0 | 0
NSW1 | CCGT | 0 | 0 | 0 | 0 | 0 | 0 | 0 | 0 | 0 | 0 | 0 | 0 | 0 | 0 | 0 | 0 | 0 | 0 | 0 | 0 | 0 | 0 | 0 | 0 | 0 | 0 | 0
NSW1 | Gas - Steam | 0 | 0 | 0 | 0 | 0 | 0 | 0 | 0 | 0 | 0 | 0 | 0 | 0 | 0 | 0 | 0 | 0 | 0 | 0 | 0 | 0 | 0 | 0 | 0 | 0 | 0 | 0
NSW1 | OCGT / Diesel | 0 | 0.007387 | 0.0070019 | 0.0066369 | 0.0063119 | 0.0059749 | 0.0056716 | 0.0053827 | 0.0051199 | 0.0048452 | 0.0046071 | 0.0043817 | 0.0041674 | 0.0039521 | 3737.0607 | 3542.2377 | 3366.5232 | 3182.0652 | 3016.1756 | 2858.9342 | 2717.1155 | 3231.1353 | 3062.6875 | 3684.4054 | 3501.6386 | 3452.9907 | 3272.977
NSW1 | Hydro | 0 | 0 | 0 | 0 | 0 | 0 | 0 | 0 | 0 | 0 | 0 | 0 | 0 | 0 | 0 | 0 | 0 | 0 | 0 | 0 | 0 | 0 | 0 | 0 | 0 | 0 | 0
NSW1 | Hydrogen Turbine | 0 | 0 | 0 | 0 | 0 | 0 | 0 | 0 | 0 | 0 | 0 | 0 | 0 | 0 | 0 | 0 | 0 | 0 | 0 | 0 | 0 | 0 | 0 | 0 | 0 | 0 | 0
NSW1 | Wind | 0 | 53661.1068 | 51933.9723 | 67147.6808 | 121726.5505 | 128492.6906 | 126156.6864 | 120365.2161 | 114394.4383 | 128268.9863 | 129402.5123 | 125495.9807 | 138312.0782 | 137399.7744 | 136037.8786 | 128955.5064 | 123427.7086 | 119883.5215 | 115811.3517 | 124009.0448 | 133348.3193 | 126041.9235 | 119532.8851 | 121517.0731 | 131878.9534 | 124653.0711 | 119929.5989
NSW1 | Solar PV | 0 | 0.040947 | 12587.3467 | 11931.136 | 11339.5014 | 17542.353 | 28240.2184 | 42755.7031 | 40634.7849 | 46476.2426 | 50686.1799 | 49080.7644 | 46646.0879 | 47343.663 | 62042.9937 | 63890.3324 | 82130.431 | 90909.9279 | 92017.8233 | 94680.9621 | 94935.2204 | 89733.546 | 85055.494 | 92377.8358 | 92482.9008 | 90868.8874 | 95260.1899
NSW1 | Grid Battery | 0 | 0.059637 | 9107.1016 | 8632.3292 | 20363.9197 | 26091.926 | 26029.3599 | 24672.3962 | 23448.5111 | 32804.0613 | 31093.8983 | 29472.8896 | 28010.885 | 26476.1181 | 25095.8476 | 23787.5341 | 38187.867 | 36095.4966 | 39256.3684 | 38557.488 | 39393.6649 | 41144.1415 | 38999.2396 | 38831.1425 | 36904.905 | 41791.4877 | 39612.7938
NSW1 | Pumped Hydro | 0 | 0 | 6082.1883 | 5765.1077 | 5735.9123 | 5421.634 | 5138.9898 | 4871.0807 | 4629.4483 | 4375.7926 | 4147.671 | 3931.4418 | 3736.422 | 3531.6967 | 3347.5966 | 3173.0774 | 3015.6755 | 2850.4412 | 2701.8406 | 2560.9865 | 2433.9491 | 2300.6003 | 2180.6638 | 2066.989 | 1964.455 | 1856.8189 | 1760.018
NSW1 | VPP | 0 | 0 | 0 | 0 | 0 | 0 | 0 | 0 | 0 | 0 | 0 | 0 | 0 | 0 | 0 | 0 | 0 | 0 | 0 | 0 | 0 | 0 | 0 | 0 | 0 | 0 | 0
Total excluding storage |  | 0 | 53661.2147 | 79710.616 | 93476.2604 | 159165.8901 | 177548.6097 | 185565.2602 | 192664.4014 | 183107.1877 | 211925.0876 | 215330.2661 | 207981.0809 | 216705.4772 | 214751.2562 | 230261.3773 | 223348.688 | 250128.2052 | 252921.4524 | 252803.5595 | 262667.4155 | 272828.2691 | 262451.3465 | 248830.9701 | 258477.4457 | 266732.8527 | 262623.2559 | 259835.5776
Region | Technology | 2023-24 | 2024-25 | 2025-26 | 2026-27 | 2027-28 | 2028-29 | 2029-30 | 2030-31 | 2031-32 | 2032-33 | 2033-34 | 2034-35 | 2035-36 | 2036-37 | 2037-38 | 2038-39 | 2039-40 | 2040-41 | 2041-42 | 2042-43 | 2043-44 | 2044-45 | 2045-46 | 2046-47 | 2047-48 | 2048-49 | 2049-50
QLD1 | Black Coal | 0 | 0 | 0 | 0 | 0 | 0 | 0 | 0 | 0 | 0 | 0 | 0 | 0 | 0 | 0 | 0 | 0 | 0 | 0 | 0 | 0 | 0 | 0 | 0 | 0 | 0 | 0
QLD1 | Brown Coal | 0 | 0 | 0 | 0 | 0 | 0 | 0 | 0 | 0 | 0 | 0 | 0 | 0 | 0 | 0 | 0 | 0 | 0 | 0 | 0 | 0 | 0 | 0 | 0 | 0 | 0 | 0
QLD1 | CCGT | 0 | 0 | 0 | 0 | 0 | 0 | 0 | 0 | 0 | 0 | 0 | 0 | 0 | 0 | 0 | 0 | 0 | 0 | 0 | 0 | 0 | 0 | 0 | 0 | 0 | 0 | 0
QLD1 | Gas - Steam | 0 | 0 | 0 | 0 | 0 | 0 | 0 | 0 | 0 | 0 | 0 | 0 | 0 | 0 | 0 | 0 | 0 | 0 | 0 | 0 | 0 | 0 | 0 | 0 | 0 | 0 | 0
QLD1 | OCGT / Diesel | 0 | 0.0018711 | 0.0017747 | 0.0017975 | 0.0017214 | 1010.5509 | 957.8682 | 907.9319 | 862.8935 | 815.614 | 773.0939 | 732.7904 | 696.44 | 658.2808 | 3297.5246 | 3125.6158 | 2970.5681 | 2807.8052 | 2661.4268 | 2522.6794 | 2397.5406 | 2266.175 | 2148.0332 | 6120.8306 | 5817.2037 | 11253.3643 | 10666.696
QLD1 | Hydro | 0 | 0 | 0 | 0 | 0 | 0 | 0 | 0 | 0 | 0 | 0 | 0 | 0 | 0 | 0 | 0 | 0 | 0 | 0 | 0 | 0 | 0 | 0 | 0 | 0 | 0 | 0
QLD1 | Hydrogen Turbine | 0 | 0 | 0 | 0 | 0 | 0 | 0 | 0 | 0 | 0 | 0 | 0 | 0 | 0 | 0 | 0 | 0 | 0 | 0 | 0 | 0 | 0 | 0 | 0 | 0 | 0 | 0
QLD1 | Wind | 0 | 23305.7084 | 22090.7192 | 30758.5627 | 50013.0374 | 98766.2175 | 94214.0552 | 113930.4829 | 108611.1527 | 120403.8598 | 129771.6252 | 123302.6993 | 117186.206 | 110765.3626 | 127194.7561 | 120563.7499 | 114583.1234 | 110449.703 | 107277.4185 | 110799.2544 | 110380.4298 | 104332.4841 | 98893.3501 | 123281.4244 | 120987.8969 | 119047.4645 | 114572.6027
QLD1 | Solar PV | 0 | 0.016521 | 0.02298 | 0.022877 | 0.022054 | 1455.338 | 1691.5137 | 9227.5275 | 12430.1357 | 22161.579 | 29144.8399 | 35993.1738 | 34207.714 | 32333.4112 | 46145.5339 | 48349.1476 | 91041.8998 | 102325.3803 | 100354.5807 | 136633.8756 | 129865.5493 | 122749.9782 | 118143.7149 | 125816.7306 | 121925.9143 | 125583.23 | 130250.0141
QLD1 | Grid Battery | 0 | 0.0080346 | 0.0089515 | 0.013225 | 0.01633 | 15770.5885 | 14948.4252 | 18111.5572 | 17884.8653 | 31343.7023 | 31986.3581 | 30318.823 | 28814.8427 | 27236.0248 | 25816.1374 | 24470.2729 | 38990.7092 | 36854.3372 | 48597.5135 | 68387.4572 | 64995.0628 | 61433.8646 | 58231.1514 | 55195.4043 | 52457.4082 | 62026.968 | 58793.3346
QLD1 | Pumped Hydro | 0 | 0 | 0.007522 | 0.01102 | 0.010893 | 1733.3546 | 1642.9902 | 1557.3367 | 1480.0843 | 1398.9878 | 1326.0552 | 3239.2961 | 3078.6094 | 2909.9268 | 14834.5252 | 14061.1614 | 16116.8506 | 15233.7789 | 14439.6009 | 13686.8257 | 13007.8837 | 12295.158 | 11654.1782 | 14127.8451 | 13427.0261 | 12691.335 | 12029.7014
QLD1 | VPP | 0 | 0 | 0 | 0 | 0 | 0 | 0 | 0 | 0 | 0 | 0 | 0 | 0 | 0 | 0 | 0 | 0 | 0 | 0 | 0 | 0 | 0 | 0 | 0 | 0 | 0 | 0
Total excluding storage |  | 0 | 23305.7349 | 22090.7604 | 30758.6116 | 50013.0884 | 118736.0495 | 113454.8525 | 143734.8363 | 141269.1315 | 176123.743 | 193001.9723 | 193586.7827 | 183983.8121 | 173903.0061 | 217288.4772 | 210569.9476 | 263703.1512 | 267671.0046 | 273330.5404 | 332030.0923 | 320646.4662 | 303077.6598 | 289070.4277 | 324542.2351 | 314615.4492 | 330602.3617 | 326312.3489
Region | Technology | 2023-24 | 2024-25 | 2025-26 | 2026-27 | 2027-28 | 2028-29 | 2029-30 | 2030-31 | 2031-32 | 2032-33 | 2033-34 | 2034-35 | 2035-36 | 2036-37 | 2037-38 | 2038-39 | 2039-40 | 2040-41 | 2041-42 | 2042-43 | 2043-44 | 2044-45 | 2045-46 | 2046-47 | 2047-48 | 2048-49 | 2049-50
VIC1 | Black Coal | 0 | 0 | 0 | 0 | 0 | 0 | 0 | 0 | 0 | 0 | 0 | 0 | 0 | 0 | 0 | 0 | 0 | 0 | 0 | 0 | 0 | 0 | 0 | 0 | 0 | 0 | 0
VIC1 | Brown Coal | 0 | 0 | 0 | 0 | 0 | 0 | 0 | 0 | 0 | 0 | 0 | 0 | 0 | 0 | 0 | 0 | 0 | 0 | 0 | 0 | 0 | 0 | 0 | 0 | 0 | 0 | 0
VIC1 | CCGT | 0 | 0 | 0 | 0 | 0 | 0 | 0 | 0 | 0 | 0 | 0 | 0 | 0 | 0 | 0 | 0 | 0 | 0 | 0 | 0 | 0 | 0 | 0 | 0 | 0 | 0 | 0
VIC1 | Gas - Steam | 0 | 0 | 0 | 0 | 0 | 0 | 0 | 0 | 0 | 0 | 0 | 0 | 0 | 0 | 0 | 0 | 0 | 0 | 0 | 0 | 0 | 0 | 0 | 0 | 0 | 0 | 0
VIC1 | OCGT / Diesel | 0 | 0.0036135 | 0.0034251 | 0.003253 | 0.003096 | 0.0029399 | 0.0027955 | 0.0026611 | 0.0025321 | 0.0024429 | 0.0023247 | 0.0022825 | 2321.9836 | 2194.7579 | 2170.181 | 2057.0436 | 1955.003 | 1847.8848 | 1751.5496 | 1660.2366 | 5073.7869 | 9918.7749 | 9401.6824 | 8911.5473 | 8469.4854 | 8005.4269 | 7588.0824
VIC1 | Hydro | 0 | 0 | 0 | 0 | 0 | 0 | 0 | 0 | 0 | 0 | 0 | 0 | 0 | 0 | 0 | 0 | 0 | 0 | 0 | 0 | 0 | 0 | 0 | 0 | 0 | 0 | 0
VIC1 | Hydrogen Turbine | 0 | 0 | 0 | 0 | 0 | 0 | 0 | 0 | 0 | 0 | 0 | 0 | 0 | 0 | 0 | 0 | 0 | 0 | 0 | 0 | 0 | 0 | 0 | 0 | 0 | 0 | 0
VIC1 | Wind | 0 | 18729.14 | 17752.7394 | 24614.728 | 28232.0815 | 33548.9298 | 43417.3039 | 61636.7446 | 58579.2229 | 56441.3982 | 80584.7897 | 76383.6881 | 72594.6361 | 68617.0449 | 71944.8383 | 68194.1826 | 66459.8243 | 63254.9971 | 59957.3433 | 60267.1776 | 57680.8949 | 54969.7962 | 56527.7828 | 62884.3745 | 60120.8102 | 57264.4873 | 57996.355
VIC1 | Solar PV | 0 | 0.014417 | 0.01399 | 0.028158 | 0.026953 | 0.025629 | 0.024764 | 0.032279 | 0.034959 | 6796.2915 | 6441.9825 | 9785.279 | 9299.8753 | 9237.0805 | 15760.4309 | 14938.7996 | 20770.7704 | 19638.0533 | 28396.5907 | 29222.3987 | 40748.2263 | 38515.5575 | 39194.0684 | 38831.9691 | 38765.828 | 39024.4874 | 38694.2773
VIC1 | Grid Battery | 0 | 0.012249 | 0.011716 | 0.053033 | 0.050662 | 0.0479 | 0.045602 | 2504.5918 | 2380.3505 | 4319.7084 | 4094.5105 | 3881.0527 | 8707.3981 | 8230.3041 | 10796.9439 | 10234.0704 | 9986.354 | 15238.566 | 23944.7146 | 22696.4131 | 23061.0572 | 27706.0599 | 26261.6683 | 24892.5863 | 23657.7773 | 22361.5249 | 22544.5069
VIC1 | Pumped Hydro | 0 | 0 | 0.0068618 | 0.015033 | 0.014372 | 0.013657 | 0.013049 | 0.019156 | 0.018221 | 0.017289 | 0.016448 | 0.015653 | 0.017102 | 0.016339 | 0.036318 | 0.034485 | 0.032889 | 0.031682 | 0.030992 | 0.029504 | 0.028372 | 192.6365 | 182.5957 | 173.0784 | 164.4929 | 654.9642 | 620.8192
VIC1 | VPP | 0 | 0 | 0 | 0 | 0 | 0 | 0 | 0 | 0 | 0 | 0 | 0 | 0 | 0 | 0 | 0 | 0 | 0 | 0 | 0 | 0 | 0 | 0 | 0 | 0 | 0 | 0
Total excluding storage |  | 0 | 18729.1702 | 17752.7753 | 24614.8275 | 28232.1766 | 33549.0199 | 43417.3902 | 64141.3905 | 60959.6292 | 67557.4179 | 91121.3015 | 90050.0377 | 92923.9102 | 88279.2037 | 100672.4304 | 95424.1307 | 99171.9845 | 99979.5329 | 114050.2292 | 113846.2556 | 126563.9937 | 131302.8251 | 131567.7975 | 135693.5556 | 131178.3938 | 127310.8907 | 127444.0407
Region | Technology | 2023-24 | 2024-25 | 2025-26 | 2026-27 | 2027-28 | 2028-29 | 2029-30 | 2030-31 | 2031-32 | 2032-33 | 2033-34 | 2034-35 | 2035-36 | 2036-37 | 2037-38 | 2038-39 | 2039-40 | 2040-41 | 2041-42 | 2042-43 | 2043-44 | 2044-45 | 2045-46 | 2046-47 | 2047-48 | 2048-49 | 2049-50
SA1 | Black Coal | 0 | 0 | 0 | 0 | 0 | 0 | 0 | 0 | 0 | 0 | 0 | 0 | 0 | 0 | 0 | 0 | 0 | 0 | 0 | 0 | 0 | 0 | 0 | 0 | 0 | 0 | 0
SA1 | Brown Coal | 0 | 0 | 0 | 0 | 0 | 0 | 0 | 0 | 0 | 0 | 0 | 0 | 0 | 0 | 0 | 0 | 0 | 0 | 0 | 0 | 0 | 0 | 0 | 0 | 0 | 0 | 0
SA1 | CCGT | 0 | 0 | 0 | 0 | 0 | 0 | 0 | 0 | 0 | 0 | 0 | 0 | 0 | 0 | 0 | 0 | 0 | 0 | 0 | 0 | 0 | 0 | 0 | 0 | 0 | 0 | 0
SA1 | Gas - Steam | 0 | 0 | 0 | 0 | 0 | 0 | 0 | 0 | 0 | 0 | 0 | 0 | 0 | 0 | 0 | 0 | 0 | 0 | 0 | 0 | 0 | 0 | 0 | 0 | 0 | 0 | 0
SA1 | OCGT / Diesel | 0 | 0.0018961 | 0.0017984 | 0.002037 | 0.0019422 | 0.0018462 | 0.0017603 | 0.00196 | 0.0018737 | 0.0020704 | 0.0019763 | 0.0020025 | 0.0070155 | 0.0066386 | 0.0091505 | 0.0086775 | 0.0082663 | 0.0078199 | 0.0074166 | 0.0070383 | 145.8716 | 137.879 | 130.691 | 123.8778 | 117.7327 | 111.282 | 105.4805
SA1 | Hydro | 0 | 0 | 0 | 0 | 0 | 0 | 0 | 0 | 0 | 0 | 0 | 0 | 0 | 0 | 0 | 0 | 0 | 0 | 0 | 0 | 0 | 0 | 0 | 0 | 0 | 0 | 0
SA1 | Hydrogen Turbine | 0 | 0 | 0 | 0 | 0 | 0 | 0 | 0 | 0 | 0 | 0 | 0 | 0 | 0 | 0 | 0 | 0 | 0 | 0 | 0 | 0 | 0 | 0 | 0 | 0 | 0 | 0
SA1 | Wind | 0 | 9089.5342 | 8615.6722 | 14143.8868 | 13442.2756 | 26091.578 | 28483.2916 | 29504.5467 | 28040.9592 | 28874.0835 | 28692.0757 | 27196.2809 | 25847.3646 | 26242.4805 | 32776.2311 | 32591.5663 | 34761.2671 | 33381.1777 | 31640.9269 | 35038.9953 | 33556.9017 | 33615.2341 | 31862.7823 | 41280.4438 | 43153.05 | 43036.0816 | 43766.4718
SA1 | Solar PV | 0 | 0.022766 | 0.029057 | 0.028487 | 0.027152 | 0.026361 | 0.025804 | 0.041319 | 0.039302 | 3908.3633 | 3704.6098 | 9341.967 | 8878.5539 | 8392.0821 | 16215.418 | 15370.0649 | 15686.3474 | 29287.809 | 34561.2152 | 36359.3656 | 50988.8011 | 48274.8964 | 45758.1956 | 45215.9525 | 43099.2761 | 42889.8655 | 40966.1337
SA1 | Grid Battery | 0 | 0.0086774 | 0.01072 | 0.02219 | 0.021614 | 0.020447 | 0.019787 | 0.14094 | 0.13506 | 8357.253 | 7921.567 | 7508.5945 | 10445.954 | 9873.6015 | 12400.1252 | 11753.6735 | 11170.6274 | 17100.1747 | 23468.6056 | 22245.1246 | 27661.8049 | 28579.6867 | 27089.7506 | 25677.4889 | 24403.7444 | 23066.619 | 21864.1082
SA1 | Pumped Hydro | 0 | 0 | 0.0057993 | 0.0080598 | 0.007779 | 0.0074286 | 0.0072012 | 0.0086051 | 0.0081997 | 0.0079966 | 0.0076869 | 0.007384 | 0.0082009 | 0.0078374 | 0.0092744 | 0.0088358 | 0.0084967 | 0.0086033 | 0.0091943 | 0.0093107 | 0.0090806 | 0.010188 | 0.0096978 | 0.0092232 | 0.0087938 | 0.0083513 | 0.0086869
SA1 | VPP | 0 | 0 | 0 | 0 | 0 | 0 | 0 | 0 | 0 | 0 | 0 | 0 | 0 | 0 | 0 | 0 | 0 | 0 | 0 | 0 | 0 | 0 | 0 | 0 | 0 | 0 | 0
Total excluding storage |  | 0 | 9089.5675 | 8615.7196 | 14143.9475 | 13442.3341 | 26091.6341 | 28483.3461 | 29504.7395 | 28041.1437 | 41139.7098 | 40318.2622 | 44046.8518 | 45171.8877 | 44508.1786 | 61391.7927 | 59715.3222 | 61618.2587 | 79769.1779 | 89670.7643 | 93643.5019 | 112353.3884 | 110607.7064 | 104841.4293 | 112297.7722 | 110773.812 | 109103.8563 | 106702.203
Region | Technology | 2023-24 | 2024-25 | 2025-26 | 2026-27 | 2027-28 | 2028-29 | 2029-30 | 2030-31 | 2031-32 | 2032-33 | 2033-34 | 2034-35 | 2035-36 | 2036-37 | 2037-38 | 2038-39 | 2039-40 | 2040-41 | 2041-42 | 2042-43 | 2043-44 | 2044-45 | 2045-46 | 2046-47 | 2047-48 | 2048-49 | 2049-50
TAS1 | Black Coal | 0 | 0 | 0 | 0 | 0 | 0 | 0 | 0 | 0 | 0 | 0 | 0 | 0 | 0 | 0 | 0 | 0 | 0 | 0 | 0 | 0 | 0 | 0 | 0 | 0 | 0 | 0
TAS1 | Brown Coal | 0 | 0 | 0 | 0 | 0 | 0 | 0 | 0 | 0 | 0 | 0 | 0 | 0 | 0 | 0 | 0 | 0 | 0 | 0 | 0 | 0 | 0 | 0 | 0 | 0 | 0 | 0
TAS1 | CCGT | 0 | 0 | 0 | 0 | 0 | 0 | 0 | 0 | 0 | 0 | 0 | 0 | 0 | 0 | 0 | 0 | 0 | 0 | 0 | 0 | 0 | 0 | 0 | 0 | 0 | 0 | 0
TAS1 | Gas - Steam | 0 | 0 | 0 | 0 | 0 | 0 | 0 | 0 | 0 | 0 | 0 | 0 | 0 | 0 | 0 | 0 | 0 | 0 | 0 | 0 | 0 | 0 | 0 | 0 | 0 | 0 | 0
TAS1 | OCGT / Diesel | 0 | 0.0017322 | 0.0016428 | 0.0015645 | 0.0015329 | 0.0015275 | 0.0015482 | 0.0018014 | 0.0017248 | 0.0019134 | 0.0018254 | 0.0017432 | 0.0041879 | 0.0039658 | 0.0041262 | 0.0039179 | 0.0037345 | 0.0035352 | 0.0033714 | 0.0032063 | 0.0031932 | 0.005822 | 0.0055247 | 0.0052427 | 0.0049895 | 0.004723 | 0.0044837
TAS1 | Hydro | 0 | 0 | 0 | 0 | 0 | 0 | 0 | 0 | 0 | 0 | 0 | 0 | 0 | 0 | 0 | 0 | 0 | 0 | 0 | 0 | 0 | 0 | 0 | 0 | 0 | 0 | 0
TAS1 | Hydrogen Turbine | 0 | 0 | 0 | 0 | 0 | 0 | 0 | 0 | 0 | 0 | 0 | 0 | 0 | 0 | 0 | 0 | 0 | 0 | 0 | 0 | 0 | 0 | 0 | 0 | 0 | 0 | 0
TAS1 | Wind | 0 | 12085.3698 | 11455.3269 | 11118.1852 | 13306.8638 | 13722.4036 | 20395.7179 | 19449.8731 | 36053.1982 | 34087.8471 | 32310.7562 | 30626.3096 | 29107.0759 | 27512.2464 | 26077.96 | 24718.4462 | 23492.2754 | 22205.0928 | 21047.4814 | 19950.2196 | 18960.5789 | 17921.6943 | 16987.3886 | 16101.7911 | 15303.054 | 14464.5723 | 13710.4953
TAS1 | Solar PV | 0 | 0.0059769 | 0.0056791 | 0.00595 | 0.0057018 | 0.0054187 | 0.0053463 | 0.0064038 | 0.0061251 | 0.0077827 | 0.0074023 | 0.0095565 | 0.0090961 | 0.0086723 | 0.0091782 | 0.0088572 | 0.0099926 | 860.0621 | 815.2248 | 772.7252 | 734.3944 | 694.1583 | 657.97 | 623.6687 | 592.7313 | 560.2632 | 531.0551
TAS1 | Grid Battery | 0 | 0.006392 | 0.0075133 | 0.0082842 | 0.0098549 | 0.0093404 | 0.011243 | 0.020963 | 0.024506 | 0.032146 | 0.03062 | 0.029096 | 0.027856 | 0.026542 | 0.028746 | 0.02747 | 0.026275 | 0.024998 | 0.0245 | 0.023418 | 0.025371 | 0.032926 | 0.031337 | 0.02987 | 0.0308 | 0.032578 | 0.032949
TAS1 | Pumped Hydro | 0 | 0 | 0.012961 | 0.013725 | 0.015767 | 0.016449 | 0.024134 | 246.5678 | 234.3379 | 4790.5984 | 4540.8519 | 4304.1252 | 5261.8006 | 4973.497 | 5505.1525 | 5218.1542 | 4959.3051 | 4687.5758 | 4443.2 | 4211.5641 | 4002.6475 | 4069.1562 | 3857.0201 | 3655.9433 | 3474.5885 | 3284.2097 | 3112.9951
TAS1 | VPP | 0 | 0 | 0 | 0 | 0 | 0 | 0 | 0 | 0 | 0 | 0 | 0 | 0 | 0 | 0 | 0 | 0 | 0 | 0 | 0 | 0 | 0 | 0 | 0 | 0 | 0 | 0
Total excluding storage |  | 0 | 12085.3839 | 11455.3547 | 11118.2148 | 13306.8967 | 13722.4364 | 20395.7602 | 19696.4701 | 36287.5685 | 38878.4874 | 36851.6479 | 34930.4752 | 34368.9176 | 32485.7826 | 31583.1546 | 29936.6406 | 28451.6206 | 27752.7592 | 26305.9341 | 24934.5355 | 23697.6493 | 22685.0475 | 21502.4155 | 20381.4382 | 19370.4095 | 18309.0825 | 17354.583

## O5 no comp_Fuel Cost
Fuel cost by technology ($000s) - O5 no comp, Step Change Scenario
Fuel | Real June 2021 dollars discounted to 1 July 2021
Explicitly modelled generation
Region | Technology | 2023-24 | 2024-25 | 2025-26 | 2026-27 | 2027-28 | 2028-29 | 2029-30 | 2030-31 | 2031-32 | 2032-33 | 2033-34 | 2034-35 | 2035-36 | 2036-37 | 2037-38 | 2038-39 | 2039-40 | 2040-41 | 2041-42 | 2042-43 | 2043-44 | 2044-45 | 2045-46 | 2046-47 | 2047-48 | 2048-49 | 2049-50
NEM | Black Coal | 1659217.636 | 1332790.811 | 1206150.711 | 1036813.182 | 781498.028 | 678126.78 | 574083.716 | 391673.694 | 356423.121 | 300980.207 | 173094.652 | 163822.441 | 134023.133 | 120170.232 | 119817.394 | 107630.5705 | 18579.694 | 6998.1775 | 6465.767 | 0 | 0 | 0 | 0 | 0 | 0 | 0 | 0
NEM | Brown Coal | 215857.444 | 178586.893 | 156703.541 | 114170.865 | 108977.029 | 86410.385 | 52530.586 | 32784.63 | 24711.066 | 0 | 0 | 0 | 0 | 0 | 0 | 0 | 0 | 0 | 0 | 0 | 0 | 0 | 0 | 0 | 0 | 0 | 0
NEM | CCGT | 148439.7253 | 113256.7922 | 192987.0919 | 221977.5229 | 214206.1904 | 233484.2535 | 255630.8275 | 289750.821 | 242452.298 | 225792.3077 | 281480.321 | 305526.9275 | 215556.6485 | 188753.8055 | 133698.3518 | 141067.2205 | 125020.4707 | 101310.0473 | 81220.4267 | 89630.1058 | 63645.6338 | 48819.3226 | 26253.6553 | 20031.61 | 18660.966 | 17464.032 | 16877.852
NEM | Gas - Steam | 11398.7798 | 10611.1329 | 32188.6075 | 14420.386 | 9100.897 | 18389.746 | 14613.861 | 72866.952 | 11760.091 | 24342.442 | 21037.456 | 36629.76 | 19551.302 | 28880.444 | 28467.798 | 30271.59 | 0 | 0 | 0 | 0 | 0 | 0 | 0 | 0 | 0 | 0 | 0
NEM | OCGT / Diesel | 17482.6374 | 13725.6885 | 30399.6406 | 36794.4542 | 25397.1223 | 31942.6505 | 24212.8778 | 108956.6907 | 46296.3266 | 75906.1216 | 123015.8452 | 229429.8314 | 130503.2129 | 166648.7225 | 157291.0216 | 145530.6247 | 336388.9612 | 306446.9401 | 146940.3032 | 192066.3019 | 331008.5203 | 195234.5735 | 234454.6979 | 290088.3229 | 198077.2153 | 276202.6341 | 253732.8289
NEM | Hydro | 0 | 0 | 0 | 0 | 0 | 0 | 0 | 0 | 0 | 0 | 0 | 0 | 0 | 0 | 0 | 0 | 0 | 0 | 0 | 0 | 0 | 0 | 0 | 0 | 0 | 0 | 0
NEM | Hydrogen Turbine | 0 | 0 | 0 | 0 | 0 | 0 | 0 | 0 | 0 | 0 | 0 | 0 | 0 | 0 | 0 | 0 | 0 | 0 | 0 | 0 | 0 | 0 | 0 | 0 | 0 | 0 | 0
NEM | Wind | 0 | 0 | 0 | 0 | 0 | 0 | 0 | 0 | 0 | 0 | 0 | 0 | 0 | 0 | 0 | 0 | 0 | 0 | 0 | 0 | 0 | 0 | 0 | 0 | 0 | 0 | 0
NEM | Solar PV | 0 | 0 | 0 | 0 | 0 | 0 | 0 | 0 | 0 | 0 | 0 | 0 | 0 | 0 | 0 | 0 | 0 | 0 | 0 | 0 | 0 | 0 | 0 | 0 | 0 | 0 | 0
NEM | Grid Battery | 0 | 0 | 0 | 0 | 0 | 0 | 0 | 0 | 0 | 0 | 0 | 0 | 0 | 0 | 0 | 0 | 0 | 0 | 0 | 0 | 0 | 0 | 0 | 0 | 0 | 0 | 0
NEM | Pumped Hydro | 0 | 0 | 0 | 0 | 0 | 0 | 0 | 0 | 0 | 0 | 0 | 0 | 0 | 0 | 0 | 0 | 0 | 0 | 0 | 0 | 0 | 0 | 0 | 0 | 0 | 0 | 0
NEM | VPP | 0 | 0 | 0 | 0 | 0 | 0 | 0 | 0 | 0 | 0 | 0 | 0 | 0 | 0 | 0 | 0 | 0 | 0 | 0 | 0 | 0 | 0 | 0 | 0 | 0 | 0 | 0
Total excluding storage |  | 2052396.2226 | 1648971.3176 | 1618429.592 | 1424176.4101 | 1139179.2667 | 1048353.815 | 921071.8683 | 896032.7877 | 681642.9026 | 627021.0783 | 598628.2742 | 735408.9599 | 499634.2964 | 504453.204 | 439274.5654 | 424500.0057 | 479989.1259 | 414755.1649 | 234626.4969 | 281696.4077 | 394654.1541 | 244053.8961 | 260708.3532 | 310119.9329 | 216738.1813 | 293666.6661 | 270610.6809
Region | Technology | 2023-24 | 2024-25 | 2025-26 | 2026-27 | 2027-28 | 2028-29 | 2029-30 | 2030-31 | 2031-32 | 2032-33 | 2033-34 | 2034-35 | 2035-36 | 2036-37 | 2037-38 | 2038-39 | 2039-40 | 2040-41 | 2041-42 | 2042-43 | 2043-44 | 2044-45 | 2045-46 | 2046-47 | 2047-48
NSW1 | Black Coal | 910249.316 | 690575.952 | 556296.075 | 484367.544 | 338458.532 | 333714.152 | 264496.576 | 213229.156 | 196871.152 | 188008.904 | 98695.976 | 95417.676 | 77777.064 | 64197.196 | 66230.26 | 61188.12 | 0 | 0 | 0 | 0 | 0 | 0 | 0 | 0 | 0 | 0 | 0
NSW1 | Brown Coal | 0 | 0 | 0 | 0 | 0 | 0 | 0 | 0 | 0 | 0 | 0 | 0 | 0 | 0 | 0 | 0 | 0 | 0 | 0 | 0 | 0 | 0 | 0 | 0 | 0 | 0 | 0
NSW1 | CCGT | 875.6065 | 387.355 | 18041.46 | 38002.672 | 41134.088 | 33770.976 | 53917.332 | 52288.56 | 45357.252 | 39036.864 | 56508.064 | 63345.604 | 38684.212 | 38166.352 | 39127 | 44084.168 | 42080.372 | 31319.864 | 25428.608 | 29175.338 | 0 | 0 | 0 | 0 | 0 | 0 | 0
NSW1 | Gas - Steam | 0 | 0 | 0 | 0 | 0 | 0 | 0 | 0 | 0 | 0 | 0 | 0 | 0 | 0 | 0 | 0 | 0 | 0 | 0 | 0 | 0 | 0 | 0 | 0 | 0 | 0 | 0
NSW1 | OCGT / Diesel | 927.4125 | 551.9716 | 3606.7382 | 3164.6224 | 2589.5491 | 515.1246 | 3.2802 | 12141.7287 | 2215.3411 | 9408.6773 | 17466.4241 | 59040.1688 | 24687.7673 | 43607.4015 | 31723.9411 | 40636.6478 | 118928.4941 | 136938.5155 | 60138.091 | 72754.1295 | 120900.1412 | 57731.3405 | 80542.2647 | 75308.5943 | 66481.3733 | 59678.4948 | 69075.294
NSW1 | Hydro | 0 | 0 | 0 | 0 | 0 | 0 | 0 | 0 | 0 | 0 | 0 | 0 | 0 | 0 | 0 | 0 | 0 | 0 | 0 | 0 | 0 | 0 | 0 | 0 | 0 | 0 | 0
NSW1 | Hydrogen Turbine | 0 | 0 | 0 | 0 | 0 | 0 | 0 | 0 | 0 | 0 | 0 | 0 | 0 | 0 | 0 | 0 | 0 | 0 | 0 | 0 | 0 | 0 | 0 | 0 | 0 | 0 | 0
NSW1 | Wind | 0 | 0 | 0 | 0 | 0 | 0 | 0 | 0 | 0 | 0 | 0 | 0 | 0 | 0 | 0 | 0 | 0 | 0 | 0 | 0 | 0 | 0 | 0 | 0 | 0 | 0 | 0
NSW1 | Solar PV | 0 | 0 | 0 | 0 | 0 | 0 | 0 | 0 | 0 | 0 | 0 | 0 | 0 | 0 | 0 | 0 | 0 | 0 | 0 | 0 | 0 | 0 | 0 | 0 | 0 | 0 | 0
NSW1 | Grid Battery | 0 | 0 | 0 | 0 | 0 | 0 | 0 | 0 | 0 | 0 | 0 | 0 | 0 | 0 | 0 | 0 | 0 | 0 | 0 | 0 | 0 | 0 | 0 | 0 | 0 | 0 | 0
NSW1 | Pumped Hydro | 0 | 0 | 0 | 0 | 0 | 0 | 0 | 0 | 0 | 0 | 0 | 0 | 0 | 0 | 0 | 0 | 0 | 0 | 0 | 0 | 0 | 0 | 0 | 0 | 0 | 0 | 0
NSW1 | VPP | 0 | 0 | 0 | 0 | 0 | 0 | 0 | 0 | 0 | 0 | 0 | 0 | 0 | 0 | 0 | 0 | 0 | 0 | 0 | 0 | 0 | 0 | 0 | 0 | 0 | 0 | 0
Total excluding storage |  | 912052.335 | 691515.2787 | 577944.2732 | 525534.8384 | 382182.1691 | 368000.2526 | 318417.1882 | 277659.4447 | 244443.7451 | 236454.4453 | 172670.4641 | 217803.4488 | 141149.0433 | 145970.9495 | 137081.2011 | 145908.9358 | 161008.8661 | 168258.3795 | 85566.699 | 101929.4675 | 120900.1412 | 57731.3405 | 80542.2647 | 75308.5943 | 66481.3733 | 59678.4948 | 69075.294
Region | Technology | 2023-24 | 2024-25 | 2025-26 | 2026-27 | 2027-28 | 2028-29 | 2029-30 | 2030-31 | 2031-32 | 2032-33 | 2033-34 | 2034-35 | 2035-36 | 2036-37 | 2037-38 | 2038-39 | 2039-40 | 2040-41 | 2041-42 | 2042-43 | 2043-44 | 2044-45 | 2045-46 | 2046-47 | 2047-48
QLD1 | Black Coal | 748968.32 | 642214.859 | 649854.636 | 552445.638 | 443039.496 | 344412.628 | 309587.14 | 178444.538 | 159551.969 | 112971.303 | 74398.676 | 68404.765 | 56246.069 | 55973.036 | 53587.134 | 46442.4505 | 18579.694 | 6998.1775 | 6465.767 | 0 | 0 | 0 | 0 | 0 | 0 | 0 | 0
QLD1 | Brown Coal | 0 | 0 | 0 | 0 | 0 | 0 | 0 | 0 | 0 | 0 | 0 | 0 | 0 | 0 | 0 | 0 | 0 | 0 | 0 | 0 | 0 | 0 | 0 | 0 | 0 | 0 | 0
QLD1 | CCGT | 70552.3778 | 61561.8691 | 98231.9759 | 134640.3709 | 132078.3824 | 139979.0975 | 147182.0595 | 165770.893 | 154684.714 | 139484.4157 | 174467.569 | 178800.3355 | 139948.9165 | 108269.0135 | 94571.3518 | 96983.0525 | 82940.0987 | 69990.1833 | 55791.8187 | 60454.7678 | 63645.6338 | 48819.3226 | 26253.6553 | 20031.61 | 18660.966 | 17464.032 | 16877.852
QLD1 | Gas - Steam | 0 | 0 | 0 | 0 | 0 | 0 | 0 | 0 | 0 | 0 | 0 | 0 | 0 | 0 | 0 | 0 | 0 | 0 | 0 | 0 | 0 | 0 | 0 | 0 | 0 | 0 | 0
QLD1 | OCGT / Diesel | 215.0636 | 0.04974 | 217.6542 | 1426.3166 | 1908.9276 | 1492.35 | 636.6859 | 29793.5703 | 23777.7993 | 22216.2069 | 61148.5274 | 69639.143 | 50133.7856 | 65468.7425 | 44056.7666 | 34753.5587 | 74818.0396 | 62998.3479 | 27840.7156 | 47776.2316 | 55227.2113 | 32243.6304 | 45487.1797 | 78884.7095 | 32688.8676 | 80875.8072 | 63326.6995
QLD1 | Hydro | 0 | 0 | 0 | 0 | 0 | 0 | 0 | 0 | 0 | 0 | 0 | 0 | 0 | 0 | 0 | 0 | 0 | 0 | 0 | 0 | 0 | 0 | 0 | 0 | 0 | 0 | 0
QLD1 | Hydrogen Turbine | 0 | 0 | 0 | 0 | 0 | 0 | 0 | 0 | 0 | 0 | 0 | 0 | 0 | 0 | 0 | 0 | 0 | 0 | 0 | 0 | 0 | 0 | 0 | 0 | 0 | 0 | 0
QLD1 | Wind | 0 | 0 | 0 | 0 | 0 | 0 | 0 | 0 | 0 | 0 | 0 | 0 | 0 | 0 | 0 | 0 | 0 | 0 | 0 | 0 | 0 | 0 | 0 | 0 | 0 | 0 | 0
QLD1 | Solar PV | 0 | 0 | 0 | 0 | 0 | 0 | 0 | 0 | 0 | 0 | 0 | 0 | 0 | 0 | 0 | 0 | 0 | 0 | 0 | 0 | 0 | 0 | 0 | 0 | 0 | 0 | 0
QLD1 | Grid Battery | 0 | 0 | 0 | 0 | 0 | 0 | 0 | 0 | 0 | 0 | 0 | 0 | 0 | 0 | 0 | 0 | 0 | 0 | 0 | 0 | 0 | 0 | 0 | 0 | 0 | 0 | 0
QLD1 | Pumped Hydro | 0 | 0 | 0 | 0 | 0 | 0 | 0 | 0 | 0 | 0 | 0 | 0 | 0 | 0 | 0 | 0 | 0 | 0 | 0 | 0 | 0 | 0 | 0 | 0 | 0 | 0 | 0
QLD1 | VPP | 0 | 0 | 0 | 0 | 0 | 0 | 0 | 0 | 0 | 0 | 0 | 0 | 0 | 0 | 0 | 0 | 0 | 0 | 0 | 0 | 0 | 0 | 0 | 0 | 0 | 0 | 0
Total excluding storage |  | 819735.7615 | 703776.7779 | 748304.2661 | 688512.3255 | 577026.806 | 485884.0755 | 457405.8854 | 374009.0013 | 338014.4823 | 274671.9256 | 310014.7724 | 316844.2435 | 246328.7711 | 229710.792 | 192215.2524 | 178179.0617 | 176337.8323 | 139986.7087 | 90098.3013 | 108230.9994 | 118872.8451 | 81062.953 | 71740.835 | 98916.3195 | 51349.8336 | 98339.8392 | 80204.5515
Region | Technology | 2023-24 | 2024-25 | 2025-26 | 2026-27 | 2027-28 | 2028-29 | 2029-30 | 2030-31 | 2031-32 | 2032-33 | 2033-34 | 2034-35 | 2035-36 | 2036-37 | 2037-38 | 2038-39 | 2039-40 | 2040-41 | 2041-42 | 2042-43 | 2043-44 | 2044-45 | 2045-46 | 2046-47 | 2047-48
VIC1 | Black Coal | 0 | 0 | 0 | 0 | 0 | 0 | 0 | 0 | 0 | 0 | 0 | 0 | 0 | 0 | 0 | 0 | 0 | 0 | 0 | 0 | 0 | 0 | 0 | 0 | 0 | 0 | 0
VIC1 | Brown Coal | 215857.444 | 178586.893 | 156703.541 | 114170.865 | 108977.029 | 86410.385 | 52530.586 | 32784.63 | 24711.066 | 0 | 0 | 0 | 0 | 0 | 0 | 0 | 0 | 0 | 0 | 0 | 0 | 0 | 0 | 0 | 0 | 0 | 0
VIC1 | CCGT | 0 | 0 | 0 | 0 | 0 | 0 | 0 | 0 | 0 | 0 | 0 | 0 | 0 | 0 | 0 | 0 | 0 | 0 | 0 | 0 | 0 | 0 | 0 | 0 | 0 | 0 | 0
VIC1 | Gas - Steam | 1711.8758 | 1788.5859 | 6589.9615 | 14420.386 | 9100.897 | 18389.746 | 14613.861 | 72866.952 | 11760.091 | 24342.442 | 21037.456 | 36629.76 | 19551.302 | 28880.444 | 28467.798 | 30271.59 | 0 | 0 | 0 | 0 | 0 | 0 | 0 | 0 | 0 | 0 | 0
VIC1 | OCGT / Diesel | 2798.5243 | 1782.5828 | 4118.8821 | 14522.8312 | 7912.8074 | 12217.2326 | 7859.8331 | 33637.7062 | 4464.1972 | 23105.0252 | 18487.459 | 55044.6119 | 33285.5757 | 33906.754 | 52407.0946 | 41662.1102 | 100186.566 | 80003.3661 | 42725.5655 | 51086.8852 | 128188.9156 | 96542.4992 | 100921.9182 | 132716.588 | 96989.0495 | 132142.0207 | 117953.9431
VIC1 | Hydro | 0 | 0 | 0 | 0 | 0 | 0 | 0 | 0 | 0 | 0 | 0 | 0 | 0 | 0 | 0 | 0 | 0 | 0 | 0 | 0 | 0 | 0 | 0 | 0 | 0 | 0 | 0
VIC1 | Hydrogen Turbine | 0 | 0 | 0 | 0 | 0 | 0 | 0 | 0 | 0 | 0 | 0 | 0 | 0 | 0 | 0 | 0 | 0 | 0 | 0 | 0 | 0 | 0 | 0 | 0 | 0 | 0 | 0
VIC1 | Wind | 0 | 0 | 0 | 0 | 0 | 0 | 0 | 0 | 0 | 0 | 0 | 0 | 0 | 0 | 0 | 0 | 0 | 0 | 0 | 0 | 0 | 0 | 0 | 0 | 0 | 0 | 0
VIC1 | Solar PV | 0 | 0 | 0 | 0 | 0 | 0 | 0 | 0 | 0 | 0 | 0 | 0 | 0 | 0 | 0 | 0 | 0 | 0 | 0 | 0 | 0 | 0 | 0 | 0 | 0 | 0 | 0
VIC1 | Grid Battery | 0 | 0 | 0 | 0 | 0 | 0 | 0 | 0 | 0 | 0 | 0 | 0 | 0 | 0 | 0 | 0 | 0 | 0 | 0 | 0 | 0 | 0 | 0 | 0 | 0 | 0 | 0
VIC1 | Pumped Hydro | 0 | 0 | 0 | 0 | 0 | 0 | 0 | 0 | 0 | 0 | 0 | 0 | 0 | 0 | 0 | 0 | 0 | 0 | 0 | 0 | 0 | 0 | 0 | 0 | 0 | 0 | 0
VIC1 | VPP | 0 | 0 | 0 | 0 | 0 | 0 | 0 | 0 | 0 | 0 | 0 | 0 | 0 | 0 | 0 | 0 | 0 | 0 | 0 | 0 | 0 | 0 | 0 | 0 | 0 | 0 | 0
Total excluding storage |  | 220367.8441 | 182158.0617 | 167412.3846 | 143114.0822 | 125990.7334 | 117017.3636 | 75004.2801 | 139289.2882 | 40935.3542 | 47447.4672 | 39524.915 | 91674.3719 | 52836.8777 | 62787.198 | 80874.8926 | 71933.7002 | 100186.566 | 80003.3661 | 42725.5655 | 51086.8852 | 128188.9156 | 96542.4992 | 100921.9182 | 132716.588 | 96989.0495 | 132142.0207 | 117953.9431
Region | Technology | 2023-24 | 2024-25 | 2025-26 | 2026-27 | 2027-28 | 2028-29 | 2029-30 | 2030-31 | 2031-32 | 2032-33 | 2033-34 | 2034-35 | 2035-36 | 2036-37 | 2037-38 | 2038-39 | 2039-40 | 2040-41 | 2041-42 | 2042-43 | 2043-44 | 2044-45 | 2045-46 | 2046-47 | 2047-48
SA1 | Black Coal | 0 | 0 | 0 | 0 | 0 | 0 | 0 | 0 | 0 | 0 | 0 | 0 | 0 | 0 | 0 | 0 | 0 | 0 | 0 | 0 | 0 | 0 | 0 | 0 | 0 | 0 | 0
SA1 | Brown Coal | 0 | 0 | 0 | 0 | 0 | 0 | 0 | 0 | 0 | 0 | 0 | 0 | 0 | 0 | 0 | 0 | 0 | 0 | 0 | 0 | 0 | 0 | 0 | 0 | 0 | 0 | 0
SA1 | CCGT | 77011.741 | 51307.568 | 76713.656 | 49334.48 | 40993.72 | 59734.18 | 54531.436 | 71691.368 | 42410.332 | 47271.028 | 50504.688 | 63380.988 | 36923.52 | 42318.44 | 0 | 0 | 0 | 0 | 0 | 0 | 0 | 0 | 0 | 0 | 0 | 0 | 0
SA1 | Gas - Steam | 9686.904 | 8822.547 | 25598.646 | 0 | 0 | 0 | 0 | 0 | 0 | 0 | 0 | 0 | 0 | 0 | 0 | 0 | 0 | 0 | 0 | 0 | 0 | 0 | 0 | 0 | 0 | 0 | 0
SA1 | OCGT / Diesel | 13541.6218 | 11391.0554 | 22456.3369 | 17659.6952 | 12985.8092 | 17717.9138 | 15576.8912 | 32884.8778 | 15684.4873 | 20424.0465 | 25714.4741 | 44377.8465 | 21441.7014 | 22767.4207 | 27953.512 | 27653.1963 | 38761.6093 | 25877.1706 | 15873.8127 | 19841.2127 | 26170.8352 | 8485.9056 | 7220.9702 | 2849.391 | 1731.8581 | 2963.3581 | 3023.4431
SA1 | Hydro | 0 | 0 | 0 | 0 | 0 | 0 | 0 | 0 | 0 | 0 | 0 | 0 | 0 | 0 | 0 | 0 | 0 | 0 | 0 | 0 | 0 | 0 | 0 | 0 | 0 | 0 | 0
SA1 | Hydrogen Turbine | 0 | 0 | 0 | 0 | 0 | 0 | 0 | 0 | 0 | 0 | 0 | 0 | 0 | 0 | 0 | 0 | 0 | 0 | 0 | 0 | 0 | 0 | 0 | 0 | 0 | 0 | 0
SA1 | Wind | 0 | 0 | 0 | 0 | 0 | 0 | 0 | 0 | 0 | 0 | 0 | 0 | 0 | 0 | 0 | 0 | 0 | 0 | 0 | 0 | 0 | 0 | 0 | 0 | 0 | 0 | 0
SA1 | Solar PV | 0 | 0 | 0 | 0 | 0 | 0 | 0 | 0 | 0 | 0 | 0 | 0 | 0 | 0 | 0 | 0 | 0 | 0 | 0 | 0 | 0 | 0 | 0 | 0 | 0 | 0 | 0
SA1 | Grid Battery | 0 | 0 | 0 | 0 | 0 | 0 | 0 | 0 | 0 | 0 | 0 | 0 | 0 | 0 | 0 | 0 | 0 | 0 | 0 | 0 | 0 | 0 | 0 | 0 | 0 | 0 | 0
SA1 | Pumped Hydro | 0 | 0 | 0 | 0 | 0 | 0 | 0 | 0 | 0 | 0 | 0 | 0 | 0 | 0 | 0 | 0 | 0 | 0 | 0 | 0 | 0 | 0 | 0 | 0 | 0 | 0 | 0
SA1 | VPP | 0 | 0 | 0 | 0 | 0 | 0 | 0 | 0 | 0 | 0 | 0 | 0 | 0 | 0 | 0 | 0 | 0 | 0 | 0 | 0 | 0 | 0 | 0 | 0 | 0 | 0 | 0
Total excluding storage |  | 100240.2668 | 71521.1704 | 124768.6389 | 66994.1752 | 53979.5292 | 77452.0938 | 70108.3272 | 104576.2458 | 58094.8193 | 67695.0745 | 76219.1621 | 107758.8345 | 58365.2214 | 65085.8607 | 27953.512 | 27653.1963 | 38761.6093 | 25877.1706 | 15873.8127 | 19841.2127 | 26170.8352 | 8485.9056 | 7220.9702 | 2849.391 | 1731.8581 | 2963.3581 | 3023.4431
Region | Technology | 2023-24 | 2024-25 | 2025-26 | 2026-27 | 2027-28 | 2028-29 | 2029-30 | 2030-31 | 2031-32 | 2032-33 | 2033-34 | 2034-35 | 2035-36 | 2036-37 | 2037-38 | 2038-39 | 2039-40 | 2040-41 | 2041-42 | 2042-43 | 2043-44 | 2044-45 | 2045-46 | 2046-47 | 2047-48
TAS1 | Black Coal | 0 | 0 | 0 | 0 | 0 | 0 | 0 | 0 | 0 | 0 | 0 | 0 | 0 | 0 | 0 | 0 | 0 | 0 | 0 | 0 | 0 | 0 | 0 | 0 | 0 | 0 | 0
TAS1 | Brown Coal | 0 | 0 | 0 | 0 | 0 | 0 | 0 | 0 | 0 | 0 | 0 | 0 | 0 | 0 | 0 | 0 | 0 | 0 | 0 | 0 | 0 | 0 | 0 | 0 | 0 | 0 | 0
TAS1 | CCGT | 0 | 0 | 0 | 0 | 0 | 0 | 0 | 0 | 0 | 0 | 0 | 0 | 0 | 0 | 0 | 0 | 0 | 0 | 0 | 0 | 0 | 0 | 0 | 0 | 0 | 0 | 0
TAS1 | Gas - Steam | 0 | 0 | 0 | 0 | 0 | 0 | 0 | 0 | 0 | 0 | 0 | 0 | 0 | 0 | 0 | 0 | 0 | 0 | 0 | 0 | 0 | 0 | 0 | 0 | 0 | 0 | 0
TAS1 | OCGT / Diesel | 0.015183 | 0.028949 | 0.029216 | 20.9887 | 0.029017 | 0.029446 | 136.1875 | 498.8077 | 154.5017 | 752.1658 | 198.9605 | 1328.0613 | 954.383 | 898.4038 | 1149.7073 | 825.1118 | 3694.2521 | 629.5401 | 362.1185 | 607.8429 | 521.4169 | 231.1977 | 282.3652 | 329.0401 | 186.0667 | 542.9534 | 353.4492
TAS1 | Hydro | 0 | 0 | 0 | 0 | 0 | 0 | 0 | 0 | 0 | 0 | 0 | 0 | 0 | 0 | 0 | 0 | 0 | 0 | 0 | 0 | 0 | 0 | 0 | 0 | 0 | 0 | 0
TAS1 | Hydrogen Turbine | 0 | 0 | 0 | 0 | 0 | 0 | 0 | 0 | 0 | 0 | 0 | 0 | 0 | 0 | 0 | 0 | 0 | 0 | 0 | 0 | 0 | 0 | 0 | 0 | 0 | 0 | 0
TAS1 | Wind | 0 | 0 | 0 | 0 | 0 | 0 | 0 | 0 | 0 | 0 | 0 | 0 | 0 | 0 | 0 | 0 | 0 | 0 | 0 | 0 | 0 | 0 | 0 | 0 | 0 | 0 | 0
TAS1 | Solar PV | 0 | 0 | 0 | 0 | 0 | 0 | 0 | 0 | 0 | 0 | 0 | 0 | 0 | 0 | 0 | 0 | 0 | 0 | 0 | 0 | 0 | 0 | 0 | 0 | 0 | 0 | 0
TAS1 | Grid Battery | 0 | 0 | 0 | 0 | 0 | 0 | 0 | 0 | 0 | 0 | 0 | 0 | 0 | 0 | 0 | 0 | 0 | 0 | 0 | 0 | 0 | 0 | 0 | 0 | 0 | 0 | 0
TAS1 | Pumped Hydro | 0 | 0 | 0 | 0 | 0 | 0 | 0 | 0 | 0 | 0 | 0 | 0 | 0 | 0 | 0 | 0 | 0 | 0 | 0 | 0 | 0 | 0 | 0 | 0 | 0 | 0 | 0
TAS1 | VPP | 0 | 0 | 0 | 0 | 0 | 0 | 0 | 0 | 0 | 0 | 0 | 0 | 0 | 0 | 0 | 0 | 0 | 0 | 0 | 0 | 0 | 0 | 0 | 0 | 0 | 0 | 0
Total excluding storage |  | 0.015183 | 0.028949 | 0.029216 | 20.9887 | 0.029017 | 0.029446 | 136.1875 | 498.8077 | 154.5017 | 752.1658 | 198.9605 | 1328.0613 | 954.383 | 898.4038 | 1149.7073 | 825.1118 | 3694.2521 | 629.5401 | 362.1185 | 607.8429 | 521.4169 | 231.1977 | 282.3652 | 329.0401 | 186.0667 | 542.9534 | 353.4492

## O5 no comp_Build Cost
New generation build cost (CAPEX) by technology ($000s) - O5 no comp, Step Change Scenario
CAPEX | Real June 2021 dollars discounted to 1 July 2021. The total capital costs are annualised for modelling purposes.
Explicitly modelled generation
Region | Technology | 2023-24 | 2024-25 | 2025-26 | 2026-27 | 2027-28 | 2028-29 | 2029-30 | 2030-31 | 2031-32 | 2032-33 | 2033-34 | 2034-35 | 2035-36 | 2036-37 | 2037-38 | 2038-39 | 2039-40 | 2040-41 | 2041-42 | 2042-43 | 2043-44 | 2044-45 | 2045-46 | 2046-47 | 2047-48 | 2048-49 | 2049-50
NEM | Black Coal | 0 | 0 | 0 | 0 | 0 | 0 | 0 | 0 | 0 | 0 | 0 | 0 | 0 | 0 | 0 | 0 | 0 | 0 | 0 | 0 | 0 | 0 | 0 | 0 | 0 | 0 | 0
NEM | Brown Coal | 0 | 0 | 0 | 0 | 0 | 0 | 0 | 0 | 0 | 0 | 0 | 0 | 0 | 0 | 0 | 0 | 0 | 0 | 0 | 0 | 0 | 0 | 0 | 0 | 0 | 0 | 0
NEM | CCGT | 0 | 0 | 0 | 0 | 0 | 0 | 0 | 0 | 0 | 0 | 0 | 0 | 0 | 0 | 0 | 0 | 0 | 0 | 0 | 0 | 0 | 0 | 0 | 0 | 0 | 0 | 0
NEM | Gas - Steam | 0 | 0 | 0 | 0 | 0 | 0 | 0 | 0 | 0 | 0 | 0 | 0 | 0 | 0 | 0 | 0 | 0 | 0 | 0 | 0 | 0 | 0 | 0 | 0 | 0 | 0 | 0
NEM | OCGT / Diesel | 0 | 0.13614 | 0.12907 | 0.12616 | 0.12053 | 7495.3748 | 7104.6218 | 6734.2442 | 6400.1888 | 6049.5162 | 5734.1391 | 5435.2053 | 22253.0762 | 21033.7898 | 66749.4105 | 63269.5836 | 60131.0651 | 56836.3742 | 53873.3409 | 51064.7784 | 74960.0927 | 112621.2473 | 106749.9976 | 136011.7317 | 129264.8003 | 164352.0228 | 155783.8728
NEM | Hydro | 0 | 0 | 0 | 0 | 0 | 0 | 0 | 0 | 0 | 0 | 0 | 0 | 0 | 0 | 0 | 0 | 0 | 0 | 0 | 0 | 0 | 0 | 0 | 0 | 0 | 0 | 0
NEM | Hydrogen Turbine | 0 | 0 | 0 | 0 | 0 | 0 | 0 | 0 | 0 | 0 | 0 | 0 | 0 | 0 | 0 | 0 | 0 | 0 | 0 | 0 | 0 | 0 | 0 | 0 | 0 | 0 | 0
NEM | Wind | 0 | 748156.6579 | 715703.626 | 937806.9904 | 1428055.3434 | 1889636.0633 | 1967979.9873 | 2160862.5603 | 2167630.9689 | 2305637.6062 | 2501563.6744 | 2389682.4035 | 2382326.7681 | 2301509.1986 | 2428839.0901 | 2311139.4446 | 2234678.8817 | 2149082.9093 | 2064098.9657 | 2148866.0002 | 2166874.6372 | 2061438.2472 | 1979922.1985 | 2205441.8241 | 2231273.0076 | 2151879.9064 | 1901995.1255
NEM | Solar PV | 0 | 0.48461 | 56459.3939 | 53516.1014 | 50862.3329 | 82736.0499 | 127133.4268 | 215727.7447 | 219536.4932 | 325506.4423 | 365610.889 | 419848.9984 | 399022.1741 | 390273.2634 | 533901.7573 | 537187.1062 | 744538.4937 | 846162.761 | 900042.8082 | 1029106.0512 | 1104904.1594 | 1044610.928 | 1006443.0335 | 1062352.85 | 1046086.7185 | 1057853.0571 | 1091483.8182
NEM | Grid Battery | 0 | 0.57419 | 50506.5024 | 47873.8085 | 104182.7014 | 203561.1056 | 198477.6855 | 214284.1678 | 206238.6914 | 328015.6485 | 319381.0435 | 302730.8493 | 317664.89 | 300259.4557 | 305688.5125 | 289752.1519 | 380259.8077 | 400298.0497 | 494622.9684 | 544585.8735 | 551304.7277 | 558862.3334 | 512430.3264 | 491168.8384 | 446706.3132 | 441765.0271 | 420691.5718
NEM | Pumped Hydro | 0 | 0 | 69626.2342 | 65996.6336 | 65864.3171 | 84910.5454 | 80484.0036 | 78025.5713 | 74155.084 | 102287.8931 | 96955.3631 | 117549.295 | 119971.0747 | 113397.6474 | 270084.2175 | 256004.0016 | 278627.4794 | 263360.9877 | 249631.3089 | 236617.3742 | 224879.8803 | 217893.7212 | 206534.3547 | 234820.5268 | 223172.1367 | 218113.9295 | 206743.0761
NEM | VPP | 0 | 0 | 0 | 0 | 0 | 0 | 0 | 0 | 0 | 0 | 0 | 0 | 0 | 0 | 0 | 0 | 0 | 0 | 0 | 0 | 0 | 0 | 0 | 0 | 0 | 0 | 0
Total excluding storage |  | 0 | 748157.8528 | 892295.8856 | 1105193.6601 | 1648964.8154 | 2268339.139 | 2381179.725 | 2675634.2883 | 2673961.4263 | 3067497.1062 | 3289245.1092 | 3235246.7514 | 3241237.9832 | 3126473.3549 | 3605262.9878 | 3457352.2879 | 3698235.7276 | 3715741.0819 | 3762269.3921 | 4010240.0776 | 4122923.4974 | 3995426.4771 | 3812079.9108 | 4129795.771 | 4076502.9762 | 4033963.9429 | 3776697.4645
Region | Technology | 2023-24 | 2024-25 | 2025-26 | 2026-27 | 2027-28 | 2028-29 | 2029-30 | 2030-31 | 2031-32 | 2032-33 | 2033-34 | 2034-35 | 2035-36 | 2036-37 | 2037-38 | 2038-39 | 2039-40 | 2040-41 | 2041-42 | 2042-43 | 2043-44 | 2044-45 | 2045-46 | 2046-47 | 2047-48 | 2048-49 | 2049-50
NSW1 | Black Coal | 0 | 0 | 0 | 0 | 0 | 0 | 0 | 0 | 0 | 0 | 0 | 0 | 0 | 0 | 0 | 0 | 0 | 0 | 0 | 0 | 0 | 0 | 0 | 0 | 0 | 0 | 0
NSW1 | Brown Coal | 0 | 0 | 0 | 0 | 0 | 0 | 0 | 0 | 0 | 0 | 0 | 0 | 0 | 0 | 0 | 0 | 0 | 0 | 0 | 0 | 0 | 0 | 0 | 0 | 0 | 0 | 0
NSW1 | CCGT | 0 | 0 | 0 | 0 | 0 | 0 | 0 | 0 | 0 | 0 | 0 | 0 | 0 | 0 | 0 | 0 | 0 | 0 | 0 | 0 | 0 | 0 | 0 | 0 | 0 | 0 | 0
NSW1 | Gas - Steam | 0 | 0 | 0 | 0 | 0 | 0 | 0 | 0 | 0 | 0 | 0 | 0 | 0 | 0 | 0 | 0 | 0 | 0 | 0 | 0 | 0 | 0 | 0 | 0 | 0 | 0 | 0
NSW1 | OCGT / Diesel | 0 | 0.058933 | 0.055861 | 0.052948 | 0.050357 | 0.047672 | 0.045254 | 0.04295 | 0.040854 | 0.038663 | 0.036764 | 0.034965 | 0.033255 | 0.031538 | 26633.5485 | 25245.0697 | 23992.7753 | 22678.1672 | 21495.8932 | 20375.2542 | 19364.5309 | 22966.3409 | 21769.0436 | 26112.3104 | 24816.9959 | 24456.846 | 23181.8292
NSW1 | Hydro | 0 | 0 | 0 | 0 | 0 | 0 | 0 | 0 | 0 | 0 | 0 | 0 | 0 | 0 | 0 | 0 | 0 | 0 | 0 | 0 | 0 | 0 | 0 | 0 | 0 | 0 | 0
NSW1 | Hydrogen Turbine | 0 | 0 | 0 | 0 | 0 | 0 | 0 | 0 | 0 | 0 | 0 | 0 | 0 | 0 | 0 | 0 | 0 | 0 | 0 | 0 | 0 | 0 | 0 | 0 | 0 | 0 | 0
NSW1 | Wind | 0 | 333328.5296 | 322501.6061 | 414868.5558 | 755390.9787 | 796101.911 | 783346.6227 | 747294.8714 | 710224.9289 | 801694.3536 | 810348.592 | 784777.228 | 857032.7371 | 848760.3143 | 837990.011 | 794363.2086 | 760326.6846 | 738241.6678 | 712982.6616 | 761974.9331 | 815072.4646 | 770413.1672 | 730578.45 | 741212.2392 | 795784.6802 | 752182.1969 | 634940.481
NSW1 | Solar PV | 0 | 0.18919 | 56459.0431 | 53515.6881 | 50861.9372 | 76589.7143 | 120070.7538 | 178199.0022 | 169359.3507 | 191144.1272 | 206706.1786 | 199776.3138 | 189866.3075 | 190963.8169 | 237505.9188 | 241358.1846 | 295304.0746 | 320539.5183 | 326681.3401 | 335124.0703 | 336426.7289 | 317993.2928 | 301415.4443 | 332635.5097 | 334869.9354 | 330267.7346 | 350390.5918
NSW1 | Grid Battery | 0 | 0.35797 | 50506.267 | 47873.2671 | 104182.1545 | 129918.8378 | 128674.5741 | 121966.492 | 115916.2887 | 148880.7595 | 141119.2085 | 133762.2837 | 127126.9851 | 120161.4676 | 113897.1295 | 107959.3671 | 153764.6834 | 145339.6768 | 153802.5632 | 150001.8373 | 151021.9186 | 154577.8363 | 129222.2811 | 127938.5416 | 101494.2421 | 104653.0742 | 97303.7762
NSW1 | Pumped Hydro | 0 | 0 | 69625.8528 | 65996.0726 | 65863.7537 | 62254.9934 | 59009.4747 | 55933.155 | 53158.5628 | 50245.911 | 47626.459 | 45143.5642 | 42904.2153 | 40553.4171 | 38439.514 | 36435.5591 | 34628.1563 | 32730.8178 | 31024.4794 | 29407.0925 | 27948.361 | 26417.2005 | 25040.0013 | 23734.7382 | 22557.3647 | 21321.406 | 20209.864
NSW1 | VPP | 0 | 0 | 0 | 0 | 0 | 0 | 0 | 0 | 0 | 0 | 0 | 0 | 0 | 0 | 0 | 0 | 0 | 0 | 0 | 0 | 0 | 0 | 0 | 0 | 0 | 0 | 0
Total excluding storage |  | 0 | 333329.1357 | 499092.8248 | 582253.6365 | 976298.8744 | 1064865.5042 | 1091101.4706 | 1103393.5635 | 1048659.1719 | 1191965.19 | 1205800.4748 | 1163459.4247 | 1216930.2783 | 1200439.0473 | 1254466.1218 | 1205361.3891 | 1268016.3741 | 1259529.8479 | 1245986.9375 | 1296883.1875 | 1349834.004 | 1292367.8377 | 1208025.2203 | 1251633.3392 | 1279523.2183 | 1232881.2577 | 1126026.5422
Region | Technology | 2023-24 | 2024-25 | 2025-26 | 2026-27 | 2027-28 | 2028-29 | 2029-30 | 2030-31 | 2031-32 | 2032-33 | 2033-34 | 2034-35 | 2035-36 | 2036-37 | 2037-38 | 2038-39 | 2039-40 | 2040-41 | 2041-42 | 2042-43 | 2043-44 | 2044-45 | 2045-46 | 2046-47 | 2047-48 | 2048-49 | 2049-50
QLD1 | Black Coal | 0 | 0 | 0 | 0 | 0 | 0 | 0 | 0 | 0 | 0 | 0 | 0 | 0 | 0 | 0 | 0 | 0 | 0 | 0 | 0 | 0 | 0 | 0 | 0 | 0 | 0 | 0
QLD1 | Brown Coal | 0 | 0 | 0 | 0 | 0 | 0 | 0 | 0 | 0 | 0 | 0 | 0 | 0 | 0 | 0 | 0 | 0 | 0 | 0 | 0 | 0 | 0 | 0 | 0 | 0 | 0 | 0
QLD1 | CCGT | 0 | 0 | 0 | 0 | 0 | 0 | 0 | 0 | 0 | 0 | 0 | 0 | 0 | 0 | 0 | 0 | 0 | 0 | 0 | 0 | 0 | 0 | 0 | 0 | 0 | 0 | 0
QLD1 | Gas - Steam | 0 | 0 | 0 | 0 | 0 | 0 | 0 | 0 | 0 | 0 | 0 | 0 | 0 | 0 | 0 | 0 | 0 | 0 | 0 | 0 | 0 | 0 | 0 | 0 | 0 | 0 | 0
QLD1 | OCGT / Diesel | 0 | 0.015917 | 0.015096 | 0.015269 | 0.014624 | 7495.2737 | 7104.5249 | 6734.147 | 6400.0962 | 6049.4233 | 5734.0507 | 5435.1193 | 5165.5074 | 4882.48 | 24147.5047 | 22888.63 | 21753.2286 | 20561.3294 | 19489.4118 | 18473.3761 | 17556.9949 | 16595.015 | 15729.8721 | 44258.5852 | 42063.1154 | 80928.6588 | 76709.6251
QLD1 | Hydro | 0 | 0 | 0 | 0 | 0 | 0 | 0 | 0 | 0 | 0 | 0 | 0 | 0 | 0 | 0 | 0 | 0 | 0 | 0 | 0 | 0 | 0 | 0 | 0 | 0 | 0 | 0
QLD1 | Hydrogen Turbine | 0 | 0 | 0 | 0 | 0 | 0 | 0 | 0 | 0 | 0 | 0 | 0 | 0 | 0 | 0 | 0 | 0 | 0 | 0 | 0 | 0 | 0 | 0 | 0 | 0 | 0 | 0
QLD1 | Wind | 0 | 150698.3525 | 142842.0421 | 196179.9804 | 313834.4999 | 619311.5507 | 590629.0316 | 707153.6401 | 673992.7741 | 742076.2237 | 795368.1131 | 755761.121 | 718271.2053 | 678915.8296 | 771993.5379 | 731747.4298 | 695448.7243 | 668884.8943 | 647840.1443 | 671118.4302 | 667865.2699 | 631271.7098 | 598361.8117 | 737946.3745 | 721887.7157 | 710093.4006 | 643368.6898
QLD1 | Solar PV | 0 | 0.07999 | 0.10958 | 0.10869 | 0.10465 | 6146.0566 | 7062.4019 | 37528.3686 | 50176.7677 | 88381.4484 | 115320.9501 | 140686.7712 | 133707.9319 | 126381.831 | 171759.3868 | 177690.0927 | 310118.5975 | 343180.7506 | 335815.1505 | 448347.563 | 426136.3437 | 402787.5537 | 388108.0332 | 416900.9857 | 405287.8975 | 422815.5253 | 445278.6687
QLD1 | Grid Battery | 0 | 0.049081 | 0.054067 | 0.076345 | 0.091153 | 73641.8367 | 69802.6895 | 82140.8741 | 80650.4033 | 130663.5109 | 132317.3987 | 125419.3359 | 119197.8469 | 112666.7792 | 106793.1562 | 101225.742 | 149048.9061 | 140882.2446 | 178025.5954 | 240276.1525 | 228357.1322 | 215845.0111 | 204592.4252 | 193926.4614 | 184306.634 | 185022.8065 | 175377.0677
QLD1 | Pumped Hydro | 0 | 0 | 0.088783 | 0.12928 | 0.12794 | 22655.1256 | 21474.0534 | 20354.5539 | 19344.856 | 18284.9165 | 17331.6803 | 42076.6043 | 39989.3751 | 37798.2844 | 191278.0429 | 181306.2025 | 207635.0968 | 196258.3902 | 186026.9108 | 176328.8272 | 167581.9455 | 158399.8242 | 150142.0137 | 181367.9035 | 172371.0558 | 162926.5325 | 154432.7323
QLD1 | VPP | 0 | 0 | 0 | 0 | 0 | 0 | 0 | 0 | 0 | 0 | 0 | 0 | 0 | 0 | 0 | 0 | 0 | 0 | 0 | 0 | 0 | 0 | 0 | 0 | 0 | 0 | 0
Total excluding storage |  | 0 | 150698.4974 | 142842.3096 | 196180.31 | 313834.8383 | 729249.8433 | 696072.7013 | 853911.5837 | 830564.8973 | 985455.5228 | 1066072.193 | 1069378.9518 | 1016331.8666 | 960645.2043 | 1265971.6284 | 1214858.097 | 1384004.5533 | 1369767.6092 | 1367197.2127 | 1554544.349 | 1507497.6863 | 1424899.1139 | 1356934.1559 | 1574400.3102 | 1525916.4183 | 1561786.9237 | 1495166.7836
Region | Technology | 2023-24 | 2024-25 | 2025-26 | 2026-27 | 2027-28 | 2028-29 | 2029-30 | 2030-31 | 2031-32 | 2032-33 | 2033-34 | 2034-35 | 2035-36 | 2036-37 | 2037-38 | 2038-39 | 2039-40 | 2040-41 | 2041-42 | 2042-43 | 2043-44 | 2044-45 | 2045-46 | 2046-47 | 2047-48 | 2048-49 | 2049-50
VIC1 | Black Coal | 0 | 0 | 0 | 0 | 0 | 0 | 0 | 0 | 0 | 0 | 0 | 0 | 0 | 0 | 0 | 0 | 0 | 0 | 0 | 0 | 0 | 0 | 0 | 0 | 0 | 0 | 0
VIC1 | Brown Coal | 0 | 0 | 0 | 0 | 0 | 0 | 0 | 0 | 0 | 0 | 0 | 0 | 0 | 0 | 0 | 0 | 0 | 0 | 0 | 0 | 0 | 0 | 0 | 0 | 0 | 0 | 0
VIC1 | CCGT | 0 | 0 | 0 | 0 | 0 | 0 | 0 | 0 | 0 | 0 | 0 | 0 | 0 | 0 | 0 | 0 | 0 | 0 | 0 | 0 | 0 | 0 | 0 | 0 | 0 | 0 | 0
VIC1 | Gas - Steam | 0 | 0 | 0 | 0 | 0 | 0 | 0 | 0 | 0 | 0 | 0 | 0 | 0 | 0 | 0 | 0 | 0 | 0 | 0 | 0 | 0 | 0 | 0 | 0 | 0 | 0 | 0
VIC1 | OCGT / Diesel | 0 | 0.030379 | 0.028795 | 0.027352 | 0.026033 | 0.024723 | 0.023509 | 0.022379 | 0.021295 | 0.020594 | 0.019599 | 0.019327 | 17087.4457 | 16151.1934 | 15968.251 | 15135.7829 | 14384.9651 | 13596.7866 | 12887.9495 | 12216.066 | 36984.8147 | 72063.8542 | 68306.9709 | 64745.944 | 61534.1883 | 58162.6178 | 55130.4357
VIC1 | Hydro | 0 | 0 | 0 | 0 | 0 | 0 | 0 | 0 | 0 | 0 | 0 | 0 | 0 | 0 | 0 | 0 | 0 | 0 | 0 | 0 | 0 | 0 | 0 | 0 | 0 | 0 | 0
VIC1 | Hydrogen Turbine | 0 | 0 | 0 | 0 | 0 | 0 | 0 | 0 | 0 | 0 | 0 | 0 | 0 | 0 | 0 | 0 | 0 | 0 | 0 | 0 | 0 | 0 | 0 | 0 | 0 | 0 | 0
VIC1 | Wind | 0 | 122065.2391 | 115701.6488 | 159765.9747 | 181582.5908 | 213500.5011 | 274385.2 | 387402.0388 | 368184.7651 | 354803.3835 | 502093.1514 | 475917.6826 | 452309.5425 | 427526.6811 | 446069.8596 | 422815.1676 | 411915.0494 | 391989.9418 | 371554.4477 | 372009.2523 | 355787.6968 | 338944.1211 | 346897.332 | 379828.6065 | 362906.3637 | 345373.285 | 317846.1824
VIC1 | Solar PV | 0 | 0.072595 | 0.070349 | 0.1356 | 0.12978 | 0.12341 | 0.11911 | 0.15192 | 0.1636 | 30034.697 | 28468.9073 | 41202.4357 | 39158.5679 | 38626.6076 | 63543.9954 | 60231.2851 | 80475.9012 | 76085.9066 | 113776.9415 | 116242.531 | 165557.8814 | 156486.6667 | 158300.2052 | 156818.4936 | 157284.6773 | 157748.7545 | 155524.9588
VIC1 | Grid Battery | 0 | 0.074996 | 0.071684 | 0.29133 | 0.27817 | 0.263 | 0.25018 | 10176.0946 | 9671.3053 | 16965.5489 | 16081.0897 | 15242.7393 | 32555.7398 | 30771.9522 | 39644.9616 | 37578.1639 | 36589.8211 | 53824.2925 | 82047.7448 | 77770.3782 | 78627.3784 | 92705.6158 | 87872.6217 | 83291.5375 | 79159.8193 | 74822.5093 | 74772.1673
VIC1 | Pumped Hydro | 0 | 0 | 0.085071 | 0.18194 | 0.17401 | 0.16543 | 0.15815 | 0.23521 | 0.22373 | 0.21235 | 0.20208 | 0.19237 | 0.21511 | 0.20568 | 0.49258 | 0.46766 | 0.44588 | 0.42788 | 0.41585 | 0.39577 | 0.38036 | 2783.8339 | 2638.725 | 2501.1876 | 2377.1157 | 9416.666 | 8925.7503
VIC1 | VPP | 0 | 0 | 0 | 0 | 0 | 0 | 0 | 0 | 0 | 0 | 0 | 0 | 0 | 0 | 0 | 0 | 0 | 0 | 0 | 0 | 0 | 0 | 0 | 0 | 0 | 0 | 0
Total excluding storage |  | 0 | 122065.4171 | 115701.9047 | 159766.6109 | 181583.1988 | 213501.0777 | 274385.7509 | 397578.543 | 377856.4791 | 401803.8624 | 546643.3701 | 532363.0694 | 541111.511 | 513076.64 | 565227.5602 | 535760.8671 | 543366.1827 | 535497.3554 | 580267.4993 | 578238.6233 | 636958.1516 | 662984.0917 | 664015.8548 | 687185.7693 | 663262.1644 | 645523.8325 | 612199.4946
Region | Technology | 2023-24 | 2024-25 | 2025-26 | 2026-27 | 2027-28 | 2028-29 | 2029-30 | 2030-31 | 2031-32 | 2032-33 | 2033-34 | 2034-35 | 2035-36 | 2036-37 | 2037-38 | 2038-39 | 2039-40 | 2040-41 | 2041-42 | 2042-43 | 2043-44 | 2044-45 | 2045-46 | 2046-47 | 2047-48 | 2048-49 | 2049-50
SA1 | Black Coal | 0 | 0 | 0 | 0 | 0 | 0 | 0 | 0 | 0 | 0 | 0 | 0 | 0 | 0 | 0 | 0 | 0 | 0 | 0 | 0 | 0 | 0 | 0 | 0 | 0 | 0 | 0
SA1 | Brown Coal | 0 | 0 | 0 | 0 | 0 | 0 | 0 | 0 | 0 | 0 | 0 | 0 | 0 | 0 | 0 | 0 | 0 | 0 | 0 | 0 | 0 | 0 | 0 | 0 | 0 | 0 | 0
SA1 | CCGT | 0 | 0 | 0 | 0 | 0 | 0 | 0 | 0 | 0 | 0 | 0 | 0 | 0 | 0 | 0 | 0 | 0 | 0 | 0 | 0 | 0 | 0 | 0 | 0 | 0 | 0 | 0
SA1 | Gas - Steam | 0 | 0 | 0 | 0 | 0 | 0 | 0 | 0 | 0 | 0 | 0 | 0 | 0 | 0 | 0 | 0 | 0 | 0 | 0 | 0 | 0 | 0 | 0 | 0 | 0 | 0 | 0
SA1 | OCGT / Diesel | 0 | 0.016139 | 0.015306 | 0.017247 | 0.016445 | 0.015632 | 0.014905 | 0.016601 | 0.015869 | 0.017476 | 0.01668 | 0.016965 | 0.055696 | 0.052707 | 0.072595 | 0.068844 | 0.065585 | 0.062046 | 0.058848 | 0.055849 | 1053.726 | 995.9906 | 944.0669 | 894.8502 | 850.4607 | 803.8625 | 761.9509
SA1 | Hydro | 0 | 0 | 0 | 0 | 0 | 0 | 0 | 0 | 0 | 0 | 0 | 0 | 0 | 0 | 0 | 0 | 0 | 0 | 0 | 0 | 0 | 0 | 0 | 0 | 0 | 0 | 0
SA1 | Hydrogen Turbine | 0 | 0 | 0 | 0 | 0 | 0 | 0 | 0 | 0 | 0 | 0 | 0 | 0 | 0 | 0 | 0 | 0 | 0 | 0 | 0 | 0 | 0 | 0 | 0 | 0 | 0 | 0
SA1 | Wind | 0 | 58375.0371 | 55331.7888 | 90026.4668 | 85560.6787 | 166601.1173 | 181092.6587 | 186930.1815 | 177657.4172 | 182446.8374 | 180846.8887 | 171418.8547 | 162916.5312 | 165018.515 | 200948.8415 | 199335.1157 | 212189.5718 | 203649.261 | 193032.4755 | 212304.3911 | 203211.3026 | 202716.9211 | 192148.7453 | 240354.2571 | 249857.0614 | 248918.8896 | 237423.4171
SA1 | Solar PV | 0 | 0.11084 | 0.14042 | 0.13736 | 0.1309 | 0.12668 | 0.12358 | 0.18872 | 0.17949 | 15946.1304 | 15114.8157 | 38183.4313 | 36289.3226 | 34300.9658 | 61092.4124 | 57907.5015 | 58639.874 | 102998.3543 | 120586.2181 | 126374.6747 | 173915.6609 | 164632.9784 | 156050.2166 | 153562.661 | 146329.8076 | 144833.4209 | 138216.0321
SA1 | Grid Battery | 0 | 0.053008 | 0.064338 | 0.12461 | 0.12102 | 0.11448 | 0.11029 | 0.60558 | 0.57986 | 31505.6865 | 29863.2108 | 28306.3613 | 38784.1948 | 36659.1394 | 45353.1411 | 42988.7605 | 40856.2839 | 60251.7284 | 80746.9604 | 76537.4057 | 93298.1938 | 95733.7566 | 90742.8931 | 86012.1997 | 81745.5209 | 77266.5354 | 73238.4619
SA1 | Pumped Hydro | 0 | 0 | 0.10435 | 0.14059 | 0.13621 | 0.13036 | 0.12704 | 0.15114 | 0.14405 | 0.1417 | 0.1366 | 0.13152 | 0.14864 | 0.14206 | 0.17158 | 0.16338 | 0.15692 | 0.15738 | 0.17007 | 0.1735 | 0.1689 | 0.19111 | 0.18173 | 0.17276 | 0.16465 | 0.15626 | 0.16132
SA1 | VPP | 0 | 0 | 0 | 0 | 0 | 0 | 0 | 0 | 0 | 0 | 0 | 0 | 0 | 0 | 0 | 0 | 0 | 0 | 0 | 0 | 0 | 0 | 0 | 0 | 0 | 0 | 0
Total excluding storage |  | 0 | 58375.2171 | 55332.1132 | 90026.8866 | 85561.0833 | 166601.5045 | 181093.0345 | 186931.1435 | 177658.3365 | 229898.8134 | 225825.0684 | 237908.7958 | 237990.253 | 235978.8149 | 307394.6393 | 300231.6099 | 311685.9522 | 366899.5632 | 394365.8829 | 415216.7009 | 471479.0522 | 464079.8378 | 439886.1036 | 480824.1408 | 478783.0152 | 471822.8646 | 449640.0233
Region | Technology | 2023-24 | 2024-25 | 2025-26 | 2026-27 | 2027-28 | 2028-29 | 2029-30 | 2030-31 | 2031-32 | 2032-33 | 2033-34 | 2034-35 | 2035-36 | 2036-37 | 2037-38 | 2038-39 | 2039-40 | 2040-41 | 2041-42 | 2042-43 | 2043-44 | 2044-45 | 2045-46 | 2046-47 | 2047-48 | 2048-49 | 2049-50
TAS1 | Black Coal | 0 | 0 | 0 | 0 | 0 | 0 | 0 | 0 | 0 | 0 | 0 | 0 | 0 | 0 | 0 | 0 | 0 | 0 | 0 | 0 | 0 | 0 | 0 | 0 | 0 | 0 | 0
TAS1 | Brown Coal | 0 | 0 | 0 | 0 | 0 | 0 | 0 | 0 | 0 | 0 | 0 | 0 | 0 | 0 | 0 | 0 | 0 | 0 | 0 | 0 | 0 | 0 | 0 | 0 | 0 | 0 | 0
TAS1 | CCGT | 0 | 0 | 0 | 0 | 0 | 0 | 0 | 0 | 0 | 0 | 0 | 0 | 0 | 0 | 0 | 0 | 0 | 0 | 0 | 0 | 0 | 0 | 0 | 0 | 0 | 0 | 0
TAS1 | Gas - Steam | 0 | 0 | 0 | 0 | 0 | 0 | 0 | 0 | 0 | 0 | 0 | 0 | 0 | 0 | 0 | 0 | 0 | 0 | 0 | 0 | 0 | 0 | 0 | 0 | 0 | 0 | 0
TAS1 | OCGT / Diesel | 0 | 0.014773 | 0.01401 | 0.013341 | 0.013072 | 0.013022 | 0.01319 | 0.015277 | 0.014626 | 0.016194 | 0.015448 | 0.014753 | 0.034065 | 0.03226 | 0.033774 | 0.03207 | 0.030571 | 0.02894 | 0.027597 | 0.026247 | 0.026277 | 0.04648 | 0.044108 | 0.041858 | 0.039837 | 0.037711 | 0.031931
TAS1 | Hydro | 0 | 0 | 0 | 0 | 0 | 0 | 0 | 0 | 0 | 0 | 0 | 0 | 0 | 0 | 0 | 0 | 0 | 0 | 0 | 0 | 0 | 0 | 0 | 0 | 0 | 0 | 0
TAS1 | Hydrogen Turbine | 0 | 0 | 0 | 0 | 0 | 0 | 0 | 0 | 0 | 0 | 0 | 0 | 0 | 0 | 0 | 0 | 0 | 0 | 0 | 0 | 0 | 0 | 0 | 0 | 0 | 0 | 0
TAS1 | Wind | 0 | 83689.4996 | 79326.5403 | 76966.0127 | 91686.5952 | 94120.9832 | 138526.4744 | 132081.8285 | 237571.0836 | 224616.8079 | 212906.9292 | 201807.5171 | 191796.752 | 181287.8586 | 171836.84 | 162878.523 | 154798.8517 | 146317.1442 | 138689.2366 | 131458.9934 | 124937.9032 | 118092.328 | 111935.8596 | 106100.3467 | 100837.1866 | 95312.1343 | 68416.3551
TAS1 | Solar PV | 0 | 0.031996 | 0.0304 | 0.0317 | 0.030365 | 0.028862 | 0.028409 | 0.033258 | 0.031804 | 0.039258 | 0.037344 | 0.046401 | 0.044168 | 0.042081 | 0.043908 | 0.042286 | 0.046452 | 3358.2312 | 3183.158 | 3017.2123 | 2867.5444 | 2710.4364 | 2569.1341 | 2435.2 | 2314.4007 | 2187.6219 | 2073.5669
TAS1 | Grid Battery | 0 | 0.039133 | 0.045326 | 0.049128 | 0.056568 | 0.053591 | 0.061416 | 0.10143 | 0.11417 | 0.14268 | 0.13582 | 0.12901 | 0.12336 | 0.11737 | 0.12409 | 0.1184 | 0.1131 | 0.10746 | 0.10455 | 0.099741 | 0.10474 | 0.11362 | 0.10527 | 0.098173 | 0.097038 | 0.10172 | 0.098652
TAS1 | Pumped Hydro | 0 | 0 | 0.10321 | 0.10925 | 0.12531 | 0.13066 | 0.19026 | 1737.4761 | 1651.2974 | 33756.7116 | 31996.8851 | 30328.8025 | 37077.1206 | 35045.5982 | 40365.9964 | 38261.609 | 36363.6235 | 34371.1944 | 32579.3329 | 30880.8853 | 29349.0245 | 30292.6715 | 28713.433 | 27216.5248 | 25866.4358 | 24449.1688 | 23174.5682
TAS1 | VPP | 0 | 0 | 0 | 0 | 0 | 0 | 0 | 0 | 0 | 0 | 0 | 0 | 0 | 0 | 0 | 0 | 0 | 0 | 0 | 0 | 0 | 0 | 0 | 0 | 0 | 0 | 0
Total excluding storage |  | 0 | 83689.5855 | 79326.7333 | 76966.2162 | 91686.8205 | 94121.2093 | 138526.7677 | 133819.4546 | 239222.5416 | 258373.7176 | 244904.003 | 232136.5097 | 228874.0742 | 216333.6485 | 212203.0381 | 201140.3248 | 191162.6653 | 184046.7062 | 174451.8597 | 165357.2169 | 157154.6032 | 151095.596 | 143218.5761 | 135752.2115 | 129018.16 | 121949.0644 | 93664.6207

## O5 no comp_Rehab Cost
Rehabilition cost by technology ($000s) - O5 no comp, Step Change Scenario
Rehab | Real June 2021 dollars discounted to 1 July 2021
Explicitly modelled generation
Region | Technology | 2023-24 | 2024-25 | 2025-26 | 2026-27 | 2027-28 | 2028-29 | 2029-30 | 2030-31 | 2031-32 | 2032-33 | 2033-34 | 2034-35 | 2035-36 | 2036-37 | 2037-38 | 2038-39 | 2039-40 | 2040-41 | 2041-42 | 2042-43 | 2043-44 | 2044-45 | 2045-46 | 2046-47 | 2047-48 | 2048-49 | 2049-50
NEM | Black Coal | 0 | 0 | 0 | 0 | 0 | 0 | 0 | 0 | 0 | 0 | 0 | 0 | 0 | 0 | 0 | 0 | 0 | 0 | 0 | 0 | 0 | 0 | 0 | 0 | 0 | 0 | 0
NEM | Brown Coal | 0 | 0 | 0 | 0 | 0 | 0 | 0 | 0 | 0 | 0 | 0 | 0 | 0 | 0 | 0 | 0 | 0 | 0 | 0 | 0 | 0 | 0 | 0 | 0 | 0 | 0 | 0
NEM | CCGT | 0 | 0 | 0 | 0 | 0 | 0 | 0 | 0 | 0 | 0 | 0 | 0 | 0 | 0 | 0 | 0 | 0 | 0 | 0 | 0 | 0 | 0 | 0 | 0 | 0 | 0 | 0
NEM | Gas - Steam | 0 | 0 | 0 | 0 | 0 | 0 | 0 | 0 | 0 | 0 | 0 | 0 | 0 | 0 | 0 | 0 | 0 | 0 | 0 | 0 | 0 | 0 | 0 | 0 | 0 | 0 | 0
NEM | OCGT / Diesel | 0 | 0 | 0 | 0 | 0 | 0 | 0 | 0 | 0 | 0 | 0 | 0 | 0 | 0 | 0 | 0 | 0 | 0 | 0 | 0 | 0 | 0 | 0 | 0 | 0 | 0 | 0
NEM | Hydro | 0 | 0 | 0 | 0 | 0 | 0 | 0 | 0 | 0 | 0 | 0 | 0 | 0 | 0 | 0 | 0 | 0 | 0 | 0 | 0 | 0 | 0 | 0 | 0 | 0 | 0 | 0
NEM | Hydrogen Turbine | 0 | 0 | 0 | 0 | 0 | 0 | 0 | 0 | 0 | 0 | 0 | 0 | 0 | 0 | 0 | 0 | 0 | 0 | 0 | 0 | 0 | 0 | 0 | 0 | 0 | 0 | 0
NEM | Wind | 0 | 0 | 0 | 0 | 0 | 0 | 0 | 0 | 0 | 0 | 0 | 0 | 0 | 0 | 0 | 0 | 0 | 0 | 0 | 0 | 0 | 0 | 0 | 0 | 0 | 0 | 0
NEM | Solar PV | 0 | 0 | 0 | 0 | 0 | 0 | 0 | 0 | 0 | 0 | 0 | 0 | 0 | 0 | 0 | 0 | 0 | 0 | 0 | 0 | 0 | 0 | 0 | 0 | 0 | 0 | 0
NEM | Grid Battery | 0 | 0 | 0 | 0 | 0 | 0 | 0 | 0 | 0 | 0 | 0 | 0 | 0 | 0 | 0 | 0 | 0 | 0 | 0 | 0 | 0 | 0 | 0 | 0 | 0 | 0 | 0
NEM | Pumped Hydro | 0 | 0 | 0 | 0 | 0 | 0 | 0 | 0 | 0 | 0 | 0 | 0 | 0 | 0 | 0 | 0 | 0 | 0 | 0 | 0 | 0 | 0 | 0 | 0 | 0 | 0 | 0
NEM | VPP | 0 | 0 | 0 | 0 | 0 | 0 | 0 | 0 | 0 | 0 | 0 | 0 | 0 | 0 | 0 | 0 | 0 | 0 | 0 | 0 | 0 | 0 | 0 | 0 | 0 | 0 | 0
Total excluding storage |  | 0 | 0 | 0 | 0 | 0 | 0 | 0 | 0 | 0 | 0 | 0 | 0 | 0 | 0 | 0 | 0 | 0 | 0 | 0 | 0 | 0 | 0 | 0 | 0 | 0 | 0 | 0
Region | Technology | 2023-24 | 2024-25 | 2025-26 | 2026-27 | 2027-28 | 2028-29 | 2029-30 | 2030-31 | 2031-32 | 2032-33 | 2033-34 | 2034-35 | 2035-36 | 2036-37 | 2037-38 | 2038-39 | 2039-40 | 2040-41 | 2041-42 | 2042-43 | 2043-44 | 2044-45 | 2045-46 | 2046-47 | 2047-48 | 2048-49 | 2049-50
NSW1 | Black Coal | 0 | 0 | 0 | 0 | 0 | 0 | 0 | 0 | 0 | 0 | 0 | 0 | 0 | 0 | 0 | 0 | 0 | 0 | 0 | 0 | 0 | 0 | 0 | 0 | 0 | 0 | 0
NSW1 | Brown Coal | 0 | 0 | 0 | 0 | 0 | 0 | 0 | 0 | 0 | 0 | 0 | 0 | 0 | 0 | 0 | 0 | 0 | 0 | 0 | 0 | 0 | 0 | 0 | 0 | 0 | 0 | 0
NSW1 | CCGT | 0 | 0 | 0 | 0 | 0 | 0 | 0 | 0 | 0 | 0 | 0 | 0 | 0 | 0 | 0 | 0 | 0 | 0 | 0 | 0 | 0 | 0 | 0 | 0 | 0 | 0 | 0
NSW1 | Gas - Steam | 0 | 0 | 0 | 0 | 0 | 0 | 0 | 0 | 0 | 0 | 0 | 0 | 0 | 0 | 0 | 0 | 0 | 0 | 0 | 0 | 0 | 0 | 0 | 0 | 0 | 0 | 0
NSW1 | OCGT / Diesel | 0 | 0 | 0 | 0 | 0 | 0 | 0 | 0 | 0 | 0 | 0 | 0 | 0 | 0 | 0 | 0 | 0 | 0 | 0 | 0 | 0 | 0 | 0 | 0 | 0 | 0 | 0
NSW1 | Hydro | 0 | 0 | 0 | 0 | 0 | 0 | 0 | 0 | 0 | 0 | 0 | 0 | 0 | 0 | 0 | 0 | 0 | 0 | 0 | 0 | 0 | 0 | 0 | 0 | 0 | 0 | 0
NSW1 | Hydrogen Turbine | 0 | 0 | 0 | 0 | 0 | 0 | 0 | 0 | 0 | 0 | 0 | 0 | 0 | 0 | 0 | 0 | 0 | 0 | 0 | 0 | 0 | 0 | 0 | 0 | 0 | 0 | 0
NSW1 | Wind | 0 | 0 | 0 | 0 | 0 | 0 | 0 | 0 | 0 | 0 | 0 | 0 | 0 | 0 | 0 | 0 | 0 | 0 | 0 | 0 | 0 | 0 | 0 | 0 | 0 | 0 | 0
NSW1 | Solar PV | 0 | 0 | 0 | 0 | 0 | 0 | 0 | 0 | 0 | 0 | 0 | 0 | 0 | 0 | 0 | 0 | 0 | 0 | 0 | 0 | 0 | 0 | 0 | 0 | 0 | 0 | 0
NSW1 | Grid Battery | 0 | 0 | 0 | 0 | 0 | 0 | 0 | 0 | 0 | 0 | 0 | 0 | 0 | 0 | 0 | 0 | 0 | 0 | 0 | 0 | 0 | 0 | 0 | 0 | 0 | 0 | 0
NSW1 | Pumped Hydro | 0 | 0 | 0 | 0 | 0 | 0 | 0 | 0 | 0 | 0 | 0 | 0 | 0 | 0 | 0 | 0 | 0 | 0 | 0 | 0 | 0 | 0 | 0 | 0 | 0 | 0 | 0
NSW1 | VPP | 0 | 0 | 0 | 0 | 0 | 0 | 0 | 0 | 0 | 0 | 0 | 0 | 0 | 0 | 0 | 0 | 0 | 0 | 0 | 0 | 0 | 0 | 0 | 0 | 0 | 0 | 0
Total excluding storage |  | 0 | 0 | 0 | 0 | 0 | 0 | 0 | 0 | 0 | 0 | 0 | 0 | 0 | 0 | 0 | 0 | 0 | 0 | 0 | 0 | 0 | 0 | 0 | 0 | 0 | 0 | 0
Region | Technology | 2023-24 | 2024-25 | 2025-26 | 2026-27 | 2027-28 | 2028-29 | 2029-30 | 2030-31 | 2031-32 | 2032-33 | 2033-34 | 2034-35 | 2035-36 | 2036-37 | 2037-38 | 2038-39 | 2039-40 | 2040-41 | 2041-42 | 2042-43 | 2043-44 | 2044-45 | 2045-46 | 2046-47 | 2047-48 | 2048-49 | 2049-50
QLD1 | Black Coal | 0 | 0 | 0 | 0 | 0 | 0 | 0 | 0 | 0 | 0 | 0 | 0 | 0 | 0 | 0 | 0 | 0 | 0 | 0 | 0 | 0 | 0 | 0 | 0 | 0 | 0 | 0
QLD1 | Brown Coal | 0 | 0 | 0 | 0 | 0 | 0 | 0 | 0 | 0 | 0 | 0 | 0 | 0 | 0 | 0 | 0 | 0 | 0 | 0 | 0 | 0 | 0 | 0 | 0 | 0 | 0 | 0
QLD1 | CCGT | 0 | 0 | 0 | 0 | 0 | 0 | 0 | 0 | 0 | 0 | 0 | 0 | 0 | 0 | 0 | 0 | 0 | 0 | 0 | 0 | 0 | 0 | 0 | 0 | 0 | 0 | 0
QLD1 | Gas - Steam | 0 | 0 | 0 | 0 | 0 | 0 | 0 | 0 | 0 | 0 | 0 | 0 | 0 | 0 | 0 | 0 | 0 | 0 | 0 | 0 | 0 | 0 | 0 | 0 | 0 | 0 | 0
QLD1 | OCGT / Diesel | 0 | 0 | 0 | 0 | 0 | 0 | 0 | 0 | 0 | 0 | 0 | 0 | 0 | 0 | 0 | 0 | 0 | 0 | 0 | 0 | 0 | 0 | 0 | 0 | 0 | 0 | 0
QLD1 | Hydro | 0 | 0 | 0 | 0 | 0 | 0 | 0 | 0 | 0 | 0 | 0 | 0 | 0 | 0 | 0 | 0 | 0 | 0 | 0 | 0 | 0 | 0 | 0 | 0 | 0 | 0 | 0
QLD1 | Hydrogen Turbine | 0 | 0 | 0 | 0 | 0 | 0 | 0 | 0 | 0 | 0 | 0 | 0 | 0 | 0 | 0 | 0 | 0 | 0 | 0 | 0 | 0 | 0 | 0 | 0 | 0 | 0 | 0
QLD1 | Wind | 0 | 0 | 0 | 0 | 0 | 0 | 0 | 0 | 0 | 0 | 0 | 0 | 0 | 0 | 0 | 0 | 0 | 0 | 0 | 0 | 0 | 0 | 0 | 0 | 0 | 0 | 0
QLD1 | Solar PV | 0 | 0 | 0 | 0 | 0 | 0 | 0 | 0 | 0 | 0 | 0 | 0 | 0 | 0 | 0 | 0 | 0 | 0 | 0 | 0 | 0 | 0 | 0 | 0 | 0 | 0 | 0
QLD1 | Grid Battery | 0 | 0 | 0 | 0 | 0 | 0 | 0 | 0 | 0 | 0 | 0 | 0 | 0 | 0 | 0 | 0 | 0 | 0 | 0 | 0 | 0 | 0 | 0 | 0 | 0 | 0 | 0
QLD1 | Pumped Hydro | 0 | 0 | 0 | 0 | 0 | 0 | 0 | 0 | 0 | 0 | 0 | 0 | 0 | 0 | 0 | 0 | 0 | 0 | 0 | 0 | 0 | 0 | 0 | 0 | 0 | 0 | 0
QLD1 | VPP | 0 | 0 | 0 | 0 | 0 | 0 | 0 | 0 | 0 | 0 | 0 | 0 | 0 | 0 | 0 | 0 | 0 | 0 | 0 | 0 | 0 | 0 | 0 | 0 | 0 | 0 | 0
Total excluding storage |  | 0 | 0 | 0 | 0 | 0 | 0 | 0 | 0 | 0 | 0 | 0 | 0 | 0 | 0 | 0 | 0 | 0 | 0 | 0 | 0 | 0 | 0 | 0 | 0 | 0 | 0 | 0
Region | Technology | 2023-24 | 2024-25 | 2025-26 | 2026-27 | 2027-28 | 2028-29 | 2029-30 | 2030-31 | 2031-32 | 2032-33 | 2033-34 | 2034-35 | 2035-36 | 2036-37 | 2037-38 | 2038-39 | 2039-40 | 2040-41 | 2041-42 | 2042-43 | 2043-44 | 2044-45 | 2045-46 | 2046-47 | 2047-48 | 2048-49 | 2049-50
VIC1 | Black Coal | 0 | 0 | 0 | 0 | 0 | 0 | 0 | 0 | 0 | 0 | 0 | 0 | 0 | 0 | 0 | 0 | 0 | 0 | 0 | 0 | 0 | 0 | 0 | 0 | 0 | 0 | 0
VIC1 | Brown Coal | 0 | 0 | 0 | 0 | 0 | 0 | 0 | 0 | 0 | 0 | 0 | 0 | 0 | 0 | 0 | 0 | 0 | 0 | 0 | 0 | 0 | 0 | 0 | 0 | 0 | 0 | 0
VIC1 | CCGT | 0 | 0 | 0 | 0 | 0 | 0 | 0 | 0 | 0 | 0 | 0 | 0 | 0 | 0 | 0 | 0 | 0 | 0 | 0 | 0 | 0 | 0 | 0 | 0 | 0 | 0 | 0
VIC1 | Gas - Steam | 0 | 0 | 0 | 0 | 0 | 0 | 0 | 0 | 0 | 0 | 0 | 0 | 0 | 0 | 0 | 0 | 0 | 0 | 0 | 0 | 0 | 0 | 0 | 0 | 0 | 0 | 0
VIC1 | OCGT / Diesel | 0 | 0 | 0 | 0 | 0 | 0 | 0 | 0 | 0 | 0 | 0 | 0 | 0 | 0 | 0 | 0 | 0 | 0 | 0 | 0 | 0 | 0 | 0 | 0 | 0 | 0 | 0
VIC1 | Hydro | 0 | 0 | 0 | 0 | 0 | 0 | 0 | 0 | 0 | 0 | 0 | 0 | 0 | 0 | 0 | 0 | 0 | 0 | 0 | 0 | 0 | 0 | 0 | 0 | 0 | 0 | 0
VIC1 | Hydrogen Turbine | 0 | 0 | 0 | 0 | 0 | 0 | 0 | 0 | 0 | 0 | 0 | 0 | 0 | 0 | 0 | 0 | 0 | 0 | 0 | 0 | 0 | 0 | 0 | 0 | 0 | 0 | 0
VIC1 | Wind | 0 | 0 | 0 | 0 | 0 | 0 | 0 | 0 | 0 | 0 | 0 | 0 | 0 | 0 | 0 | 0 | 0 | 0 | 0 | 0 | 0 | 0 | 0 | 0 | 0 | 0 | 0
VIC1 | Solar PV | 0 | 0 | 0 | 0 | 0 | 0 | 0 | 0 | 0 | 0 | 0 | 0 | 0 | 0 | 0 | 0 | 0 | 0 | 0 | 0 | 0 | 0 | 0 | 0 | 0 | 0 | 0
VIC1 | Grid Battery | 0 | 0 | 0 | 0 | 0 | 0 | 0 | 0 | 0 | 0 | 0 | 0 | 0 | 0 | 0 | 0 | 0 | 0 | 0 | 0 | 0 | 0 | 0 | 0 | 0 | 0 | 0
VIC1 | Pumped Hydro | 0 | 0 | 0 | 0 | 0 | 0 | 0 | 0 | 0 | 0 | 0 | 0 | 0 | 0 | 0 | 0 | 0 | 0 | 0 | 0 | 0 | 0 | 0 | 0 | 0 | 0 | 0
VIC1 | VPP | 0 | 0 | 0 | 0 | 0 | 0 | 0 | 0 | 0 | 0 | 0 | 0 | 0 | 0 | 0 | 0 | 0 | 0 | 0 | 0 | 0 | 0 | 0 | 0 | 0 | 0 | 0
Total excluding storage |  | 0 | 0 | 0 | 0 | 0 | 0 | 0 | 0 | 0 | 0 | 0 | 0 | 0 | 0 | 0 | 0 | 0 | 0 | 0 | 0 | 0 | 0 | 0 | 0 | 0 | 0 | 0
Region | Technology | 2023-24 | 2024-25 | 2025-26 | 2026-27 | 2027-28 | 2028-29 | 2029-30 | 2030-31 | 2031-32 | 2032-33 | 2033-34 | 2034-35 | 2035-36 | 2036-37 | 2037-38 | 2038-39 | 2039-40 | 2040-41 | 2041-42 | 2042-43 | 2043-44 | 2044-45 | 2045-46 | 2046-47 | 2047-48 | 2048-49 | 2049-50
SA1 | Black Coal | 0 | 0 | 0 | 0 | 0 | 0 | 0 | 0 | 0 | 0 | 0 | 0 | 0 | 0 | 0 | 0 | 0 | 0 | 0 | 0 | 0 | 0 | 0 | 0 | 0 | 0 | 0
SA1 | Brown Coal | 0 | 0 | 0 | 0 | 0 | 0 | 0 | 0 | 0 | 0 | 0 | 0 | 0 | 0 | 0 | 0 | 0 | 0 | 0 | 0 | 0 | 0 | 0 | 0 | 0 | 0 | 0
SA1 | CCGT | 0 | 0 | 0 | 0 | 0 | 0 | 0 | 0 | 0 | 0 | 0 | 0 | 0 | 0 | 0 | 0 | 0 | 0 | 0 | 0 | 0 | 0 | 0 | 0 | 0 | 0 | 0
SA1 | Gas - Steam | 0 | 0 | 0 | 0 | 0 | 0 | 0 | 0 | 0 | 0 | 0 | 0 | 0 | 0 | 0 | 0 | 0 | 0 | 0 | 0 | 0 | 0 | 0 | 0 | 0 | 0 | 0
SA1 | OCGT / Diesel | 0 | 0 | 0 | 0 | 0 | 0 | 0 | 0 | 0 | 0 | 0 | 0 | 0 | 0 | 0 | 0 | 0 | 0 | 0 | 0 | 0 | 0 | 0 | 0 | 0 | 0 | 0
SA1 | Hydro | 0 | 0 | 0 | 0 | 0 | 0 | 0 | 0 | 0 | 0 | 0 | 0 | 0 | 0 | 0 | 0 | 0 | 0 | 0 | 0 | 0 | 0 | 0 | 0 | 0 | 0 | 0
SA1 | Hydrogen Turbine | 0 | 0 | 0 | 0 | 0 | 0 | 0 | 0 | 0 | 0 | 0 | 0 | 0 | 0 | 0 | 0 | 0 | 0 | 0 | 0 | 0 | 0 | 0 | 0 | 0 | 0 | 0
SA1 | Wind | 0 | 0 | 0 | 0 | 0 | 0 | 0 | 0 | 0 | 0 | 0 | 0 | 0 | 0 | 0 | 0 | 0 | 0 | 0 | 0 | 0 | 0 | 0 | 0 | 0 | 0 | 0
SA1 | Solar PV | 0 | 0 | 0 | 0 | 0 | 0 | 0 | 0 | 0 | 0 | 0 | 0 | 0 | 0 | 0 | 0 | 0 | 0 | 0 | 0 | 0 | 0 | 0 | 0 | 0 | 0 | 0
SA1 | Grid Battery | 0 | 0 | 0 | 0 | 0 | 0 | 0 | 0 | 0 | 0 | 0 | 0 | 0 | 0 | 0 | 0 | 0 | 0 | 0 | 0 | 0 | 0 | 0 | 0 | 0 | 0 | 0
SA1 | Pumped Hydro | 0 | 0 | 0 | 0 | 0 | 0 | 0 | 0 | 0 | 0 | 0 | 0 | 0 | 0 | 0 | 0 | 0 | 0 | 0 | 0 | 0 | 0 | 0 | 0 | 0 | 0 | 0
SA1 | VPP | 0 | 0 | 0 | 0 | 0 | 0 | 0 | 0 | 0 | 0 | 0 | 0 | 0 | 0 | 0 | 0 | 0 | 0 | 0 | 0 | 0 | 0 | 0 | 0 | 0 | 0 | 0
Total excluding storage |  | 0 | 0 | 0 | 0 | 0 | 0 | 0 | 0 | 0 | 0 | 0 | 0 | 0 | 0 | 0 | 0 | 0 | 0 | 0 | 0 | 0 | 0 | 0 | 0 | 0 | 0 | 0
Region | Technology | 2023-24 | 2024-25 | 2025-26 | 2026-27 | 2027-28 | 2028-29 | 2029-30 | 2030-31 | 2031-32 | 2032-33 | 2033-34 | 2034-35 | 2035-36 | 2036-37 | 2037-38 | 2038-39 | 2039-40 | 2040-41 | 2041-42 | 2042-43 | 2043-44 | 2044-45 | 2045-46 | 2046-47 | 2047-48 | 2048-49 | 2049-50
TAS1 | Black Coal | 0 | 0 | 0 | 0 | 0 | 0 | 0 | 0 | 0 | 0 | 0 | 0 | 0 | 0 | 0 | 0 | 0 | 0 | 0 | 0 | 0 | 0 | 0 | 0 | 0 | 0 | 0
TAS1 | Brown Coal | 0 | 0 | 0 | 0 | 0 | 0 | 0 | 0 | 0 | 0 | 0 | 0 | 0 | 0 | 0 | 0 | 0 | 0 | 0 | 0 | 0 | 0 | 0 | 0 | 0 | 0 | 0
TAS1 | CCGT | 0 | 0 | 0 | 0 | 0 | 0 | 0 | 0 | 0 | 0 | 0 | 0 | 0 | 0 | 0 | 0 | 0 | 0 | 0 | 0 | 0 | 0 | 0 | 0 | 0 | 0 | 0
TAS1 | Gas - Steam | 0 | 0 | 0 | 0 | 0 | 0 | 0 | 0 | 0 | 0 | 0 | 0 | 0 | 0 | 0 | 0 | 0 | 0 | 0 | 0 | 0 | 0 | 0 | 0 | 0 | 0 | 0
TAS1 | OCGT / Diesel | 0 | 0 | 0 | 0 | 0 | 0 | 0 | 0 | 0 | 0 | 0 | 0 | 0 | 0 | 0 | 0 | 0 | 0 | 0 | 0 | 0 | 0 | 0 | 0 | 0 | 0 | 0
TAS1 | Hydro | 0 | 0 | 0 | 0 | 0 | 0 | 0 | 0 | 0 | 0 | 0 | 0 | 0 | 0 | 0 | 0 | 0 | 0 | 0 | 0 | 0 | 0 | 0 | 0 | 0 | 0 | 0
TAS1 | Hydrogen Turbine | 0 | 0 | 0 | 0 | 0 | 0 | 0 | 0 | 0 | 0 | 0 | 0 | 0 | 0 | 0 | 0 | 0 | 0 | 0 | 0 | 0 | 0 | 0 | 0 | 0 | 0 | 0
TAS1 | Wind | 0 | 0 | 0 | 0 | 0 | 0 | 0 | 0 | 0 | 0 | 0 | 0 | 0 | 0 | 0 | 0 | 0 | 0 | 0 | 0 | 0 | 0 | 0 | 0 | 0 | 0 | 0
TAS1 | Solar PV | 0 | 0 | 0 | 0 | 0 | 0 | 0 | 0 | 0 | 0 | 0 | 0 | 0 | 0 | 0 | 0 | 0 | 0 | 0 | 0 | 0 | 0 | 0 | 0 | 0 | 0 | 0
TAS1 | Grid Battery | 0 | 0 | 0 | 0 | 0 | 0 | 0 | 0 | 0 | 0 | 0 | 0 | 0 | 0 | 0 | 0 | 0 | 0 | 0 | 0 | 0 | 0 | 0 | 0 | 0 | 0 | 0
TAS1 | Pumped Hydro | 0 | 0 | 0 | 0 | 0 | 0 | 0 | 0 | 0 | 0 | 0 | 0 | 0 | 0 | 0 | 0 | 0 | 0 | 0 | 0 | 0 | 0 | 0 | 0 | 0 | 0 | 0
TAS1 | VPP | 0 | 0 | 0 | 0 | 0 | 0 | 0 | 0 | 0 | 0 | 0 | 0 | 0 | 0 | 0 | 0 | 0 | 0 | 0 | 0 | 0 | 0 | 0 | 0 | 0 | 0 | 0
Total excluding storage |  | 0 | 0 | 0 | 0 | 0 | 0 | 0 | 0 | 0 | 0 | 0 | 0 | 0 | 0 | 0 | 0 | 0 | 0 | 0 | 0 | 0 | 0 | 0 | 0 | 0 | 0 | 0

## O5 no comp_REZ Tx Cost
REZ transmission expansion cost by region ($000s) - O5 no comp, Step Change Scenario
REZ Expansion | Real June 2021 dollars discounted to 1 July 2021. As with the total capital costs, the REZ transmission expansion costs are annualised for modelling purposes.
Explicitly modelled generation
Region | Technology | 2023-24 | 2024-25 | 2025-26 | 2026-27 | 2027-28 | 2028-29 | 2029-30 | 2030-31 | 2031-32 | 2032-33 | 2033-34 | 2034-35 | 2035-36 | 2036-37 | 2037-38 | 2038-39 | 2039-40 | 2040-41 | 2041-42 | 2042-43 | 2043-44 | 2044-45 | 2045-46 | 2046-47 | 2047-48 | 2048-49 | 2049-50
NSW1 | Transmission | 0 | 0.0014166 | 0.0017082 | 0.0022307 | 0.002303 | 0.0031434 | 0.0047202 | 0.0077671 | 0.0079709 | 11250.9384 | 16335.1867 | 15483.5896 | 14715.5183 | 13909.2284 | 13184.1036 | 12496.7842 | 13236.4221 | 12511.1753 | 11858.9346 | 31016.9719 | 38731.2825 | 36609.1248 | 34700.5958 | 64724.2999 | 72602.6128 | 73548.3624 | 69714.089
QLD1 | Transmission | 69.5158 | 65.84 | 62.4081 | 80.1724 | 89.202 | 51709.5882 | 49069.5388 | 54597.9933 | 54518.5123 | 73885.9288 | 82778.2803 | 81559.8413 | 77743.7237 | 74803.7693 | 114452.4884 | 111954.9833 | 141774.8653 | 153426.9938 | 153200.5404 | 196085.789 | 210928.9902 | 199749.1797 | 191887.4151 | 202238.8367 | 202061.266 | 206339.3927 | 214104.7052
VIC1 | Transmission | 0 | 0.00043167 | 0.00046672 | 0.00048715 | 0.00047668 | 0.00049246 | 0.0005475 | 0.00064328 | 0.002517 | 0.0025237 | 28462.2564 | 26978.4421 | 25640.1627 | 24235.2914 | 22971.8403 | 21774.2563 | 20694.1333 | 19560.264 | 18540.5347 | 17573.9695 | 17922.4831 | 16940.4783 | 21978.9306 | 21674.5018 | 20846.7676 | 19903.5194 | 19047.0492
SA1 | Transmission | 57.1305 | 1393.1705 | 1387.702 | 2546.3104 | 2419.9997 | 2315.6765 | 2197.0367 | 2083.1153 | 2963.3496 | 4152.5862 | 3936.1055 | 3730.9086 | 3545.8681 | 3351.5843 | 16604.8348 | 16942.0511 | 16101.866 | 19106.1701 | 18614.4056 | 21425.7462 | 34063.498 | 33808.3571 | 32216.7518 | 40833.1711 | 43823.0749 | 42883.8023 | 40747.8124
TAS1 | Transmission | 0 | 0.0009758 | 56.1616 | 358.5775 | 3853.9986 | 3642.8334 | 3452.9228 | 3272.9127 | 3110.5587 | 2940.1262 | 2786.8496 | 2641.5637 | 2510.5276 | 2372.9713 | 2249.262 | 2132.002 | 2026.243 | 1915.2215 | 1815.376 | 1720.7357 | 1635.3779 | 1545.7726 | 1465.1877 | 1388.8037 | 1319.9115 | 1247.5912 | 1182.551
NEM | Total | 126.6463 | 1459.0133 | 1506.2739 | 2985.0631 | 6363.2031 | 57668.1018 | 54719.5035 | 59954.0298 | 60592.4311 | 92229.5821 | 134298.6785 | 130394.3453 | 124155.8004 | 118672.8446 | 169462.5291 | 165300.0769 | 193833.5297 | 206519.8248 | 204029.7914 | 267823.2123 | 303281.6317 | 288652.9126 | 282248.8809 | 330859.6132 | 340653.6328 | 343922.668 | 344796.2068

## O5 no comp_USE+DSP Cost
USE+DSP cost by region ($000s) - O5 no comp, Step Change Scenario
USE+DSP | Real June 2021 dollars discounted to 1 July 2021
Explicitly modelled generation
Region | Technology | 2023-24 | 2024-25 | 2025-26 | 2026-27 | 2027-28 | 2028-29 | 2029-30 | 2030-31 | 2031-32 | 2032-33 | 2033-34 | 2034-35 | 2035-36 | 2036-37 | 2037-38 | 2038-39 | 2039-40 | 2040-41 | 2041-42 | 2042-43 | 2043-44 | 2044-45 | 2045-46 | 2046-47 | 2047-48 | 2048-49 | 2049-50
NSW1 | USE+DSP | 32851.6005 | 37842.4606 | 111200.1575 | 1195.2794 | 14443.6 | 18.4276 | 0.26108 | 816.9543 | 0.26219 | 812.7176 | 870.7624 | 14.8072 | 1389.1925 | 287.1468 | 6252.7369 | 0.26805 | 494.2402 | 4589.9456 | 4239.6963 | 7054.5872 | 12107.9706 | 8001.9001 | 10315.1277 | 12445.503 | 11087.3625 | 11651.8581 | 12952.5278
QLD1 | USE+DSP | 0.031079 | 0.030803 | 0.031424 | 520.539 | 22.9166 | 76057.4895 | 0.032354 | 2804.8091 | 1420.8429 | 778.8625 | 1559.0097 | 2555.9767 | 3231.9371 | 1047.3108 | 7102.5573 | 0.033207 | 8219.5537 | 6767.5482 | 6192.1366 | 11458.4436 | 24073.4174 | 20747.7389 | 47986.0414 | 56166.3974 | 52979.2574 | 55407.3654 | 53732.9819
VIC1 | USE+DSP | 26910.4379 | 20767.976 | 24.6715 | 32338.1552 | 432.9986 | 0.33287 | 79.6149 | 998.6003 | 0.33233 | 839.0089 | 5.8502 | 7.0889 | 2977.0808 | 522.7607 | 5602.2817 | 12.6468 | 892.1333 | 2125.5278 | 3172.4358 | 4152.9848 | 5479.9135 | 11732.0857 | 2918.0119 | 3586.9626 | 3885.0073 | 6302.67 | 8879.9874
SA1 | USE+DSP | 808.6697 | 0.036253 | 8.8207 | 849.1869 | 268.4388 | 0.03717 | 0.037089 | 862.0483 | 0.037188 | 1219.2276 | 0.038087 | 14.8019 | 933.5777 | 149.1314 | 8101.3771 | 0.038882 | 569.2749 | 2267.8256 | 1947.7792 | 2759.3669 | 4925.324 | 3910.4161 | 3717.5299 | 4178.9602 | 4793.0328 | 5828.1597 | 5990.9901
TAS1 | USE+DSP | 0.021857 | 0.02159 | 0.021728 | 0.02183 | 0.021874 | 0.021944 | 0.022185 | 44.7486 | 0.022699 | 43.8602 | 0.023054 | 13.2172 | 606.9244 | 79.3921 | 316.9875 | 0.023284 | 277.1554 | 664.9267 | 807.1739 | 1301.1745 | 1652.7381 | 1571.5508 | 1035.2138 | 1538.1037 | 1447.8165 | 2675.9013 | 1962.9767
NEM | Total | 60570.7611 | 58610.5252 | 111233.7029 | 34903.1823 | 15167.9758 | 76076.3091 | 79.9676 | 5527.1605 | 1421.4973 | 3693.6768 | 2435.6835 | 2605.892 | 9138.7126 | 2085.7418 | 27375.9405 | 13.0102 | 10452.3576 | 16415.7738 | 16359.2217 | 26726.5571 | 48239.3638 | 45963.6916 | 65971.9248 | 77915.9268 | 74192.4764 | 81865.9545 | 83519.4639