## Cover
Victoria to NSW Interconnector West (VNI West) PACR market modelling outcomes
Step Change scenario
Transgrid | 16 May 2023

## Release notice
Notice
Ernst & Young (“EY”) was engaged on the instructions of NSW Electricity Networks Operations Pty Limited, as trustee for NSW Electricity Networks Operations Trust (“Transgrid”), to undertake market modelling of system costs and benefits to assess two options for the Victoria to NSW Interconnector West (VNI West) Regulatory Investment Test for Transmission (“VNI West RIT-T”). The results of EY’s work, including the assumptions and qualifications made in preparing the workbook (“Workbook”), are set out in the Project Assessment Conclusions Report dated May 2023 and in EY's report accompanying the Additional Consultation Report dated 22 February 2023 ("Reports"). The Workbook and the Reports should be read in conjunction with each other and in their entirety including any disclaimers and attachments, this notice and the notice included in the Reports. A reference to the Workbook includes any part of the Workbook. No further work has been undertaken by EY since the date of the Workbook to update it. EY has prepared the Workbook for the benefit of Transgrid and has considered only the interest of Transgrid. EY has not been engaged to act, and has not acted, as advisor to any other party. Accordingly, EY makes no representations as to the appropriateness, accuracy or completeness of the Workbook for any other party's purposes. Our work commenced on 22 September 2021 and was completed on 28 April 2023. Therefore, our Workbook does not take account of events or circumstances arising after 28 April 2023 and we have no responsibility to update the Workbook for such events or circumstances. No reliance may be placed upon the Workbook or any of its contents by any party other than Transgrid (“Third Parties”). Any Third Parties receiving a copy of the Workbook must make and rely on their own enquiries in relation to the issues to which the Workbook relates, the contents of the Workbook and all matters arising from or relating to or in any way connected with the Workbook or its contents. EY disclaims all responsibility to any Third Parties for any loss or liability that the Third Parties may suffer or incur arising from or relating to or in any way connected with the contents of the Workbook, the provision of the Workbook to the Third Parties or the reliance upon the Workbook by the Third Parties. No claim or demand or any actions or proceedings may be brought against EY arising from or connected with the contents of the Workbook or the provision of the Workbook to the Third Parties. EY will be released and forever discharged from any such claims, demands, actions or proceedings. Our Workbook is based, in part, on the information provided to us by Transgrid and other stakeholders engaged in this process. We have relied on the accuracy of the information gathered through these sources. We do not imply, and it should not be construed that we have performed an audit, verification or due diligence procedures on any of the information provided to us. We have not independently verified, nor accept any responsibility or liability for independently verifying, any such information nor do we make any representation as to the accuracy or completeness of the information. We accept no liability for any loss or damage, which may result from your reliance on any research, analyses or information so supplied. Modelling work performed as part of our scope inherently requires assumptions about future behaviours and market interactions, which may result in forecasts that deviate from future conditions. There will usually be differences between estimated and actual outcomes, because events and circumstances frequently do not occur as expected, and those differences may be material. We take no responsibility that the projected outcomes will be achieved. We highlight that our analysis and Workbook do not constitute investment advice or a recommendation to you on a future course of action. We provide no assurance that the scenarios we have modelled will be accepted by any relevant authority or third party. EY has consented to the Workbook being published electronically on Transgrid’s website for informational purposes only. EY has not consented to distribution or disclosure beyond this. The material contained in the Workbook, including the EY logo, is copyright. The copyright in the material contained in the Workbook itself, excluding EY logo, vests in Transgrid. The Workbook, including the EY logo, cannot be altered without prior written permission from EY. Readers are advised that the outcomes provided are based on many detailed assumptions underpinning the scenario, and the key assumptions are described in the Workbook. These assumptions were selected by Transgrid after public consultation. The modelled scenario represents one possible future option for the development and operation of the National Electricity Market, and it must be acknowledged that many alternative futures exist. Alternative futures beyond those presented have not been evaluated as part of this Workbook. EY’s liability is limited by a scheme approved under Professional Standards Legislation.

## Version notes
Change log
2023-05-16 | 1 | Victoria to NSW Interconnector West (VNI West) PACR market modelling outcomes - Step Change scenario

## Abbreviations and notes
Acronyms
AEMO | Australian Energy Market Operator
CCGT | Closed cycle gas turbine
Diesel | Diesel generator
Distributed PV | PV non-scheduled generators (PVNSG) and Rooftop PV
DSP | Demand-side participation
ESOO | Electricity Statement Of Opportunities
FOM | Fixed operations and maintenance
Gas - Steam | Gas-powered steam turbine
GWh | Gigawatt-hours
Grid Battery | Explicitly modelled existing and new entrant (8 hour or less) battery storage
MW | Megawatts
NEM | National Electricity Market
OCGT | Open cycle gas turbine
PACR | Project Assessment Conclusions Report
PV | Photovoltaic
PVNSG | PV non-scheduled generators
Rehab | Rehabilitation (after closing an existing generator)
REZ | Renewable energy zone
USE | Unserved energy
VOM | Variable operations and maintenance
VPP | Virtual power plants
Notes
1. Tumut 3 generation is included in Hydro, whereas Tumut 3 pump is included in Pumped Hydro Pump.
2. REZ expansion costs only capture intra-regional network augmentations. These costs do not include the cost of interconnectors.
3. Entry of new capacity and retirement of generator capacity where allowed occurs at the beginning of each financial year, on 1 July.
4. Other non-scheduled generation is handled on the demand side as per AEMO's 2021 ESOO.

## ---Compare options---
Compare |  | Option 5A | to | BaseCase |  | 0 | 1 | 2 | 3 | 4 | 5 | 6 | 7 | 8 | 9 | 10 | 11 | 12 | 13 | 14 | 15 | 16 | 17 | 18 | 19 | 20 | 21 | 22 | 23 | 24 | 25 | 26
NEM discounted market benefits by year
Select region | NEM
[5 empty] | Real June 2021 dollars ($m) discounted to 1 July 2021 | 2023-24 | 2024-25 | 2025-26 | 2026-27 | 2027-28 | 2028-29 | 2029-30 | 2030-31 | 2031-32 | 2032-33 | 2033-34 | 2034-35 | 2035-36 | 2036-37 | 2037-38 | 2038-39 | 2039-40 | 2040-41 | 2041-42 | 2042-43 | 2043-44 | 2044-45 | 2045-46 | 2046-47 | 2047-48 | 2048-49 | 2049-50
|  |  |  | Build | CAPEX | 0 | -0.75343 | -0.53319 | 9.7918 | 18.2512 | 36.1385 | 77.2502 | 174.7231 | 272.7672 | 318.5868 | 402.4551 | 454.7375 | 535.8516 | 597.0681 | 617.0909 | 663.1442 | 764.864 | 911.6789 | 1064.5359 | 1262.7994 | 1397.384 | 1526.4734 | 1683.9001 | 1884.7743 | 2098.795 | 2293.5443 | 2488.8323
|  |  |  | FOM | FOM | 0 | -0.08649 | -0.15081 | 1.3477 | 2.4674 | 4.8312 | 10.4388 | 25.7142 | 41.7775 | 49.1784 | 66.2678 | 79.8531 | 96.8895 | 108.8187 | 109.6757 | 115.5993 | 129.9521 | 152.0516 | 163.2473 | 185.6732 | 193.4084 | 197.7265 | 220.9406 | 279.889 | 354.4814 | 428.0167 | 503.7331
|  |  |  | Fuel | Fuel | 0.16153 | -1.325 | -3.9023 | -11.3748 | -7.3214 | -2.4023 | -3.8737 | -37.4361 | -25.7339 | 45.3567 | 92.2399 | 150.8652 | 211.9963 | 291.7671 | 376.766 | 449.208 | 494.8714 | 491.0469 | 511.8504 | 507.4413 | 530.3858 | 552.8532 | 576.4795 | 595.5086 | 586.109 | 596.468 | 583.6886
|  |  |  | VOM | VOM | -0.029665 | 0.48827 | 1.0837 | 0.63479 | 0.66462 | -0.40347 | -2.7408 | -8.5419 | -9.1341 | -5.3326 | -5.7898 | -5.4321 | -2.454 | -2.1082 | 4.4619 | 4.6391 | 2.06 | 0.67334 | 3.2606 | 2.4213 | 4.6273 | 9.0198 | 11.8467 | 12.958 | 14.3999 | 14.2541 | 14.3664
|  |  |  | Rehab | Rehab | 0 | 0 | 0 | 0 | 0 | 0 | 0 | 0 | 0 | 0 | 0 | 0 | 0 | 0 | 0 | 0 | 0 | 0 | 0 | 0 | 0 | 0 | 0 | 0 | 0 | 0 | 0
|  |  |  | REZ Tx | REZ | -7.6547e-07 | 0.0031655 | 0.010131 | 0.24463 | 3.6879 | 8.0357 | 12.0898 | 21.9673 | 31.8889 | 36.9632 | 40.6865 | 42.9731 | 45.1888 | 46.7415 | 60.3317 | 71.3026 | 82.5855 | 107.6618 | 127.83 | 155.1072 | 186.3706 | 214.9327 | 242.1235 | 254.5113 | 269.302 | 285.2552 | 310.4266
|  |  |  | USE+DSP | USE+DSP | -0.00035585 | -0.33819 | -0.47392 | -2.2494 | -2.0731 | -1.3169 | -0.731 | -0.71675 | -1.1391 | -1.4893 | 7.1949 | 7.6179 | 5.8751 | 5.3014 | -2.9188 | -2.9166 | 0.65501 | 14.8452 | 29.1515 | 59.2177 | 88.3563 | 107.4844 | 118.2764 | 125.8004 | 130.3455 | 137.7586 | 143.1098
[5 empty] | Total cumulative market benefits | 0.1315 | -2.0117 | -3.9664 | -1.6052 | 15.6766 | 44.8828 | 92.4332 | 175.7098 | 310.4265 | 443.2633 | 603.0543 | 730.6146 | 893.3473 | 1047.5886 | 1165.4074 | 1300.9766 | 1474.988 | 1677.9576 | 1899.8757 | 2172.6601 | 2400.5323 | 2608.4901 | 2853.5669 | 3153.4415 | 3453.4328 | 3755.297 | 4044.1568
NEM capacity difference by year
Select region | NEM
[5 empty] | Capacity difference (MW) | 2023-24 | 2024-25 | 2025-26 | 2026-27 | 2027-28 | 2028-29 | 2029-30 | 2030-31 | 2031-32 | 2032-33 | 2033-34 | 2034-35 | 2035-36 | 2036-37 | 2037-38 | 2038-39 | 2039-40 | 2040-41 | 2041-42 | 2042-43 | 2043-44 | 2044-45 | 2045-46 | 2046-47 | 2047-48 | 2048-49 | 2049-50
[5 empty] | Black Coal | 0 | 0 | 0 | 0 | 0 | 0 | 0 | 0 | 0 | 0 | 0 | 0 | 0 | 0 | 0 | 0 | 0 | 0 | 0 | 0 | 0 | 0 | 0 | 0 | 0 | 0 | 0
[5 empty] | Brown Coal | 0 | 0 | 0 | 0 | 0 | 0 | 0 | 0 | 0 | 0 | 0 | 0 | 0 | 0 | 0 | 0 | 0 | 0 | 0 | 0 | 0 | 0 | 0 | 0 | 0 | 0 | 0
[5 empty] | CCGT | 0 | 0 | 0 | 0 | 0 | 0 | 0 | 0 | 0 | 0 | 0 | 0 | 0 | 0 | 0 | 0 | 0 | 0 | 0 | 0 | 0 | 0 | 0 | 0 | 0 | 0 | 0
[5 empty] | Gas - Steam | 0 | 0 | 0 | 0 | 0 | 0 | 0 | 0 | 0 | 0 | 0 | 0 | 0 | 0 | 0 | 0 | 0 | 0 | 0 | 0 | 0 | 0 | 0 | 0 | 0 | 0 | 0
[5 empty] | OCGT / Diesel | 0 | 0.0011058 | 0.0011063 | 0.0011462 | 0.001152 | 98.4215 | 98.4216 | 98.4218 | 98.4218 | 98.4218 | 98.4218 | 98.4217 | -292.2345 | -292.2345 | -110.4072 | -110.4071 | -110.4071 | -110.4071 | -414.4332 | -414.433 | -185.4364 | -44.7637 | -44.7637 | -486.6304 | -486.6304 | -324.5312 | -324.5312
[5 empty] | Hydro | 0 | 0 | 0 | 0 | 0 | 0 | 0 | 0 | 0 | 0 | 0 | 0 | 0 | 0 | 0 | 0 | 0 | 0 | 0 | 0 | 0 | 0 | 0 | 0 | 0 | 0 | 0
[5 empty] | Hydrogen Turbine | 0 | 0 | 0 | 0 | 0 | 0 | 0 | 0 | 0 | 0 | 0 | 0 | 0 | 0 | 0 | 0 | 0 | 0 | 0 | 0 | 0 | 0 | 0 | 0 | 0 | 0 | 0
[5 empty] | Wind | 0 | 5.1778 | 4.3016 | -78.8585 | -84.9977 | -10.9204 | -319.7588 | -795.8386 | -524.429 | -308.5954 | 66.7199 | 45.8046 | -207.655 | -167.3569 | -230.3217 | -406.4379 | -492.2482 | -585.0421 | -576.1429 | -994.1248 | -782.087 | -726.8538 | -821.9496 | -751.6085 | -594.1097 | 62.1531 | -15.3231
[5 empty] | Solar PV | 0 | 0.0053265 | 0.084707 | 0.085402 | 1.6577 | -164.0612 | -31.4952 | -210.1469 | -400.0286 | -240.2867 | -839.1025 | -738.6389 | -738.6391 | -235.1461 | 806.5317 | 332.0056 | -855.7094 | -1331.7642 | -1499.7013 | -1915.7182 | -15.1601 | -98.5972 | -706.1095 | 57.0134 | -138.5102 | 59.9434 | -500.8527
[5 empty] | Grid Battery | 0 | 0.0034905 | -0.0020592 | -0.00030448 | 3.025 | -12.8931 | -12.8929 | -27.7875 | -79.9437 | -63.4401 | -651.5782 | -651.5783 | -536.0867 | -536.0866 | -420.5509 | -420.5509 | -348.9619 | -777.5912 | 854.7168 | 224.9715 | 478.9601 | 984.5945 | 1144.0006 | 711.6574 | 708.6322 | -486.1061 | -303.0746
[5 empty] | Pumped Hydro | 0 | 0 | 0.0045965 | 0.0053163 | 22.1932 | -53.8704 | -53.8699 | -17.0615 | -314.6997 | -96.5673 | -256.0356 | -5.6966 | -80.5739 | -80.5738 | -10.6968 | -10.6968 | -199.0912 | -433.1019 | -901.3804 | -1037.6831 | -1037.6827 | -1333.0419 | -1333.043 | -1340.7019 | -1340.7019 | -1334.3672 | -1334.367
[5 empty] | VPP | 0 | 0 | 0 | 0 | 0 | 0 | 0 | 0 | 0 | 0 | 0 | 0 | 0 | 0 | 0 | 0 | 0 | 0 | 0 | 0 | 0 | 0 | 0 | 0 | 0 | 0 | 0
[5 empty] | Grid Battery pump | 0 | 0.0034905 | -0.0020592 | -0.00030448 | 3.025 | -12.8931 | -12.8929 | -27.7875 | -79.9437 | -63.4401 | -651.5782 | -651.5783 | -536.0867 | -536.0866 | -420.5509 | -420.5509 | -348.9619 | -777.5912 | 854.7168 | 224.9715 | 478.9601 | 984.5945 | 1144.0006 | 711.6574 | 708.6322 | -486.1061 | -303.0746
[5 empty] | Pumped Hydro Pump | 0 | 0 | 0.0045965 | 0.0053163 | 22.1932 | -53.8704 | -53.8699 | -17.0615 | -314.6997 | -96.5673 | -256.0356 | -5.6966 | -80.5739 | -80.5738 | -10.6968 | -10.6968 | -199.0912 | -433.1019 | -901.3804 | -1037.6831 | -1037.6827 | -1333.0419 | -1333.043 | -1340.7019 | -1340.7019 | -1334.3672 | -1334.367
[5 empty] | VPP pump | 0 | 0 | 0 | 0 | 0 | 0 | 0 | 0 | 0 | 0 | 0 | 0 | 0 | 0 | 0 | 0 | 0 | 0 | 0 | 0 | 0 | 0 | 0 | 0 | 0 | 0 | 0
NEM generation difference by year
Select region | NEM
[5 empty] | Sent-out generation difference (GWh)* | 2023-24 | 2024-25 | 2025-26 | 2026-27 | 2027-28 | 2028-29 | 2029-30 | 2030-31 | 2031-32 | 2032-33 | 2033-34 | 2034-35 | 2035-36 | 2036-37 | 2037-38 | 2038-39 | 2039-40 | 2040-41 | 2041-42 | 2042-43 | 2043-44 | 2044-45 | 2045-46 | 2046-47 | 2047-48 | 2048-49 | 2049-50
[5 empty] | Black Coal | -1.8291 | 65.2652 | 51.169 | 74.3276 | 39.6912 | 5.3861 | 32.1277 | 1364.6427 | 1182.6965 | 1007.7449 | 338.9962 | 436.5379 | 388.3643 | 283.3218 | 310.353 | 232.3711 | 119.1914 | 81.2657 | 46.9672 | 0 | 0 | 0 | 0 | 0 | 0 | 0 | 0
[5 empty] | Brown Coal | -4.3669 | 19.0185 | 60.751 | 111.9479 | -131.3414 | -219.5497 | -58.843 | -7.4101 | -15.022 | 0 | 0 | 0 | 0 | 0 | 0 | 0 | 0 | 0 | 0 | 0 | 0 | 0 | 0 | 0 | 0 | 0 | 0
[5 empty] | CCGT | -0.99078 | -0.0077388 | 18.8912 | 78.2076 | -56.1946 | -5.7081 | 30.4238 | 263.7112 | 72.2088 | 29.0688 | -68.4353 | -60.752 | -124.8947 | -173.2117 | -180.8981 | 94.332 | 236.1663 | 155.9978 | 214.2856 | 269.8027 | 186.032 | 212.3546 | 27.9212 | 8.5506 | 13.7403 | 18.0362 | 16.4143
[5 empty] | Gas - Steam | 0.000564 | 0.24427 | 1.4311 | 2.9891 | -2.9182 | -15.6658 | 0.22109 | -40.9306 | -229.189 | -677.1925 | -360.9821 | -274.1268 | -441.3002 | -456.1116 | -494.7046 | -506.9877 | 0 | 0 | 0 | 0 | 0 | 0 | 0 | 0 | 0 | 0 | 0
[5 empty] | OCGT / Diesel | -0.11447 | 0.012213 | 1.1475 | 8.9757 | -7.9835 | -20.2702 | 2.7455 | 117.1331 | -165.4913 | -554.9188 | -357.8461 | -615.9049 | -591.6439 | -858.7393 | -1038.3422 | -953.2205 | -954.5201 | 93.7898 | -504.8025 | 104.8266 | -537.7695 | -643.3152 | -613.1828 | -477.1688 | 322.153 | -230.6407 | 562.8711
[5 empty] | Hydro | 9.164 | -129.7938 | -186.0148 | -128.6553 | 137.0637 | 551.5983 | 480.4488 | 368.3298 | -188.8374 | -221.717 | 160.079 | 136.3337 | 147.5012 | 100.8515 | -436.7114 | -407.8272 | -261.0385 | 93.4485 | -68.753 | -90.6451 | -791.0722 | -870.3656 | -581.4466 | 255.9515 | -140.8549 | 92.7602 | -274.2692
[5 empty] | Hydrogen Turbine | 0 | 0 | 0 | 0 | 0 | 0 | 0 | 0 | 0 | 0 | 0 | 0 | 0 | 0 | 0 | 0 | 0 | 0 | 0 | 0 | 0 | 0 | 0 | 0 | 0 | 0 | 0
[5 empty] | Wind | -6.8336 | 38.4059 | 48.1443 | -190.6821 | 52.2217 | 25.7055 | -549.9722 | -1731.5773 | -465.2974 | -149.556 | 886.2196 | 753.363 | 922.2118 | 920.8384 | -76.7555 | 400.9981 | 1226.5262 | 581.5368 | 463.3168 | 241.6899 | 6.0839 | 134.9833 | -682.7947 | -2027.7845 | -2265.3032 | -876.9732 | -2210.1028
[5 empty] | Solar PV | 7.2207 | 4.7277 | 3.1201 | 9.2321 | 26.3878 | -336.1553 | -54.7307 | -235.9718 | -585.3837 | 174.013 | -1224.8106 | -777.3873 | -649.4553 | 348.5412 | 1673.2342 | 1393.2449 | 272.4235 | -862.7562 | -438.8913 | -928.6166 | 979.8949 | 655.1073 | 1606.0535 | 1992.1233 | 1570.3126 | 987.6475 | 2162.1534
[5 empty] | Grid Battery | 0.1232 | 0.011391 | 0.21331 | 0.91583 | 6.9289 | -45.2695 | -29.9267 | -17.9506 | -126.9222 | 260.5243 | -855.6821 | -919.942 | -287.6493 | -292.2236 | 49.062 | 62.873 | 207.3914 | -249.9352 | 2750.7296 | 1553.1592 | 1947.0381 | 2850.2338 | 3325.0902 | 2135.7435 | 1780.0203 | 716.5926 | 823.2554
[5 empty] | Pumped Hydro | 0.002915 | -0.81982 | 1.1828 | 18.8456 | 29.9695 | -201.2594 | -77.7605 | -169.474 | -730.6728 | -272.7895 | -338.7576 | 227.5911 | -131.4986 | 387.8584 | -167.1326 | 464.5029 | 600.8762 | -546.556 | -2327.1219 | -1839.0301 | -1672.5669 | -2762.4898 | -2398.5473 | -2429.0331 | -2671.5484 | -1952.8889 | -1566.3962
[5 empty] | VPP | 0.18539 | -0.015989 | 1.2964 | 0.5907 | 5.7998 | 10.4775 | 0.46111 | 7.6144 | 3.8126 | 42.756 | 9.988 | -22.5499 | 115.0923 | 156.2824 | 198.6904 | 185.6921 | 129.2861 | 76.8483 | 79.3353 | 131.0193 | 161.6164 | 237.761 | 324.715 | 405.5233 | 241.2927 | 369.1827 | 426.1902
[5 empty] | Grid Battery pump | 0.14604 | 0.013287 | 0.25591 | 1.0963 | 8.0006 | -54.2446 | -36.0414 | -22.4589 | -151.0298 | 308.9472 | -1031.9479 | -1106.4675 | -345.8177 | -350.4561 | 61.7651 | 79.6499 | 242.8936 | -305.5317 | 3315.1392 | 1874.8942 | 2339.1634 | 3440.1792 | 4021.5333 | 2553.3875 | 2154.9993 | 850.6635 | 998.7522
[5 empty] | Pumped Hydro Pump | 0.046246 | -1.9704 | 2.915 | -5.4232 | 51.9933 | -220.7862 | -175.2255 | -224.8117 | -918.1994 | -496.611 | -360.8987 | 215.7453 | -219.5719 | 688.643 | -315.4417 | 610.1437 | 905.8855 | -658.3244 | -3290.2385 | -2525.3429 | -2264.7738 | -3727.6369 | -3266.8951 | -3139.4937 | -3656.8574 | -2443.3207 | -2055.6962
[5 empty] | VPP pump | 0.21813 | -0.024611 | 1.5297 | 0.69623 | 6.8923 | 12.2575 | 1.4293 | 8.096 | 4.8825 | 50.4501 | 12.0413 | -28.7724 | 135.9958 | 184.6332 | 234.0062 | 219.0077 | 150.9426 | 91.0045 | 92.2899 | 154.5151 | 190.893 | 279.4596 | 384.4026 | 472.8588 | 284.631 | 434.731 | 502.0447
*Generation shown is sent-out, as is demand.

## BaseCase_CF
Annual capacity factor by technology - BaseCase, Step Change Scenario
Explicitly modelled generation
Region | Technology | 2023-24 | 2024-25 | 2025-26 | 2026-27 | 2027-28 | 2028-29 | 2029-30 | 2030-31 | 2031-32 | 2032-33 | 2033-34 | 2034-35 | 2035-36 | 2036-37 | 2037-38 | 2038-39 | 2039-40 | 2040-41 | 2041-42 | 2042-43 | 2043-44 | 2044-45 | 2045-46 | 2046-47 | 2047-48 | 2048-49 | 2049-50
NEM | Black Coal | 58.98% | 51.59% | 52.66% | 63.24% | 60.26% | 61.88% | 63.34% | 57.2% | 55.47% | 56.4% | 61.29% | 60.85% | 53.24% | 52.11% | 54.67% | 52% | 54.46% | 42.41% | 42.2% | - | - | - | - | - | - | - | -
NEM | Brown Coal | 68.75% | 60.1% | 65.67% | 62.61% | 63.89% | 64.46% | 66.54% | 63.98% | 51.11% | - | - | - | - | - | - | - | - | - | - | - | - | - | - | - | - | - | -
NEM | CCGT | 8.143% | 6.613% | 12.9% | 16.09% | 17.04% | 19.68% | 22.66% | 25.86% | 23.54% | 23.06% | 31.43% | 35.86% | 27.18% | 28.87% | 28.8% | 30.54% | 29.43% | 25.51% | 20.87% | 24.12% | 25.84% | 20.06% | 23.62% | 28.62% | 28.05% | 27.45% | 28.27%
NEM | Gas - Steam | 0.9866% | 0.9458% | 2.985% | 3.681% | 2.552% | 5.597% | 4.39% | 24.06% | 9.346% | 24.4% | 16.03% | 20.12% | 18.29% | 21.68% | 23.69% | 24.81% | - | - | - | - | - | - | - | - | - | - | -
NEM | OCGT / Diesel | 0.3095% | 0.2412% | 0.5385% | 0.5756% | 0.4446% | 0.6396% | 0.5009% | 2.16% | 1.355% | 2.688% | 4.176% | 7.723% | 4.462% | 6.055% | 5.177% | 4.939% | 10.74% | 9.195% | 5.213% | 6.162% | 10.68% | 6.298% | 7.866% | 8.617% | 5.679% | 7.852% | 7.187%
NEM | Hydro | 26.71% | 24.45% | 25.06% | 24.17% | 20.17% | 24.16% | 26.18% | 25.64% | 25.17% | 24.08% | 25.65% | 26.19% | 24% | 22.13% | 27.2% | 24.79% | 22.81% | 21.5% | 20.71% | 23.58% | 24.78% | 23.2% | 21.93% | 27.01% | 26.02% | 25.77% | 25.35%
NEM | Hydrogen Turbine | bar: 2023-24 to 2049-50
NEM | Wind | 32.73% | 33.38% | 34.02% | 35.44% | 37.09% | 36.18% | 35.74% | 34.7% | 36.26% | 35.12% | 34.32% | 33.76% | 34.67% | 35.71% | 34.73% | 34.55% | 33.44% | 33.59% | 33.07% | 32.13% | 31.58% | 32.43% | 33.5% | 32.79% | 32.07% | 31.82% | 31.68%
NEM | Solar PV | 26.37% | 22.22% | 23.44% | 24.66% | 24.43% | 22.42% | 23.53% | 24.14% | 24.46% | 24.37% | 24.03% | 23.31% | 23.94% | 24.02% | 20.63% | 21.59% | 21.08% | 19.95% | 20.76% | 20.43% | 19.7% | 19.85% | 20.09% | 17.53% | 17.62% | 18.65% | 17.86%
NEM | Grid Battery | 4.762% | 4.718% | 7.352% | 11.14% | 15.26% | 17.48% | 17.63% | 19.22% | 18.63% | 20.22% | 19.4% | 18.91% | 18.98% | 19.21% | 17.34% | 17.63% | 19.3% | 18.27% | 20.17% | 19.68% | 18.93% | 18.66% | 19.4% | 16.33% | 16.24% | 16.62% | 15.99%
NEM | Pumped Hydro | 7.63% | 12.59% | 13.02% | 19.28% | 9.865% | 13.77% | 14.77% | 19.76% | 20.3% | 19.14% | 20.09% | 19.84% | 21.34% | 20.86% | 20.4% | 19.91% | 19.2% | 17.82% | 19.98% | 18.99% | 17.17% | 17.33% | 16.54% | 17.25% | 15.67% | 14.96% | 13.09%
NEM | VPP | 7.92% | 8.089% | 8.656% | 8.497% | 8.208% | 7.685% | 7.548% | 7.461% | 7.266% | 7.185% | 7.183% | 6.945% | 6.906% | 6.896% | 6.475% | 6.398% | 6.582% | 6.334% | 6.574% | 6.412% | 6.224% | 6.335% | 6.494% | 6.061% | 6.066% | 6.143% | 5.969%
Region | Technology | 2023-24 | 2024-25 | 2025-26 | 2026-27 | 2027-28 | 2028-29 | 2029-30 | 2030-31 | 2031-32 | 2032-33 | 2033-34 | 2034-35 | 2035-36 | 2036-37 | 2037-38 | 2038-39 | 2039-40 | 2040-41 | 2041-42 | 2042-43 | 2043-44 | 2044-45 | 2045-46 | 2046-47 | 2047-48 | 2048-49 | 2049-50
NSW1 | Black Coal | 57.9% | 48.21% | 44.36% | 64.16% | 58.5% | 64.44% | 66.98% | 54.17% | 54% | 55.17% | 60.82% | 62.32% | 54.91% | 48.84% | 54.61% | 54.83% | - | - | - | - | - | - | - | - | - | - | -
NSW1 | Brown Coal | bar: 2023-24 to 2049-50
NSW1 | CCGT | 0.3544% | 0.1605% | 7.871% | 16.96% | 20.27% | 17.29% | 28.7% | 27.76% | 25.17% | 21.38% | 36.53% | 43.1% | 27.59% | 29.2% | 31.58% | 36.15% | 35.32% | 28.87% | 23.82% | 28.74% | - | - | - | - | - | - | -
NSW1 | Gas - Steam | bar: 2023-24 to 2049-50
NSW1 | OCGT / Diesel | 0.05169% | 0.02283% | 0.155% | 0.1461% | 0.1199% | 0.02354% | 0.007851% | 0.5997% | 0.1144% | 0.662% | 1.413% | 4.863% | 2.01% | 4.427% | 1.843% | 3.097% | 7.533% | 8.477% | 3.971% | 3.93% | 8.428% | 5.184% | 8.356% | 6.261% | 5.107% | 5.217% | 6%
NSW1 | Hydro | 9.225% | 12.9% | 13.51% | 13.58% | 11.4% | 16.41% | 13.68% | 13.89% | 13.51% | 12.04% | 14.44% | 15.1% | 14.08% | 12.12% | 17.12% | 14.21% | 12.33% | 12.35% | 11.81% | 13.16% | 13.62% | 12.5% | 10.83% | 16.27% | 15.87% | 15.47% | 15.1%
NSW1 | Hydrogen Turbine | bar: 2023-24 to 2049-50
NSW1 | Wind | 36.22% | 33.88% | 34.02% | 35.4% | 35.86% | 36.36% | 34.49% | 33.92% | 33.75% | 34% | 33.16% | 32.73% | 33.81% | 33.93% | 34.57% | 32.74% | 31.94% | 30.47% | 31.75% | 30% | 29.19% | 30.28% | 30.72% | 31.85% | 29.42% | 29.26% | 27.51%
NSW1 | Solar PV | 26.89% | 21.21% | 22.17% | 24.47% | 24.65% | 22.42% | 23.23% | 24.5% | 24.45% | 24.66% | 24.28% | 23.66% | 24.96% | 24.79% | 21.13% | 21.54% | 22.13% | 20.81% | 21.37% | 20.31% | 19.67% | 20.35% | 20.5% | 18.49% | 17.4% | 18.66% | 17.69%
NSW1 | Grid Battery | 4.709% | 5.723% | 12.26% | 23.8% | 24.36% | 22.38% | 22.53% | 24.15% | 23.04% | 23.92% | 22.37% | 21.33% | 22.08% | 22.15% | 20.83% | 20.66% | 21.41% | 20.6% | 23.02% | 20.71% | 18.94% | 20.32% | 20.72% | 17.72% | 17.24% | 17.65% | 17.75%
NSW1 | Pumped Hydro | 5.26% | 10.46% | 17.3% | 26.91% | 8.884% | 15.09% | 15.89% | 21.65% | 22.02% | 21.08% | 22.39% | 22.31% | 24.56% | 24.47% | 24.65% | 21.01% | 18.28% | 15.98% | 19.57% | 18.17% | 15.85% | 16.04% | 15.87% | 19.99% | 15.6% | 14.13% | 11.62%
NSW1 | VPP | 6.811% | 7.855% | 8.781% | 8.666% | 8.386% | 7.753% | 7.518% | 7.579% | 7.34% | 7.395% | 7.414% | 7.091% | 7.165% | 6.965% | 6.583% | 6.554% | 6.749% | 6.414% | 6.75% | 6.505% | 6.257% | 6.506% | 6.563% | 6.174% | 6.12% | 6.283% | 6.292%
Region | Technology | 2023-24 | 2024-25 | 2025-26 | 2026-27 | 2027-28 | 2028-29 | 2029-30 | 2030-31 | 2031-32 | 2032-33 | 2033-34 | 2034-35 | 2035-36 | 2036-37 | 2037-38 | 2038-39 | 2039-40 | 2040-41 | 2041-42 | 2042-43 | 2043-44 | 2044-45 | 2045-46 | 2046-47 | 2047-48 | 2048-49 | 2049-50
QLD1 | Black Coal | 60.07% | 55.06% | 61.97% | 62.51% | 61.46% | 60.06% | 61.13% | 59.86% | 56.76% | 57.8% | 61.67% | 59.64% | 51.87% | 54.8% | 54.73% | 49.68% | 54.46% | 42.41% | 42.2% | - | - | - | - | - | - | - | -
QLD1 | Brown Coal | bar: 2023-24 to 2049-50
QLD1 | CCGT | 7.299% | 6.108% | 11.97% | 17.94% | 19.03% | 21.73% | 24.35% | 27.44% | 26.49% | 25.63% | 35.42% | 39.27% | 32.11% | 34.53% | 32.73% | 33.74% | 32.73% | 29.1% | 23.71% | 26.92% | 30.87% | 23.96% | 35.21% | 61.7% | 60.47% | 59.17% | 60.93%
QLD1 | Gas - Steam | bar: 2023-24 to 2049-50
QLD1 | OCGT / Diesel | 0.01425% | 1.535e-06% | 0.01558% | 0.1078% | 0.1434% | 0.09917% | 0.037% | 2.104% | 2.134% | 2.419% | 8.447% | 10.15% | 9.415% | 11.34% | 5.812% | 4.528% | 9.201% | 7.49% | 3.564% | 5.226% | 6.888% | 4.679% | 7.478% | 9.16% | 3.221% | 5.825% | 4.611%
QLD1 | Hydro | 54.45% | 54.49% | 55.84% | 53.53% | 54.57% | 55.51% | 55.06% | 54.37% | 54.02% | 54.35% | 54.04% | 53.4% | 52.88% | 51.69% | 36.65% | 35.9% | 28.05% | 26.12% | 25.26% | - | - | - | - | - | - | - | -
QLD1 | Hydrogen Turbine | bar: 2023-24 to 2049-50
QLD1 | Wind | 40.73% | 36.74% | 38.8% | 38.61% | 39.88% | 37.7% | 37.32% | 36.62% | 35.9% | 35.28% | 33.52% | 33.3% | 32.78% | 34.87% | 34.38% | 34.01% | 33.6% | 31.75% | 32.26% | 31.1% | 31.18% | 30.43% | 32.15% | 31.44% | 30.47% | 31.83% | 29.97%
QLD1 | Solar PV | 26.89% | 24.1% | 26.32% | 26.6% | 25.75% | 23.23% | 25.51% | 25.22% | 26.09% | 25.61% | 25.41% | 24.82% | 24.66% | 24.6% | 20.9% | 23.23% | 21.57% | 21.08% | 21.71% | 22.35% | 21.86% | 21.07% | 20.84% | 18.21% | 19.15% | 20.23% | 19.48%
QLD1 | Grid Battery | 6.122% | 6.099% | 6.224% | 6.303% | 6.298% | 21.41% | 21.35% | 22.44% | 22.1% | 23.4% | 22.09% | 22.03% | 22.03% | 22.28% | 19.59% | 20.62% | 21.28% | 22.07% | 22.31% | 22.67% | 21.47% | 21.13% | 21.5% | 18.23% | 18.9% | 18.72% | 18.49%
QLD1 | Pumped Hydro | 8.627% | 13.48% | 9.301% | 12.65% | 13.16% | 10.31% | 11.85% | 14.85% | 14.99% | 14.23% | 15.07% | 14.64% | 16.25% | 14.68% | 17.11% | 19.39% | 19.7% | 18.93% | 19.83% | 19.17% | 17.3% | 16.71% | 15.47% | 14.59% | 13.97% | 13.66% | 12.09%
QLD1 | VPP | 8.294% | 8.176% | 8.254% | 8.467% | 8.116% | 7.676% | 7.576% | 7.581% | 7.426% | 7.433% | 7.44% | 7.297% | 7.15% | 7.157% | 6.695% | 6.659% | 6.711% | 6.755% | 6.784% | 6.9% | 6.86% | 6.733% | 6.877% | 6.676% | 6.642% | 6.611% | 6.592%
Region | Technology | 2023-24 | 2024-25 | 2025-26 | 2026-27 | 2027-28 | 2028-29 | 2029-30 | 2030-31 | 2031-32 | 2032-33 | 2033-34 | 2034-35 | 2035-36 | 2036-37 | 2037-38 | 2038-39 | 2039-40 | 2040-41 | 2041-42 | 2042-43 | 2043-44 | 2044-45 | 2045-46 | 2046-47 | 2047-48 | 2048-49 | 2049-50
VIC1 | Black Coal | bar: 2023-24 to 2049-50
VIC1 | Brown Coal | 68.75% | 60.1% | 65.67% | 62.61% | 63.89% | 64.46% | 66.54% | 63.98% | 51.11% | - | - | - | - | - | - | - | - | - | - | - | - | - | - | - | - | - | -
VIC1 | CCGT | bar: 2023-24 to 2049-50
VIC1 | Gas - Steam | 0.386% | 0.4186% | 1.608% | 3.681% | 2.552% | 5.597% | 4.39% | 24.06% | 9.346% | 24.4% | 16.03% | 20.12% | 18.29% | 21.68% | 23.69% | 24.81% | - | - | - | - | - | - | - | - | - | - | -
VIC1 | OCGT / Diesel | 0.1382% | 0.09604% | 0.2352% | 0.8658% | 0.52% | 0.9248% | 0.5752% | 2.602% | 0.8915% | 4.361% | 3.169% | 8.389% | 3.56% | 4.536% | 6.904% | 5.998% | 16.01% | 11.77% | 7.844% | 9.36% | 15.45% | 7.772% | 8.336% | 10.32% | 8.159% | 12.63% | 11.21%
VIC1 | Hydro | 13.86% | 16.82% | 17.37% | 16.47% | 13.77% | 20.67% | 17.23% | 14.9% | 14.89% | 13.58% | 16.57% | 17.15% | 16.33% | 13.67% | 20.58% | 17.22% | 14.91% | 14.91% | 13.58% | 16.57% | 17.2% | 16.34% | 13.7% | 20.59% | 20.62% | 20.6% | 20.54%
VIC1 | Hydrogen Turbine | bar: 2023-24 to 2049-50
VIC1 | Wind | 28.18% | 29.27% | 30.09% | 31.47% | 34.74% | 32.51% | 33.8% | 31.97% | 35.78% | 32.54% | 33.26% | 32.7% | 33.82% | 34.8% | 32.11% | 34.47% | 32.46% | 36% | 32.22% | 32.9% | 32.44% | 34.04% | 35.4% | 33.07% | 35.79% | 33.71% | 37.62%
VIC1 | Solar PV | 23.28% | 19.95% | 20.11% | 20.37% | 20.03% | 19.87% | 19.54% | 18.98% | 18.86% | 21.73% | 20.66% | 19.87% | 20.74% | 20.96% | 18.89% | 18.88% | 18.85% | 17.85% | 19.05% | 18.02% | 17.2% | 18.89% | 18.94% | 16.2% | 16.28% | 17.11% | 15.9%
VIC1 | Grid Battery | 4.879% | 4.528% | 5.309% | 5.221% | 4.99% | 4.776% | 4.769% | 10.81% | 10.31% | 16.18% | 15.28% | 14.38% | 14.28% | 14.42% | 13.48% | 13.67% | 15.73% | 13.5% | 16.51% | 14.99% | 13.62% | 13.15% | 13.67% | 12.57% | 12.45% | 12.33% | 10.78%
VIC1 | Pumped Hydro | - | - | - | - | - | - | - | - | - | - | - | - | - | - | 23.56% | 24.66% | 25.32% | 22.56% | 26.2% | 23.69% | 22.53% | 24.56% | 24.04% | 22.96% | 22.83% | 22.06% | 20.51%
VIC1 | VPP | 8.349% | 7.867% | 9.401% | 8.899% | 8.511% | 7.876% | 7.753% | 7.405% | 7.125% | 6.743% | 6.673% | 6.48% | 6.463% | 6.626% | 6.175% | 6.065% | 6.411% | 5.932% | 6.311% | 5.953% | 5.546% | 5.793% | 6.032% | 5.372% | 5.607% | 5.615% | 5.167%
Region | Technology | 2023-24 | 2024-25 | 2025-26 | 2026-27 | 2027-28 | 2028-29 | 2029-30 | 2030-31 | 2031-32 | 2032-33 | 2033-34 | 2034-35 | 2035-36 | 2036-37 | 2037-38 | 2038-39 | 2039-40 | 2040-41 | 2041-42 | 2042-43 | 2043-44 | 2044-45 | 2045-46 | 2046-47 | 2047-48 | 2048-49 | 2049-50
SA1 | Black Coal | bar: 2023-24 to 2049-50
SA1 | Brown Coal | bar: 2023-24 to 2049-50
SA1 | CCGT | 17.27% | 16.11% | 24.99% | 16.08% | 15.03% | 23.18% | 21.43% | 29.64% | 22.5% | 25.78% | 27.52% | 33.61% | 22.63% | 26.96% | - | - | - | - | - | - | - | - | - | - | - | - | -
SA1 | Gas - Steam | 1.362% | 1.275% | 3.845% | - | - | - | - | - | - | - | - | - | - | - | - | - | - | - | - | - | - | - | - | - | - | - | -
SA1 | OCGT / Diesel | 1.299% | 1.177% | 2.391% | 1.669% | 1.39% | 2.197% | 1.981% | 5.606% | 3.955% | 6.45% | 7.873% | 12.57% | 7.717% | 8.326% | 12.48% | 11.51% | 15.29% | 10.28% | 6.878% | 8.517% | 11.04% | 4.106% | 3.25% | 1.605% | 1.123% | 1.529% | 2.154%
SA1 | Hydro | bar: 2023-24 to 2049-50
SA1 | Hydrogen Turbine | bar: 2023-24 to 2049-50
SA1 | Wind | 32.79% | 32.42% | 31.43% | 34.79% | 34.65% | 33.28% | 33.29% | 31.88% | 34.55% | 32.39% | 33.21% | 30.02% | 34.49% | 35.12% | 32.89% | 33.44% | 31.61% | 33.01% | 31.02% | 31.52% | 29.14% | 32.36% | 32.63% | 30.82% | 31.04% | 29.38% | 30.12%
SA1 | Solar PV | 25.51% | 21.93% | 22.48% | 21.7% | 21.91% | 21.5% | 20.78% | 19.71% | 20.08% | 22.24% | 21.14% | 20.93% | 21.37% | 23.07% | 19.56% | 19.16% | 17.67% | 15.98% | 18.49% | 16.42% | 16.39% | 16.48% | 18.41% | 14.96% | 14.71% | 15.09% | 14.69%
SA1 | Grid Battery | 4.392% | 4.474% | 4.328% | 4.258% | 4.251% | 4.178% | 4.117% | 4.227% | 4.081% | 14.86% | 14.06% | 14.03% | 15.24% | 15.82% | 14.61% | 14.32% | 14.96% | 14.81% | 17.04% | 15.09% | 17.54% | 16.51% | 18.69% | 14.08% | 13.04% | 13.72% | 12.09%
SA1 | Pumped Hydro | bar: 2023-24 to 2049-50
SA1 | VPP | 9.091% | 9.066% | 8.68% | 8.176% | 7.937% | 7.674% | 7.575% | 7.344% | 7.158% | 7.249% | 7.293% | 7.02% | 6.885% | 7.061% | 6.665% | 6.445% | 6.505% | 6.154% | 6.52% | 6.294% | 6.48% | 6.489% | 6.904% | 6.17% | 5.918% | 6.096% | 5.618%
Region | Technology | 2023-24 | 2024-25 | 2025-26 | 2026-27 | 2027-28 | 2028-29 | 2029-30 | 2030-31 | 2031-32 | 2032-33 | 2033-34 | 2034-35 | 2035-36 | 2036-37 | 2037-38 | 2038-39 | 2039-40 | 2040-41 | 2041-42 | 2042-43 | 2043-44 | 2044-45 | 2045-46 | 2046-47 | 2047-48 | 2048-49 | 2049-50
TAS1 | Black Coal | bar: 2023-24 to 2049-50
TAS1 | Brown Coal | bar: 2023-24 to 2049-50
TAS1 | CCGT | bar: 2023-24 to 2049-50
TAS1 | Gas - Steam | bar: 2023-24 to 2049-50
TAS1 | OCGT / Diesel | 3.64e-06% | 7.437e-06% | 7.895e-06% | 0.01236% | 8.645e-06% | 9.198e-06% | 0.06564% | 0.3538% | 0.2107% | 0.9645% | 0.6597% | 2.074% | 0.8079% | 0.7712% | 1.89% | 0.8853% | 3.671% | 1.975% | 2.028% | 2.051% | 2.779% | 0.8729% | 1.166% | 0.5612% | 0.6235% | 2.059% | 1.408%
TAS1 | Hydro | 53.77% | 40.85% | 41.49% | 39.74% | 32.47% | 33.07% | 44.76% | 45.09% | 44.1% | 43.51% | 43.12% | 43.56% | 38.89% | 37.77% | 42.82% | 41.71% | 40.07% | 36.28% | 35.75% | 40.12% | 42.54% | 39.89% | 40.21% | 43.35% | 40.85% | 40.57% | 39.76%
TAS1 | Hydrogen Turbine | bar: 2023-24 to 2049-50
TAS1 | Wind | 37.86% | 44.79% | 47.83% | 48.35% | 51.53% | 48.21% | 47.3% | 46.13% | 50.18% | 48.95% | 46.54% | 47.62% | 48.23% | 50.59% | 48.74% | 47.33% | 45.95% | 49.95% | 48.99% | 47.13% | 48.56% | 50.27% | 51.8% | 49.82% | 48.06% | 47.01% | 50.72%
TAS1 | Solar PV | - | - | - | - | - | - | - | - | - | - | - | - | - | - | 18.08% | 19.08% | 19.42% | 17.63% | 18.98% | 20.72% | 19.52% | 20.82% | 20.22% | 17.49% | 18.23% | 19.01% | 17.52%
TAS1 | Grid Battery | bar: 2023-24 to 2049-50
TAS1 | Pumped Hydro | - | - | - | - | - | - | - | - | 23.1% | 18.9% | 19.61% | 18.92% | 17.85% | 17.7% | 17.84% | 17.83% | 19.93% | 17.59% | 16.95% | 16.3% | 15.74% | 15.1% | 13.92% | 15.03% | 15.39% | 15.14% | 13.36%
TAS1 | VPP | 0.772% | 3.42% | 2.913% | 3.54% | 4.385% | 4.479% | 5.05% | 5.39% | 6.194% | 5.415% | 5.336% | 4.789% | 4.598% | 4.624% | 4.355% | 4.002% | 4.58% | 4.782% | 4.32% | 4.232% | 3.815% | 3.897% | 3.869% | 3.543% | 3.571% | 4.003% | 3.435%
Explicitly modelled pumping
Region | Technology | 2023-24 | 2024-25 | 2025-26 | 2026-27 | 2027-28 | 2028-29 | 2029-30 | 2030-31 | 2031-32 | 2032-33 | 2033-34 | 2034-35 | 2035-36 | 2036-37 | 2037-38 | 2038-39 | 2039-40 | 2040-41 | 2041-42 | 2042-43 | 2043-44 | 2044-45 | 2045-46 | 2046-47 | 2047-48 | 2048-49 | 2049-50
NEM | Grid Battery pump | 5.933% | 5.903% | 9.115% | 13.84% | 18.84% | 21.33% | 21.56% | 23.43% | 22.78% | 24.53% | 23.53% | 22.94% | 22.99% | 23.28% | 21.06% | 21.37% | 23.32% | 22.17% | 24.34% | 23.81% | 22.84% | 22.54% | 23.47% | 19.71% | 19.64% | 20.03% | 19.3%
NEM | Pumped Hydro Pump | 11.2% | 19.48% | 18.33% | 26.97% | 16% | 17.99% | 21.02% | 26.48% | 28.3% | 25.95% | 27.6% | 26.16% | 28.82% | 28.33% | 27.17% | 26.81% | 25.21% | 23.75% | 26.34% | 25.47% | 22.12% | 22.84% | 22.24% | 22.47% | 20.86% | 19.29% | 16.86%
NEM | VPP pump | 9.291% | 9.528% | 10.19% | 9.988% | 9.667% | 9.032% | 8.887% | 8.772% | 8.568% | 8.442% | 8.451% | 8.177% | 8.118% | 8.111% | 7.632% | 7.532% | 7.727% | 7.471% | 7.719% | 7.551% | 7.316% | 7.453% | 7.651% | 7.122% | 7.148% | 7.213% | 7.02%
Region | Technology | 2023-24 | 2024-25 | 2025-26 | 2026-27 | 2027-28 | 2028-29 | 2029-30 | 2030-31 | 2031-32 | 2032-33 | 2033-34 | 2034-35 | 2035-36 | 2036-37 | 2037-38 | 2038-39 | 2039-40 | 2040-41 | 2041-42 | 2042-43 | 2043-44 | 2044-45 | 2045-46 | 2046-47 | 2047-48 | 2048-49 | 2049-50
NSW1 | Grid Battery pump | 5.586% | 6.814% | 14.76% | 28.66% | 29.41% | 26.91% | 27.18% | 29.07% | 27.81% | 28.79% | 26.95% | 25.71% | 26.57% | 26.68% | 25.19% | 24.89% | 25.75% | 24.91% | 27.7% | 24.91% | 22.82% | 24.47% | 25.03% | 21.31% | 20.84% | 21.21% | 21.38%
NSW1 | Pumped Hydro Pump | 9.077% | 17.38% | 20.31% | 30.84% | 14.98% | 18.74% | 21.94% | 27.68% | 29.72% | 27.49% | 29.69% | 27.96% | 31.76% | 31.65% | 31.1% | 27.95% | 23.39% | 20.96% | 25.2% | 24.42% | 19.56% | 20.73% | 21.08% | 24.73% | 20.35% | 16.95% | 14.38%
NSW1 | VPP pump | 7.986% | 9.246% | 10.33% | 10.2% | 9.869% | 9.119% | 8.844% | 8.916% | 8.657% | 8.682% | 8.725% | 8.35% | 8.42% | 8.194% | 7.768% | 7.713% | 7.918% | 7.568% | 7.921% | 7.654% | 7.36% | 7.654% | 7.735% | 7.252% | 7.219% | 7.372% | 7.402%
Region | Technology | 2023-24 | 2024-25 | 2025-26 | 2026-27 | 2027-28 | 2028-29 | 2029-30 | 2030-31 | 2031-32 | 2032-33 | 2033-34 | 2034-35 | 2035-36 | 2036-37 | 2037-38 | 2038-39 | 2039-40 | 2040-41 | 2041-42 | 2042-43 | 2043-44 | 2044-45 | 2045-46 | 2046-47 | 2047-48 | 2048-49 | 2049-50
QLD1 | Grid Battery pump | 7.268% | 7.261% | 7.429% | 7.483% | 7.498% | 25.79% | 25.72% | 27.03% | 26.7% | 28.12% | 26.63% | 26.58% | 26.5% | 26.81% | 23.68% | 24.8% | 25.61% | 26.64% | 26.88% | 27.34% | 25.86% | 25.46% | 25.88% | 22.02% | 22.72% | 22.58% | 22.24%
QLD1 | Pumped Hydro Pump | 15% | 23.25% | 14.72% | 19.89% | 20.77% | 15.38% | 17.75% | 22.25% | 22.56% | 21.23% | 22.04% | 21.44% | 23.75% | 21.61% | 23.62% | 26.31% | 26.67% | 26.01% | 26.81% | 26.06% | 23.27% | 22.7% | 21.28% | 19.46% | 18.9% | 18.64% | 16.04%
QLD1 | VPP pump | 9.731% | 9.618% | 9.737% | 9.943% | 9.548% | 9.031% | 8.913% | 8.919% | 8.761% | 8.724% | 8.759% | 8.595% | 8.409% | 8.41% | 7.9% | 7.822% | 7.886% | 7.961% | 7.98% | 8.118% | 8.07% | 7.922% | 8.086% | 7.863% | 7.804% | 7.784% | 7.745%
Region | Technology | 2023-24 | 2024-25 | 2025-26 | 2026-27 | 2027-28 | 2028-29 | 2029-30 | 2030-31 | 2031-32 | 2032-33 | 2033-34 | 2034-35 | 2035-36 | 2036-37 | 2037-38 | 2038-39 | 2039-40 | 2040-41 | 2041-42 | 2042-43 | 2043-44 | 2044-45 | 2045-46 | 2046-47 | 2047-48 | 2048-49 | 2049-50
VIC1 | Grid Battery pump | 5.795% | 5.408% | 6.319% | 6.198% | 5.958% | 5.668% | 5.695% | 12.96% | 12.41% | 19.51% | 18.41% | 17.29% | 17.18% | 17.37% | 16.24% | 16.5% | 18.91% | 16.34% | 19.82% | 18.15% | 16.32% | 15.85% | 16.56% | 15.06% | 15.09% | 14.77% | 12.99%
VIC1 | Pumped Hydro Pump | - | - | - | - | - | - | - | - | - | - | - | - | - | - | 31% | 32.74% | 33.03% | 29.95% | 34.43% | 31.47% | 29.29% | 32.32% | 32% | 29.85% | 30.35% | 28.72% | 26.98%
VIC1 | VPP pump | 9.795% | 9.282% | 11.07% | 10.46% | 10.04% | 9.246% | 9.134% | 8.701% | 8.403% | 7.93% | 7.846% | 7.628% | 7.594% | 7.796% | 7.265% | 7.158% | 7.522% | 7.001% | 7.402% | 7.025% | 6.504% | 6.816% | 7.12% | 6.298% | 6.62% | 6.584% | 6.078%
Region | Technology | 2023-24 | 2024-25 | 2025-26 | 2026-27 | 2027-28 | 2028-29 | 2029-30 | 2030-31 | 2031-32 | 2032-33 | 2033-34 | 2034-35 | 2035-36 | 2036-37 | 2037-38 | 2038-39 | 2039-40 | 2040-41 | 2041-42 | 2042-43 | 2043-44 | 2044-45 | 2045-46 | 2046-47 | 2047-48 | 2048-49 | 2049-50
SA1 | Grid Battery pump | 5.784% | 5.913% | 5.707% | 5.623% | 5.628% | 5.502% | 5.451% | 5.609% | 5.429% | 18.8% | 17.72% | 17.71% | 19% | 19.71% | 18.21% | 17.91% | 18.58% | 18.29% | 20.8% | 18.52% | 21.37% | 20.14% | 22.86% | 17.1% | 15.99% | 16.65% | 14.75%
SA1 | Pumped Hydro Pump | bar: 2023-24 to 2049-50
SA1 | VPP pump | 10.67% | 10.68% | 10.2% | 9.619% | 9.362% | 9.007% | 8.936% | 8.62% | 8.421% | 8.548% | 8.571% | 8.253% | 8.1% | 8.307% | 7.841% | 7.606% | 7.633% | 7.261% | 7.648% | 7.419% | 7.62% | 7.636% | 8.127% | 7.244% | 6.985% | 7.15% | 6.609%
Region | Technology | 2023-24 | 2024-25 | 2025-26 | 2026-27 | 2027-28 | 2028-29 | 2029-30 | 2030-31 | 2031-32 | 2032-33 | 2033-34 | 2034-35 | 2035-36 | 2036-37 | 2037-38 | 2038-39 | 2039-40 | 2040-41 | 2041-42 | 2042-43 | 2043-44 | 2044-45 | 2045-46 | 2046-47 | 2047-48 | 2048-49 | 2049-50
TAS1 | Grid Battery pump | bar: 2023-24 to 2049-50
TAS1 | Pumped Hydro Pump | - | - | - | - | - | - | - | - | 30.69% | 24.71% | 26.1% | 24.73% | 23.39% | 23.59% | 23.17% | 23.49% | 26.19% | 23.44% | 22.33% | 21.34% | 20.58% | 19.82% | 18.63% | 19.47% | 20.56% | 19.6% | 17.58%
TAS1 | VPP pump | 0.8816% | 4.049% | 3.413% | 4.163% | 5.184% | 5.25% | 5.96% | 6.326% | 7.287% | 6.374% | 6.287% | 5.648% | 5.388% | 5.464% | 5.101% | 4.709% | 5.388% | 5.649% | 5.084% | 4.979% | 4.467% | 4.585% | 4.575% | 4.146% | 4.224% | 4.687% | 4.041%
Non-controllable capacity
Region | Technology | 2023-24 | 2024-25 | 2025-26 | 2026-27 | 2027-28 | 2028-29 | 2029-30 | 2030-31 | 2031-32 | 2032-33 | 2033-34 | 2034-35 | 2035-36 | 2036-37 | 2037-38 | 2038-39 | 2039-40 | 2040-41 | 2041-42 | 2042-43 | 2043-44 | 2044-45 | 2045-46 | 2046-47 | 2047-48 | 2048-49 | 2049-50
NEM | Distributed PV | 14.23% | 13.97% | 13.66% | 14.76% | 14.89% | 13.44% | 14.16% | 14.79% | 15.16% | 15.21% | 14.84% | 14.44% | 15.53% | 15.58% | 13.97% | 14.7% | 15.35% | 15.67% | 15.69% | 15.31% | 14.87% | 15.93% | 15.94% | 14.29% | 15.04% | 15.67% | 15.97%
NEM | Behind the meter battery | 4.897% | 4.862% | 4.791% | 4.705% | 4.639% | 4.529% | 4.488% | 4.437% | 4.376% | 4.329% | 4.385% | 4.417% | 4.433% | 4.398% | 4.361% | 4.299% | 4.266% | 4.207% | 4.151% | 4.111% | 4.152% | 4.184% | 4.217% | 4.239% | 4.261% | 4.237% | 4.213%
NEM | Behind the meter battery pump | 5.764% | 5.722% | 5.638% | 5.537% | 5.461% | 5.329% | 5.283% | 5.222% | 5.15% | 5.095% | 5.16% | 5.199% | 5.218% | 5.177% | 5.133% | 5.06% | 5.021% | 4.95% | 4.886% | 4.838% | 4.886% | 4.925% | 4.963% | 4.99% | 5.016% | 4.988% | 4.958%
Region | Technology | 2023-24 | 2024-25 | 2025-26 | 2026-27 | 2027-28 | 2028-29 | 2029-30 | 2030-31 | 2031-32 | 2032-33 | 2033-34 | 2034-35 | 2035-36 | 2036-37 | 2037-38 | 2038-39 | 2039-40 | 2040-41 | 2041-42 | 2042-43 | 2043-44 | 2044-45 | 2045-46 | 2046-47 | 2047-48 | 2048-49 | 2049-50
NSW1 | Distributed PV | 13.95% | 13.97% | 13.61% | 15.11% | 14.98% | 13.37% | 13.79% | 14.67% | 15.35% | 14.94% | 14.77% | 14.29% | 15.76% | 15.56% | 13.87% | 14.28% | 15.19% | 15.83% | 15.4% | 15.21% | 14.69% | 16.12% | 15.89% | 14.16% | 14.59% | 15.47% | 16.09%
NSW1 | Behind the meter battery | 4.884% | 4.831% | 4.757% | 4.683% | 4.62% | 4.52% | 4.491% | 4.444% | 4.405% | 4.375% | 4.441% | 4.454% | 4.456% | 4.412% | 4.358% | 4.289% | 4.257% | 4.188% | 4.148% | 4.121% | 4.175% | 4.211% | 4.237% | 4.254% | 4.256% | 4.24% | 4.206%
NSW1 | Behind the meter battery pump | 5.747% | 5.687% | 5.598% | 5.511% | 5.44% | 5.32% | 5.287% | 5.232% | 5.182% | 5.148% | 5.225% | 5.24% | 5.245% | 5.193% | 5.129% | 5.046% | 5.012% | 4.928% | 4.883% | 4.849% | 4.911% | 4.959% | 4.986% | 5.008% | 5.011% | 4.991% | 4.951%
Region | Technology | 2023-24 | 2024-25 | 2025-26 | 2026-27 | 2027-28 | 2028-29 | 2029-30 | 2030-31 | 2031-32 | 2032-33 | 2033-34 | 2034-35 | 2035-36 | 2036-37 | 2037-38 | 2038-39 | 2039-40 | 2040-41 | 2041-42 | 2042-43 | 2043-44 | 2044-45 | 2045-46 | 2046-47 | 2047-48 | 2048-49 | 2049-50
QLD1 | Distributed PV | 15.03% | 14.46% | 14.67% | 15.73% | 15.87% | 13.4% | 14.58% | 15.12% | 16% | 15.82% | 15.21% | 15.39% | 16.39% | 16.42% | 13.85% | 15.06% | 15.64% | 16.42% | 16.23% | 15.62% | 15.79% | 16.72% | 16.74% | 14.11% | 15.37% | 15.91% | 16.71%
QLD1 | Behind the meter battery | 4.94% | 4.904% | 4.833% | 4.738% | 4.663% | 4.563% | 4.529% | 4.478% | 4.408% | 4.348% | 4.393% | 4.421% | 4.437% | 4.396% | 4.354% | 4.3% | 4.282% | 4.232% | 4.163% | 4.125% | 4.169% | 4.194% | 4.229% | 4.244% | 4.261% | 4.245% | 4.236%
QLD1 | Behind the meter battery pump | 5.815% | 5.773% | 5.687% | 5.578% | 5.487% | 5.368% | 5.33% | 5.269% | 5.189% | 5.118% | 5.17% | 5.205% | 5.223% | 5.176% | 5.124% | 5.063% | 5.038% | 4.98% | 4.9% | 4.855% | 4.906% | 4.935% | 4.976% | 4.996% | 5.017% | 4.999% | 4.984%
Region | Technology | 2023-24 | 2024-25 | 2025-26 | 2026-27 | 2027-28 | 2028-29 | 2029-30 | 2030-31 | 2031-32 | 2032-33 | 2033-34 | 2034-35 | 2035-36 | 2036-37 | 2037-38 | 2038-39 | 2039-40 | 2040-41 | 2041-42 | 2042-43 | 2043-44 | 2044-45 | 2045-46 | 2046-47 | 2047-48 | 2048-49 | 2049-50
VIC1 | Distributed PV | 13.3% | 13.06% | 12.42% | 13.32% | 13.59% | 13.11% | 13.75% | 14.34% | 13.9% | 14.65% | 14.31% | 13.53% | 14.42% | 14.65% | 13.83% | 14.47% | 15.09% | 14.55% | 15.26% | 14.92% | 14.07% | 14.95% | 15.11% | 14.28% | 14.94% | 15.54% | 14.95%
VIC1 | Behind the meter battery | 4.922% | 4.924% | 4.853% | 4.759% | 4.698% | 4.556% | 4.474% | 4.403% | 4.302% | 4.208% | 4.268% | 4.344% | 4.395% | 4.391% | 4.402% | 4.332% | 4.283% | 4.218% | 4.147% | 4.064% | 4.079% | 4.124% | 4.164% | 4.22% | 4.277% | 4.242% | 4.209%
VIC1 | Behind the meter battery pump | 5.794% | 5.795% | 5.709% | 5.602% | 5.531% | 5.362% | 5.266% | 5.18% | 5.063% | 4.951% | 5.023% | 5.115% | 5.172% | 5.166% | 5.183% | 5.097% | 5.041% | 4.963% | 4.88% | 4.783% | 4.802% | 4.853% | 4.9% | 4.969% | 5.033% | 4.993% | 4.954%
Region | Technology | 2023-24 | 2024-25 | 2025-26 | 2026-27 | 2027-28 | 2028-29 | 2029-30 | 2030-31 | 2031-32 | 2032-33 | 2033-34 | 2034-35 | 2035-36 | 2036-37 | 2037-38 | 2038-39 | 2039-40 | 2040-41 | 2041-42 | 2042-43 | 2043-44 | 2044-45 | 2045-46 | 2046-47 | 2047-48 | 2048-49 | 2049-50
SA1 | Distributed PV | 15.11% | 14.83% | 14.15% | 14.8% | 15.36% | 14.69% | 15.37% | 15.62% | 15.63% | 16.06% | 15.54% | 14.77% | 15.4% | 15.93% | 15.16% | 15.87% | 16.14% | 16.14% | 16.55% | 16% | 15.2% | 15.81% | 16.3% | 15.49% | 16.24% | 16.49% | 16.45%
SA1 | Behind the meter battery | 4.815% | 4.725% | 4.641% | 4.542% | 4.474% | 4.387% | 4.404% | 4.389% | 4.377% | 4.405% | 4.448% | 4.451% | 4.434% | 4.377% | 4.295% | 4.252% | 4.207% | 4.164% | 4.135% | 4.149% | 4.202% | 4.208% | 4.244% | 4.225% | 4.248% | 4.192% | 4.182%
SA1 | Behind the meter battery pump | 5.667% | 5.562% | 5.46% | 5.346% | 5.265% | 5.161% | 5.184% | 5.165% | 5.152% | 5.183% | 5.234% | 5.238% | 5.218% | 5.153% | 5.054% | 5.004% | 4.953% | 4.903% | 4.87% | 4.885% | 4.947% | 4.956% | 4.995% | 4.971% | 4.998% | 4.935% | 4.924%
Region | Technology | 2023-24 | 2024-25 | 2025-26 | 2026-27 | 2027-28 | 2028-29 | 2029-30 | 2030-31 | 2031-32 | 2032-33 | 2033-34 | 2034-35 | 2035-36 | 2036-37 | 2037-38 | 2038-39 | 2039-40 | 2040-41 | 2041-42 | 2042-43 | 2043-44 | 2044-45 | 2045-46 | 2046-47 | 2047-48 | 2048-49 | 2049-50
TAS1 | Distributed PV | 12.03% | 12.09% | 11.56% | 12.4% | 12.42% | 12.16% | 12.24% | 12.52% | 12.4% | 12.76% | 12.71% | 12.11% | 12.89% | 12.83% | 12.48% | 12.53% | 12.81% | 12.66% | 12.97% | 12.94% | 12.31% | 13.07% | 12.97% | 12.63% | 12.69% | 12.99% | 12.77%
TAS1 | Behind the meter battery | 4.891% | 4.832% | 4.753% | 4.664% | 4.597% | 4.506% | 4.479% | 4.427% | 4.378% | 4.382% | 4.417% | 4.439% | 4.429% | 4.4% | 4.347% | 4.292% | 4.268% | 4.207% | 4.152% | 4.139% | 4.176% | 4.183% | 4.231% | 4.218% | 4.232% | 4.231% | 4.186%
TAS1 | Behind the meter battery pump | 5.757% | 5.685% | 5.596% | 5.489% | 5.412% | 5.302% | 5.27% | 5.211% | 5.154% | 5.156% | 5.198% | 5.224% | 5.215% | 5.178% | 5.116% | 5.054% | 5.023% | 4.952% | 4.886% | 4.87% | 4.914% | 4.925% | 4.979% | 4.967% | 4.983% | 4.979% | 4.926%

## BaseCase_Generation
Annual sent-out generation by technology (GWh) - BaseCase, Step Change Scenario
Explicitly modelled generation
Region | Technology | 2023-24 | 2024-25 | 2025-26 | 2026-27 | 2027-28 | 2028-29 | 2029-30 | 2030-31 | 2031-32 | 2032-33 | 2033-34 | 2034-35 | 2035-36 | 2036-37 | 2037-38 | 2038-39 | 2039-40 | 2040-41 | 2041-42 | 2042-43 | 2043-44 | 2044-45 | 2045-46 | 2046-47 | 2047-48 | 2048-49 | 2049-50
NEM | Black Coal | 85015.7564 | 74368.6937 | 72682.1965 | 67458.1344 | 53611.5687 | 44867.0358 | 40568.768 | 29625.7886 | 28726.3739 | 25600.9868 | 16546.5128 | 16427.8489 | 14374.0483 | 14070.0545 | 14760.5839 | 14039.2131 | 4064.5736 | 1582.5226 | 1574.8818 | 0 | 0 | 0 | 0 | 0 | 0 | 0 | 0
NEM | Brown Coal | 29027.2646 | 25374.6742 | 23701.1032 | 18483.7673 | 18860.0369 | 15866.9125 | 10025.4187 | 6501.5405 | 5193.449 | 0 | 0 | 0 | 0 | 0 | 0 | 0 | 0 | 0 | 0 | 0 | 0 | 0 | 0 | 0 | 0 | 0 | 0
NEM | CCGT | 2107.8086 | 1607.5914 | 3136.7725 | 3910.2375 | 4141.5695 | 4783.062 | 5507.3291 | 6285.2086 | 5721.2162 | 5606.2816 | 7640.5504 | 8716.5113 | 6606.4686 | 6043.8895 | 4694.9778 | 4978.001 | 4425.0911 | 3836.4568 | 3137.3757 | 3627.2955 | 2889.1266 | 2242.9349 | 1307.9413 | 972.8204 | 953.4886 | 932.9714 | 960.8125
NEM | Gas - Steam | 112.3532 | 107.7046 | 339.9228 | 161.207 | 111.7861 | 245.1306 | 192.2865 | 1053.7151 | 409.3332 | 1068.6198 | 701.9068 | 881.2325 | 800.9842 | 949.4814 | 1037.6267 | 1086.805 | 0 | 0 | 0 | 0 | 0 | 0 | 0 | 0 | 0 | 0 | 0
NEM | OCGT / Diesel | 200.1679 | 171.8348 | 383.5949 | 410.0183 | 316.718 | 457.7753 | 358.4941 | 1473.7925 | 924.1483 | 1768.7436 | 2530.4983 | 4600.5736 | 2997.483 | 4067.0703 | 4100.2003 | 3911.5645 | 8094.2805 | 6830.9284 | 4011.8663 | 4691.377 | 8956.8686 | 5743.961 | 7174.2366 | 9078.7229 | 5693.2677 | 9458.6438 | 8330.169
NEM | Hydro | 17531.8383 | 16045.0155 | 16449.9217 | 15865.4171 | 13236.2491 | 15860.1056 | 17179.6485 | 16830.0159 | 16517.379 | 15804.0936 | 16836.8838 | 17190.1165 | 15751.7256 | 14521.8391 | 17649.6112 | 16085.8551 | 14799.4211 | 13946.8031 | 13438.7288 | 15162.7446 | 15932.0846 | 14918.579 | 14098.4401 | 17369.3338 | 16728.17 | 16572.6163 | 16299.865
NEM | Hydrogen Turbine | 0 | 0 | 0 | 0 | 0 | 0 | 0 | 0 | 0 | 0 | 0 | 0 | 0 | 0 | 0 | 0 | 0 | 0 | 0 | 0 | 0 | 0 | 0 | 0 | 0 | 0 | 0
NEM | Wind | 28827.3964 | 46829.9941 | 47890.1156 | 56772.6106 | 74845.8407 | 88853.9518 | 93781.8219 | 101760.5871 | 109002.6039 | 113708.3181 | 121238.5491 | 119518.381 | 127684.5471 | 133298.9992 | 142443.1121 | 140368.7925 | 136896.3151 | 138196.8773 | 136812.7646 | 144451.8084 | 145174.7021 | 147068.8747 | 149978.4741 | 171303.2141 | 176874.6946 | 176334.6352 | 178163.0609
NEM | Solar PV | 20913.1849 | 19294.6375 | 22131.1633 | 23283.0263 | 23061.9065 | 22848.2385 | 25809.8024 | 31485.8174 | 33058.3801 | 39367.0432 | 43613.7313 | 46519.3588 | 47767.077 | 47742.5319 | 50086.3094 | 55743.5372 | 76852.8882 | 85186.969 | 97564.0919 | 113234.5804 | 116798.1194 | 117008.2473 | 120702.3242 | 113437.8227 | 115373.0955 | 127794.242 | 130132.2986
NEM | Grid Battery | 419.2245 | 415.3309 | 920.8591 | 1395.6608 | 2748.6682 | 5082.3456 | 5243.0679 | 6335.4965 | 6277.9124 | 11093.8763 | 11838.1281 | 11498.261 | 12360.2788 | 12421.7782 | 11787.3416 | 11983.7934 | 18351.693 | 19981.2589 | 25719.7576 | 31053.7493 | 30930.9032 | 32059.2822 | 32598.691 | 28342.6166 | 27293.3777 | 32148.4067 | 30861.618
NEM | Pumped Hydro | 541.359 | 893.1983 | 1749.5304 | 2589.9106 | 3088.0326 | 4591.8125 | 4925.4844 | 6592.8966 | 7299.0773 | 7325.6957 | 7967.097 | 7868.1051 | 8867.4503 | 8668.2526 | 11696.6742 | 11416.1001 | 12056.8626 | 11556.9468 | 13774.789 | 13318.848 | 12044.4206 | 12786.5122 | 12203.8601 | 13887.7892 | 12611.0872 | 12042.5508 | 10534.5066
NEM | VPP | 221.1368 | 441.5013 | 785.1489 | 1145.4216 | 1540.6172 | 1889.9908 | 2525.421 | 3054.9832 | 3512.9699 | 4090.7726 | 4844.1429 | 5481.6679 | 6254.9178 | 7077.0198 | 7404.0016 | 8049.8916 | 8832.6745 | 8996.6873 | 9778.1362 | 9970.9774 | 10092.7676 | 10715.3266 | 11427.6428 | 11101.0682 | 11537.0856 | 12142.4916 | 12233.9528
Total excluding storage |  | 184917.4905 | 185550.1764 | 190170.3289 | 191475.4115 | 195562.9935 | 205346.3608 | 206117.5426 | 210999.8419 | 216642.8432 | 225434.4311 | 233758.0004 | 238702.0565 | 243464.9807 | 248860.9165 | 265660.4388 | 267663.5536 | 284373.7998 | 290115.4501 | 305812.3919 | 335511.3804 | 342818.9928 | 342543.7179 | 349491.6101 | 365493.3879 | 367064.2669 | 387426.5578 | 387516.2833
Region | Technology | 2023-24 | 2024-25 | 2025-26 | 2026-27 | 2027-28 | 2028-29 | 2029-30 | 2030-31 | 2031-32 | 2032-33 | 2033-34 | 2034-35 | 2035-36 | 2036-37 | 2037-38 | 2038-39 | 2039-40 | 2040-41 | 2041-42 | 2042-43 | 2043-44 | 2044-45 | 2045-46 | 2046-47 | 2047-48 | 2048-49 | 2049-50
NSW1 | Black Coal | 42252.1144 | 35176.9995 | 32372.3387 | 30629.2709 | 21165.9382 | 19445.7327 | 16193.4314 | 13096.1852 | 13054.8093 | 13338.0224 | 7405.8795 | 7588.0859 | 6686.6494 | 5947.1269 | 6649.2133 | 6675.8616 | 0 | 0 | 0 | 0 | 0 | 0 | 0 | 0 | 0 | 0 | 0
NSW1 | Brown Coal | 0 | 0 | 0 | 0 | 0 | 0 | 0 | 0 | 0 | 0 | 0 | 0 | 0 | 0 | 0 | 0 | 0 | 0 | 0 | 0 | 0 | 0 | 0 | 0 | 0 | 0 | 0
NSW1 | CCGT | 13.66 | 6.1855 | 303.3669 | 653.6919 | 781.4064 | 666.3818 | 1106.057 | 1070.0939 | 970.1269 | 824.2126 | 1408.0125 | 1661.4102 | 1063.4427 | 1125.4482 | 1217.2186 | 1393.2166 | 1361.4102 | 1112.8037 | 918.2335 | 1107.6858 | 0 | 0 | 0 | 0 | 0 | 0 | 0
NSW1 | Gas - Steam | 0 | 0 | 0 | 0 | 0 | 0 | 0 | 0 | 0 | 0 | 0 | 0 | 0 | 0 | 0 | 0 | 0 | 0 | 0 | 0 | 0 | 0 | 0 | 0 | 0 | 0 | 0
NSW1 | OCGT / Diesel | 8.5532 | 5.2778 | 35.829 | 33.7649 | 27.7153 | 5.4415 | 1.815 | 138.6417 | 26.451 | 153.0391 | 326.5434 | 1124.1746 | 464.7404 | 1023.3359 | 519.4594 | 873.183 | 2123.8312 | 2389.7279 | 1119.546 | 1107.8497 | 2376.187 | 1076.0017 | 1734.3727 | 1773.6431 | 1446.7857 | 1477.9301 | 1699.8062
NSW1 | Hydro | 2040.4662 | 2854.0977 | 2988.1073 | 3002.9207 | 2520.7775 | 3629.9366 | 3025.8171 | 3072.244 | 2988.4687 | 2662.4364 | 3193.3433 | 3340.8317 | 3114.8332 | 2680.902 | 3786.4259 | 3142.8174 | 2726.1848 | 2730.7036 | 2611.1542 | 2909.8887 | 3013.4931 | 2764.2129 | 2394.9825 | 3598.8218 | 3510.2918 | 3420.9751 | 3340.5255
NSW1 | Hydrogen Turbine | 0 | 0 | 0 | 0 | 0 | 0 | 0 | 0 | 0 | 0 | 0 | 0 | 0 | 0 | 0 | 0 | 0 | 0 | 0 | 0 | 0 | 0 | 0 | 0 | 0 | 0 | 0
NSW1 | Wind | 5987.2185 | 13861.0989 | 14070.0848 | 17346.5029 | 28121.9751 | 30746.3705 | 29865.039 | 31245.9418 | 31087.3356 | 33092.6086 | 34378.624 | 34407.9468 | 40671.1111 | 42486.8921 | 44712.2147 | 41763.7486 | 41737.7361 | 40405.052 | 41582.2932 | 44394.299 | 46248.4998 | 47976.8486 | 48739.7044 | 52847.7671 | 53234.0617 | 51930.3453 | 48807.0124
NSW1 | Solar PV | 8823.8929 | 8284.5326 | 10342.6958 | 11412.8595 | 11498.0688 | 11757.7601 | 13918.2645 | 18195.7225 | 18157.9201 | 18316.3938 | 19502.7421 | 19001.8826 | 20047.1392 | 19954.2739 | 20891.5393 | 22358.0503 | 27922.2854 | 28592.0825 | 32387.4649 | 31902.9622 | 31553.907 | 32645.16 | 32898.3012 | 33066.5902 | 32880.4997 | 36542.3643 | 38403.9746
NSW1 | Grid Battery | 20.6253 | 25.0695 | 509.956 | 989.8905 | 2350.8398 | 2943.6425 | 3112.0863 | 3335.795 | 3181.8122 | 3837.0388 | 3588.3989 | 3421.3173 | 3541.3028 | 3455.2559 | 3249.9026 | 3223.224 | 5930.4584 | 5706.8777 | 7099.4635 | 6714.2779 | 6142.4305 | 7219.0083 | 6592.8808 | 6621.6654 | 5492.998 | 7520.2996 | 7455.2925
NSW1 | Pumped Hydro | 110.5804 | 219.9525 | 1081.4403 | 1681.5126 | 2142.9106 | 3639.7117 | 3831.6611 | 5221.2327 | 5311.4311 | 5083.3815 | 5401.4531 | 5381.9539 | 5925.0344 | 5902.7598 | 5945.1095 | 5068.3189 | 4408.0325 | 3854.5161 | 4719.5594 | 4383.7063 | 3823.4796 | 3867.8173 | 3826.8784 | 4820.6969 | 3763.1346 | 3407.2046 | 2802.7494
NSW1 | VPP | 57.9837 | 133.4093 | 247.2728 | 362.3492 | 487.7446 | 600.5276 | 805.7932 | 1001.4438 | 1168.9966 | 1411.5353 | 1700.6735 | 1919.4116 | 2235.4363 | 2470.7486 | 2599.7389 | 2848.2731 | 3125.4932 | 3139.6727 | 3454.9841 | 3481.7113 | 3491.7497 | 3787.7087 | 3974.9529 | 3892.5856 | 4006.8386 | 4274.6539 | 4437.0448
Total excluding storage |  | 59315.0946 | 60566.6233 | 61951.0916 | 66112.7632 | 69097.3764 | 73435.505 | 71859.9647 | 76377.3006 | 75947.3513 | 78718.6685 | 76905.6702 | 77847.0147 | 83749.6895 | 85046.7434 | 89570.8221 | 87346.6936 | 89335.4318 | 87931.4361 | 93892.6988 | 96002.3809 | 96649.7467 | 99336.7575 | 100162.0728 | 106621.7701 | 104334.6101 | 108573.773 | 106946.4054
Region | Technology | 2023-24 | 2024-25 | 2025-26 | 2026-27 | 2027-28 | 2028-29 | 2029-30 | 2030-31 | 2031-32 | 2032-33 | 2033-34 | 2034-35 | 2035-36 | 2036-37 | 2037-38 | 2038-39 | 2039-40 | 2040-41 | 2041-42 | 2042-43 | 2043-44 | 2044-45 | 2045-46 | 2046-47 | 2047-48 | 2048-49 | 2049-50
QLD1 | Black Coal | 42763.642 | 39191.6942 | 40309.8578 | 36828.8635 | 32445.6305 | 25421.3031 | 24375.3366 | 16529.6034 | 15671.5646 | 12262.9644 | 9140.6333 | 8839.763 | 7687.3989 | 8122.9276 | 8111.3706 | 7363.3515 | 4064.5736 | 1582.5226 | 1574.8818 | 0 | 0 | 0 | 0 | 0 | 0 | 0 | 0
QLD1 | Brown Coal | 0 | 0 | 0 | 0 | 0 | 0 | 0 | 0 | 0 | 0 | 0 | 0 | 0 | 0 | 0 | 0 | 0 | 0 | 0 | 0 | 0 | 0 | 0 | 0 | 0 | 0 | 0
QLD1 | CCGT | 1021.6978 | 854.9062 | 1675.5796 | 2511.2772 | 2663.6878 | 3042.3469 | 3408.3931 | 3841.618 | 3708.3415 | 3587.4047 | 4957.4072 | 5497.4581 | 4494.12 | 3669.1148 | 3477.7592 | 3584.7844 | 3063.6809 | 2723.6531 | 2219.1423 | 2519.6097 | 2889.1266 | 2242.9349 | 1307.9413 | 972.8204 | 953.4886 | 932.9714 | 960.8125
QLD1 | Gas - Steam | 0 | 0 | 0 | 0 | 0 | 0 | 0 | 0 | 0 | 0 | 0 | 0 | 0 | 0 | 0 | 0 | 0 | 0 | 0 | 0 | 0 | 0 | 0 | 0 | 0 | 0 | 0
QLD1 | OCGT / Diesel | 2.4406 | 0.00026285 | 2.6675 | 18.4507 | 24.5598 | 17.3076 | 6.457 | 367.1295 | 372.4623 | 422.1402 | 1160.8375 | 1290.7203 | 1197.3474 | 1441.4998 | 1142.922 | 890.3957 | 1809.3295 | 1473.0158 | 700.7766 | 1027.6251 | 1354.6217 | 920.2079 | 1470.6297 | 2527.8489 | 888.9055 | 2785.1373 | 1995.0469
QLD1 | Hydro | 726.8586 | 727.4463 | 745.4883 | 714.6188 | 728.4884 | 741.0268 | 735.0409 | 725.7981 | 721.1145 | 725.626 | 721.4664 | 712.8589 | 705.9754 | 690.0731 | 211.9169 | 207.5693 | 162.1589 | 151.0362 | 146.025 | 0 | 0 | 0 | 0 | 0 | 0 | 0 | 0
QLD1 | Hydrogen Turbine | 0 | 0 | 0 | 0 | 0 | 0 | 0 | 0 | 0 | 0 | 0 | 0 | 0 | 0 | 0 | 0 | 0 | 0 | 0 | 0 | 0 | 0 | 0 | 0 | 0 | 0 | 0
QLD1 | Wind | 4044.6217 | 7830.5674 | 8269.6697 | 9961.0597 | 14347.7303 | 23841.3101 | 23603.2358 | 28981.0475 | 28447.0042 | 32278.8211 | 33315.0788 | 33106.4364 | 32585.2711 | 34661.0603 | 40941.6827 | 40502.0986 | 40006.0619 | 38433.3627 | 40328.3184 | 41388.8822 | 42738.5483 | 40512.9277 | 42677.4419 | 53616.911 | 53617.8085 | 55960.6147 | 54011.8318
QLD1 | Solar PV | 8590.1409 | 8007.6466 | 8743.9385 | 8839.7383 | 8555.3358 | 8118.0686 | 8986.546 | 10491.9748 | 12106.1315 | 13386.2608 | 16824.9189 | 18219.0918 | 18099.4573 | 17792.5959 | 19426.9046 | 22325.7191 | 34113.8398 | 38203.72 | 39730.0574 | 55800.1626 | 54259.2056 | 51933.5997 | 52645.4366 | 50703.4769 | 53046.8386 | 60073.7787 | 62303.4744
QLD1 | Grid Battery | 53.6314 | 53.4261 | 54.5183 | 55.2127 | 55.1722 | 1806.1358 | 1801.2299 | 2293.1627 | 2420.397 | 3550.6951 | 4820.981 | 4807.0119 | 4806.5439 | 4861.3092 | 4274.3657 | 4500.2574 | 7354.029 | 7661.7198 | 9648.5646 | 16301.8685 | 15439.0433 | 15191.6266 | 15458.4886 | 13108.5521 | 13590.2114 | 16212.5973 | 16005.8126
QLD1 | Pumped Hydro | 430.7786 | 673.2458 | 668.0878 | 908.3944 | 945.1181 | 952.0968 | 1093.8184 | 1370.8449 | 1384.4794 | 1313.8051 | 1602.1365 | 1556.4107 | 1727.7093 | 1561.001 | 4470.6851 | 5064.671 | 6220.7046 | 5979.0774 | 6261.2879 | 6055.1025 | 5464.4932 | 5278.8529 | 4886.7895 | 5587.4492 | 5351.4178 | 5233.842 | 4629.5746
QLD1 | VPP | 51.3309 | 108.846 | 192.992 | 301.5294 | 407.6402 | 521.122 | 722.7183 | 902.9806 | 1046.7996 | 1237.8337 | 1470.3192 | 1688.3336 | 1901.4015 | 2156.0361 | 2245.094 | 2460.7388 | 2643.104 | 2811.5098 | 2948.7405 | 3132.0576 | 3244.6882 | 3316.645 | 3519.4954 | 3550.626 | 3663.2551 | 3785.3098 | 3906.7434
Total excluding storage |  | 57685.1426 | 57447.7789 | 60662.7994 | 60139.1447 | 60173.3631 | 64460.7176 | 64732.776 | 65504.1595 | 65878.2946 | 68765.551 | 74013.7788 | 75718.0848 | 73205.2248 | 74955.6177 | 84302.7007 | 86899.5857 | 99437.4822 | 99019.6176 | 103557.7944 | 126225.3081 | 125389.7268 | 119396.7948 | 121966.2229 | 130067.6845 | 131111.9255 | 144984.2513 | 143813.2963
Region | Technology | 2023-24 | 2024-25 | 2025-26 | 2026-27 | 2027-28 | 2028-29 | 2029-30 | 2030-31 | 2031-32 | 2032-33 | 2033-34 | 2034-35 | 2035-36 | 2036-37 | 2037-38 | 2038-39 | 2039-40 | 2040-41 | 2041-42 | 2042-43 | 2043-44 | 2044-45 | 2045-46 | 2046-47 | 2047-48 | 2048-49 | 2049-50
VIC1 | Black Coal | 0 | 0 | 0 | 0 | 0 | 0 | 0 | 0 | 0 | 0 | 0 | 0 | 0 | 0 | 0 | 0 | 0 | 0 | 0 | 0 | 0 | 0 | 0 | 0 | 0 | 0 | 0
VIC1 | Brown Coal | 29027.2646 | 25374.6742 | 23701.1032 | 18483.7673 | 18860.0369 | 15866.9125 | 10025.4187 | 6501.5405 | 5193.449 | 0 | 0 | 0 | 0 | 0 | 0 | 0 | 0 | 0 | 0 | 0 | 0 | 0 | 0 | 0 | 0 | 0 | 0
VIC1 | CCGT | 0 | 0 | 0 | 0 | 0 | 0 | 0 | 0 | 0 | 0 | 0 | 0 | 0 | 0 | 0 | 0 | 0 | 0 | 0 | 0 | 0 | 0 | 0 | 0 | 0 | 0 | 0
VIC1 | Gas - Steam | 16.9069 | 18.3353 | 70.4323 | 161.207 | 111.7861 | 245.1306 | 192.2865 | 1053.7151 | 409.3332 | 1068.6198 | 701.9068 | 881.2325 | 800.9842 | 949.4814 | 1037.6267 | 1086.805 | 0 | 0 | 0 | 0 | 0 | 0 | 0 | 0 | 0 | 0 | 0
VIC1 | OCGT / Diesel | 22.9955 | 15.9851 | 39.1546 | 144.1047 | 86.5483 | 153.9165 | 95.7443 | 433.0174 | 148.3805 | 725.7824 | 480.2166 | 1271.3455 | 835.215 | 1064.1333 | 1619.6429 | 1407.012 | 3137.9352 | 2308.39 | 1746.6734 | 2007.3104 | 4514.4524 | 3559.4088 | 3817.7332 | 4724.1494 | 3319.2474 | 5137.2412 | 4560.7321
VIC1 | Hydro | 2748.3491 | 3335.7717 | 3444.65 | 3267.1813 | 2730.9652 | 4099.1607 | 3416.6323 | 2955.5287 | 2952.9438 | 2694.0618 | 3285.3803 | 3402.2727 | 3239.4167 | 2710.9716 | 4081.5495 | 3415.1992 | 2957.2079 | 2957.6274 | 2692.517 | 3287.2612 | 3411.858 | 3241.0638 | 2717.2208 | 4083.2237 | 4089.4586 | 4085.321 | 4074.3019
VIC1 | Hydrogen Turbine | 0 | 0 | 0 | 0 | 0 | 0 | 0 | 0 | 0 | 0 | 0 | 0 | 0 | 0 | 0 | 0 | 0 | 0 | 0 | 0 | 0 | 0 | 0 | 0 | 0 | 0 | 0
VIC1 | Wind | 10176.7671 | 12859.4146 | 13219.1495 | 15074.2286 | 16640.138 | 15996.6523 | 20148.5894 | 21980.9507 | 24600.9933 | 23616.0361 | 29283.4805 | 28558.8421 | 29541.298 | 30914.1025 | 29986.659 | 31262.6523 | 29642.1988 | 32243.0581 | 28858.8045 | 31279.7855 | 29924.0415 | 30470.2404 | 30466.1297 | 33528.0608 | 37429.1801 | 35836.0978 | 40232.8642
VIC1 | Solar PV | 2205.8587 | 1890.6232 | 1904.9499 | 1930.1913 | 1897.9866 | 1882.3269 | 1851.4783 | 1798.7281 | 1787.2669 | 4997.3394 | 4750.713 | 5603.8624 | 5847.9551 | 5922.336 | 5522.8308 | 6660.1419 | 10053.6842 | 10147.6416 | 14703.1078 | 14906.6393 | 15607.7562 | 16989.7341 | 18046.2312 | 15678.0281 | 15754.5772 | 16570.0344 | 15341.3118
VIC1 | Grid Battery | 160.426 | 148.863 | 174.5536 | 171.6526 | 164.0658 | 157.0408 | 156.788 | 540.0557 | 514.9758 | 2334.7284 | 2131.4558 | 2005.708 | 2096.8406 | 2117.0498 | 2426.0075 | 2460.0775 | 3186.1344 | 3538.9695 | 4241.0138 | 3850.2874 | 3496.4402 | 3842.0414 | 3991.7175 | 3671.9283 | 3636.5139 | 3602.4471 | 3159.8136
VIC1 | Pumped Hydro | 0 | 0 | 0.00066632 | 0.001559 | 0.0015812 | 0.0015502 | 0.0016825 | 0.0031354 | 0.0032025 | 0.0033945 | 0.0034892 | 0.0034478 | 0.036006 | 0.035268 | 67.0582 | 70.1875 | 72.0516 | 526.6872 | 1555.8894 | 1689.3847 | 1607.1017 | 2366.9172 | 2316.9664 | 2212.6566 | 2199.6723 | 2125.8694 | 1976.1593
VIC1 | VPP | 40.81 | 94.5255 | 209.8019 | 317.8335 | 445.2852 | 532.9799 | 696.0393 | 794.0748 | 875.1421 | 944.657 | 1085.7693 | 1224.0681 | 1394.614 | 1618.4067 | 1692.5356 | 1829.7099 | 2070.5879 | 2038.5935 | 2284.3898 | 2253.4209 | 2189.7886 | 2386.7955 | 2586.9189 | 2399.2366 | 2602.8061 | 2711.3505 | 2589.3434
Total excluding storage |  | 44399.3779 | 43738.1926 | 42763.7956 | 39550.1677 | 40936.8136 | 38934.1216 | 36582.9784 | 36057.614 | 36482.4878 | 36381.2283 | 41718.9256 | 42947.3348 | 43756.3596 | 45296.5166 | 46433.9102 | 48191.7851 | 51119.8001 | 53760.9674 | 56082.3957 | 59274.0894 | 60751.4385 | 62856.2013 | 63942.9177 | 66297.2835 | 69031.4555 | 70068.3614 | 71934.5265
Region | Technology | 2023-24 | 2024-25 | 2025-26 | 2026-27 | 2027-28 | 2028-29 | 2029-30 | 2030-31 | 2031-32 | 2032-33 | 2033-34 | 2034-35 | 2035-36 | 2036-37 | 2037-38 | 2038-39 | 2039-40 | 2040-41 | 2041-42 | 2042-43 | 2043-44 | 2044-45 | 2045-46 | 2046-47 | 2047-48 | 2048-49 | 2049-50
SA1 | Black Coal | 0 | 0 | 0 | 0 | 0 | 0 | 0 | 0 | 0 | 0 | 0 | 0 | 0 | 0 | 0 | 0 | 0 | 0 | 0 | 0 | 0 | 0 | 0 | 0 | 0 | 0 | 0
SA1 | Brown Coal | 0 | 0 | 0 | 0 | 0 | 0 | 0 | 0 | 0 | 0 | 0 | 0 | 0 | 0 | 0 | 0 | 0 | 0 | 0 | 0 | 0 | 0 | 0 | 0 | 0 | 0 | 0
SA1 | CCGT | 1072.4507 | 746.4998 | 1157.826 | 745.2684 | 696.4753 | 1074.3333 | 992.879 | 1373.4967 | 1042.7478 | 1194.6643 | 1275.1307 | 1557.643 | 1048.9059 | 1249.3265 | 0 | 0 | 0 | 0 | 0 | 0 | 0 | 0 | 0 | 0 | 0 | 0 | 0
SA1 | Gas - Steam | 95.4463 | 89.3693 | 269.4906 | 0 | 0 | 0 | 0 | 0 | 0 | 0 | 0 | 0 | 0 | 0 | 0 | 0 | 0 | 0 | 0 | 0 | 0 | 0 | 0 | 0 | 0 | 0 | 0
SA1 | OCGT / Diesel | 166.1786 | 150.5716 | 305.9437 | 213.5053 | 177.8944 | 281.1096 | 253.4543 | 529.4877 | 373.569 | 452.7433 | 552.6144 | 881.9914 | 487.583 | 526.0763 | 788.7028 | 727.1695 | 965.9363 | 649.7609 | 434.5665 | 538.1726 | 697.4893 | 183.9076 | 145.5749 | 50.23 | 35.1612 | 47.873 | 67.4291
SA1 | Hydro | 0 | 0 | 0 | 0 | 0 | 0 | 0 | 0 | 0 | 0 | 0 | 0 | 0 | 0 | 0 | 0 | 0 | 0 | 0 | 0 | 0 | 0 | 0 | 0 | 0 | 0 | 0
SA1 | Hydrogen Turbine | 0 | 0 | 0 | 0 | 0 | 0 | 0 | 0 | 0 | 0 | 0 | 0 | 0 | 0 | 0 | 0 | 0 | 0 | 0 | 0 | 0 | 0 | 0 | 0 | 0 | 0 | 0
SA1 | Wind | 6749.5557 | 7909.9197 | 7666.194 | 9604.7433 | 9465.5902 | 11509.1447 | 11625.1579 | 11185.4842 | 12123.9981 | 11364.2907 | 11562.5346 | 10450.9518 | 11727.36 | 11431.8655 | 13503.0156 | 13924.9768 | 12971.9638 | 13487.162 | 12676.9224 | 14530.2284 | 13013.559 | 15027.2734 | 14173.9138 | 17623.83 | 19389.945 | 19690.465 | 21176.1759
SA1 | Solar PV | 1293.2924 | 1111.8348 | 1139.5788 | 1100.2368 | 1110.515 | 1090.0826 | 1053.5134 | 999.3916 | 1007.0612 | 2667.0483 | 2535.3565 | 3694.512 | 3772.5153 | 4073.3165 | 4226.7729 | 4380.3547 | 4743.4646 | 8225.7103 | 10724.2822 | 10603.8832 | 14929.0926 | 14619.1738 | 16315.3646 | 13300.3087 | 12972.363 | 13858.6173 | 13393.0592
SA1 | Grid Battery | 184.5418 | 187.9716 | 181.8306 | 178.9043 | 178.5895 | 175.5255 | 172.9625 | 166.4812 | 160.725 | 1371.4114 | 1297.2896 | 1264.2211 | 1915.5885 | 1988.1604 | 1837.0627 | 1800.2314 | 1881.0675 | 3073.6874 | 4730.7112 | 4187.3111 | 5852.9844 | 5806.6002 | 6555.5986 | 4940.4653 | 4573.6482 | 4813.0558 | 4240.6896
SA1 | Pumped Hydro | 0 | 0 | 0.0006351 | 0.00092464 | 0.00095044 | 0.0009416 | 0.00097404 | 0.0012922 | 0.0013324 | 0.0013281 | 0.0013497 | 0.0013898 | 0.0017036 | 0.0017365 | 0.001909 | 0.0019479 | 0.0020418 | 0.0023019 | 0.002714 | 0.0027021 | 0.0027666 | 0.0034299 | 0.0034801 | 0.00337 | 0.0034186 | 0.0034442 | 0.0038175
SA1 | VPP | 70.5739 | 100.8079 | 129.4512 | 153.462 | 182.1981 | 211.1616 | 263.136 | 307.0613 | 354.4282 | 426.0813 | 504.7724 | 562.8701 | 627.3841 | 722.0792 | 751.4223 | 794.3342 | 850.6647 | 848.7209 | 939.9736 | 949.4806 | 1020.9539 | 1068.4648 | 1184.9673 | 1104.4769 | 1102.5226 | 1182.5604 | 1132.8187
Total excluding storage |  | 9632.0395 | 10296.9746 | 10850.3155 | 11996.121 | 11811.2635 | 14341.3583 | 14361.104 | 14561.404 | 15062.5307 | 17476.2407 | 17727.6996 | 18412.1909 | 19579.3386 | 19990.8261 | 21106.9782 | 21627.0685 | 21413.0989 | 26285.0438 | 29506.4586 | 30809.0786 | 35514.0818 | 36705.4234 | 38375.4227 | 37019.3142 | 38073.6434 | 39592.575 | 40010.1762
Region | Technology | 2023-24 | 2024-25 | 2025-26 | 2026-27 | 2027-28 | 2028-29 | 2029-30 | 2030-31 | 2031-32 | 2032-33 | 2033-34 | 2034-35 | 2035-36 | 2036-37 | 2037-38 | 2038-39 | 2039-40 | 2040-41 | 2041-42 | 2042-43 | 2043-44 | 2044-45 | 2045-46 | 2046-47 | 2047-48 | 2048-49 | 2049-50
TAS1 | Black Coal | 0 | 0 | 0 | 0 | 0 | 0 | 0 | 0 | 0 | 0 | 0 | 0 | 0 | 0 | 0 | 0 | 0 | 0 | 0 | 0 | 0 | 0 | 0 | 0 | 0 | 0 | 0
TAS1 | Brown Coal | 0 | 0 | 0 | 0 | 0 | 0 | 0 | 0 | 0 | 0 | 0 | 0 | 0 | 0 | 0 | 0 | 0 | 0 | 0 | 0 | 0 | 0 | 0 | 0 | 0 | 0 | 0
TAS1 | CCGT | 0 | 0 | 0 | 0 | 0 | 0 | 0 | 0 | 0 | 0 | 0 | 0 | 0 | 0 | 0 | 0 | 0 | 0 | 0 | 0 | 0 | 0 | 0 | 0 | 0 | 0 | 0
TAS1 | Gas - Steam | 0 | 0 | 0 | 0 | 0 | 0 | 0 | 0 | 0 | 0 | 0 | 0 | 0 | 0 | 0 | 0 | 0 | 0 | 0 | 0 | 0 | 0 | 0 | 0 | 0 | 0 | 0
TAS1 | OCGT / Diesel | 5.6754e-05 | 0.00011597 | 0.00012311 | 0.19265 | 0.0001348 | 0.00014343 | 1.0234 | 5.5162 | 3.2855 | 15.0386 | 10.2865 | 32.3418 | 12.5971 | 12.025 | 29.4733 | 13.8043 | 57.2483 | 10.0338 | 10.3038 | 10.4192 | 14.1183 | 4.435 | 5.926 | 2.8516 | 3.1679 | 10.4621 | 7.1547
TAS1 | Hydro | 12016.1643 | 9127.6998 | 9271.676 | 8880.6964 | 7256.018 | 7389.9816 | 10002.1581 | 10076.4452 | 9854.852 | 9721.9694 | 9636.6938 | 9734.1531 | 8691.5003 | 8439.8924 | 9569.7189 | 9320.2692 | 8953.8695 | 8107.4358 | 7989.0325 | 8965.5946 | 9506.7335 | 8913.3023 | 8986.2368 | 9687.2883 | 9128.4197 | 9066.3201 | 8885.0375
TAS1 | Hydrogen Turbine | 0 | 0 | 0 | 0 | 0 | 0 | 0 | 0 | 0 | 0 | 0 | 0 | 0 | 0 | 0 | 0 | 0 | 0 | 0 | 0 | 0 | 0 | 0 | 0 | 0 | 0 | 0
TAS1 | Wind | 1869.2334 | 4368.9935 | 4665.0176 | 4786.0761 | 6270.407 | 6760.4741 | 8539.7999 | 8367.1629 | 12743.2727 | 13356.5615 | 12698.8313 | 12994.2038 | 13159.5069 | 13805.0788 | 13299.5403 | 12915.3163 | 12538.3545 | 13628.2424 | 13366.426 | 12858.6132 | 13250.0536 | 13081.5845 | 13921.2844 | 13686.6452 | 13203.6992 | 12917.1124 | 13935.1765
TAS1 | Solar PV | 0 | 0.00030527 | 0.00030143 | 0.00033559 | 0.00031958 | 0.00027347 | 0.00029009 | 0.00041161 | 0.00039426 | 0.00077245 | 0.00081306 | 0.0098993 | 0.010095 | 0.009564 | 18.2618 | 19.2713 | 19.6142 | 17.8146 | 19.1796 | 20.9332 | 448.158 | 820.5796 | 796.9906 | 689.4189 | 718.817 | 749.4473 | 690.4785
TAS1 | Grid Battery | 0 | 0.00060245 | 0.00070045 | 0.00079462 | 0.00096057 | 0.00097047 | 0.0011803 | 0.0018578 | 0.0024348 | 0.0026067 | 0.0027563 | 0.002723 | 0.0029585 | 0.0029974 | 0.0029707 | 0.0031109 | 0.0037174 | 0.0045309 | 0.0045817 | 0.0043759 | 0.0049049 | 0.0057075 | 0.005396 | 0.0054277 | 0.0061621 | 0.0069565 | 0.0097811
TAS1 | Pumped Hydro | 0 | 0 | 0.0010453 | 0.0011309 | 0.0013544 | 0.0015081 | 0.002233 | 0.8146 | 603.1623 | 928.5044 | 963.5026 | 929.7357 | 1214.6689 | 1204.4548 | 1213.8195 | 1212.9207 | 1356.0719 | 1196.6637 | 1238.0497 | 1190.6518 | 1149.3433 | 1272.9213 | 1173.2224 | 1266.9831 | 1296.8591 | 1275.6313 | 1126.0195
TAS1 | VPP | 0.43823 | 3.9127 | 5.6311 | 10.2476 | 17.749 | 24.1997 | 37.7343 | 49.4226 | 67.6034 | 70.6653 | 82.6086 | 86.9844 | 96.082 | 109.7492 | 115.2108 | 116.8356 | 142.8248 | 158.1904 | 150.0482 | 154.3069 | 145.5873 | 155.7126 | 161.3083 | 154.143 | 161.6633 | 188.617 | 168.0025
Total excluding storage |  | 13885.836 | 13500.607 | 13942.3268 | 13677.215 | 13544.1769 | 14174.6583 | 18580.7195 | 18499.3637 | 23272.1787 | 24092.7425 | 23391.9262 | 23777.4315 | 23174.3683 | 23571.2127 | 24246.0276 | 23598.4206 | 23067.9868 | 23118.3853 | 22773.0443 | 23200.5234 | 24513.9989 | 24248.541 | 25044.974 | 25487.3356 | 24512.6324 | 24207.5971 | 24811.879
Explicitly modelled pumping
Region | Technology | 2023-24 | 2024-25 | 2025-26 | 2026-27 | 2027-28 | 2028-29 | 2029-30 | 2030-31 | 2031-32 | 2032-33 | 2033-34 | 2034-35 | 2035-36 | 2036-37 | 2037-38 | 2038-39 | 2039-40 | 2040-41 | 2041-42 | 2042-43 | 2043-44 | 2044-45 | 2045-46 | 2046-47 | 2047-48 | 2048-49 | 2049-50
NEM | Grid Battery pump | 496.3423 | 493.789 | 1101.7328 | 1673.0708 | 3311.4995 | 6108.735 | 6315.9715 | 7620.8867 | 7575.5171 | 13354.027 | 14258.6812 | 13852.3124 | 14871.0375 | 14954.2943 | 14229.1308 | 14437.5667 | 22068.6613 | 24150.6778 | 30937.7608 | 37450.4219 | 37220.669 | 38621.5586 | 39320.5795 | 34116.1768 | 32921.8067 | 38670.3837 | 37157.3803
NEM | Pumped Hydro Pump | 1285.6165 | 2235.8185 | 3265.3357 | 4803.4181 | 5709.6301 | 6789.2274 | 7930.2626 | 9992.529 | 11416.9031 | 11064.7625 | 12154.6516 | 11519.77 | 13238.3171 | 13012.0438 | 16765.217 | 16545.1677 | 16934.9477 | 16437.7107 | 19310.6645 | 18977.0097 | 16483.6866 | 17845.8682 | 17380.7477 | 19066.6104 | 17706.455 | 16372.9865 | 14309.3569
NEM | VPP pump | 259.4138 | 520.0172 | 924.1955 | 1346.46 | 1814.656 | 2221.3534 | 2973.2311 | 3591.95 | 4142.4292 | 4806.5496 | 5699.423 | 6454.0803 | 7352.7811 | 8323.5334 | 8727.4962 | 9476.8039 | 10368.5165 | 10612.3987 | 11481.1731 | 11741.3962 | 11863.7535 | 12606.131 | 13462.2279 | 13044.2325 | 13596.0905 | 14258.933 | 14386.9795
Region | Technology | 2023-24 | 2024-25 | 2025-26 | 2026-27 | 2027-28 | 2028-29 | 2029-30 | 2030-31 | 2031-32 | 2032-33 | 2033-34 | 2034-35 | 2035-36 | 2036-37 | 2037-38 | 2038-39 | 2039-40 | 2040-41 | 2041-42 | 2042-43 | 2043-44 | 2044-45 | 2045-46 | 2046-47 | 2047-48 | 2048-49 | 2049-50
NSW1 | Grid Battery pump | 24.4647 | 29.8446 | 614.0973 | 1192.113 | 2838.109 | 3540.0023 | 3754.1921 | 4014.5504 | 3840.9466 | 4617.7418 | 4322.6211 | 4123.4642 | 4260.9316 | 4162.9587 | 3929.4488 | 3883.0381 | 7131.5904 | 6900.4403 | 8543.622 | 8077.4372 | 7400.2561 | 8695.1782 | 7960.9809 | 7960.5076 | 6643.2265 | 9035.201 | 8982.1684
NSW1 | Pumped Hydro Pump | 667.9091 | 1278.6756 | 2336.6782 | 3548.7559 | 4399.684 | 5503.7814 | 6446.465 | 8131.8211 | 8730.3986 | 8076.8057 | 8722.3126 | 8213.5775 | 9329.7769 | 9298.2671 | 9135.265 | 8209.6463 | 6870.9668 | 6157.7642 | 7401.3658 | 7173.2681 | 5745.3633 | 6090.3379 | 6191.6635 | 7263.7196 | 5976.6548 | 4978.2822 | 4223.5637
NSW1 | VPP pump | 67.9884 | 157.0342 | 290.8271 | 426.2932 | 573.9744 | 706.3457 | 947.992 | 1178.1691 | 1378.8733 | 1657.1056 | 2001.3967 | 2260.2429 | 2627.1496 | 2906.763 | 3067.9555 | 3351.7094 | 3667.1192 | 3704.7023 | 4054.0662 | 4096.475 | 4107.5381 | 4455.5296 | 4684.7513 | 4572.5333 | 4726.2666 | 5015.3078 | 5220.0524
Region | Technology | 2023-24 | 2024-25 | 2025-26 | 2026-27 | 2027-28 | 2028-29 | 2029-30 | 2030-31 | 2031-32 | 2032-33 | 2033-34 | 2034-35 | 2035-36 | 2036-37 | 2037-38 | 2038-39 | 2039-40 | 2040-41 | 2041-42 | 2042-43 | 2043-44 | 2044-45 | 2045-46 | 2046-47 | 2047-48 | 2048-49 | 2049-50
QLD1 | Grid Battery pump | 63.6684 | 63.6025 | 65.0813 | 65.5508 | 65.6811 | 2175.3078 | 2169.4086 | 2762.088 | 2924.5479 | 4268.011 | 5811.8382 | 5800.3617 | 5782.7785 | 5850.078 | 5168.0089 | 5411.1431 | 8850.8979 | 9251.8166 | 11624.5746 | 19653.0266 | 18589.9105 | 18302.2025 | 18606.0007 | 15832.2655 | 16331.0275 | 19552.7943 | 19259.393
QLD1 | Pumped Hydro Pump | 617.7074 | 957.1429 | 928.6544 | 1254.6574 | 1309.941 | 1285.4407 | 1483.7912 | 1859.6303 | 1885.0182 | 1774.0553 | 2149.8321 | 2091.0022 | 2316.848 | 2108.3369 | 5965.166 | 6643.9039 | 8188.1832 | 7985.6116 | 8233.7793 | 8000.8598 | 7146.5215 | 6970.5578 | 6535.5592 | 7285.585 | 7072.548 | 6975.5897 | 6003.9738
QLD1 | VPP pump | 60.2219 | 128.0541 | 227.6682 | 354.1217 | 479.5767 | 613.0847 | 850.2568 | 1062.3302 | 1234.9207 | 1452.8832 | 1730.9491 | 1988.7449 | 2236.2559 | 2533.5679 | 2649.2876 | 2890.4727 | 3106.0474 | 3313.464 | 3468.3542 | 3685.1482 | 3816.8923 | 3902.201 | 4138.5415 | 4181.792 | 4304.158 | 4456.9155 | 4590.2627
Region | Technology | 2023-24 | 2024-25 | 2025-26 | 2026-27 | 2027-28 | 2028-29 | 2029-30 | 2030-31 | 2031-32 | 2032-33 | 2033-34 | 2034-35 | 2035-36 | 2036-37 | 2037-38 | 2038-39 | 2039-40 | 2040-41 | 2041-42 | 2042-43 | 2043-44 | 2044-45 | 2045-46 | 2046-47 | 2047-48 | 2048-49 | 2049-50
VIC1 | Grid Battery pump | 190.5234 | 177.8025 | 207.7677 | 203.7978 | 195.9011 | 186.3686 | 187.2369 | 647.899 | 619.9633 | 2815.8535 | 2566.6193 | 2410.4718 | 2522.5606 | 2549.1697 | 2921.4992 | 2969.1497 | 3830.6519 | 4283.237 | 5088.7887 | 4661.7872 | 4189.6915 | 4628.9652 | 4835.3284 | 4397.9795 | 4407.3726 | 4314.2671 | 3807.004
VIC1 | Pumped Hydro Pump | 0 | 0 | 0.00087995 | 0.0020486 | 0.002091 | 0.0020291 | 0.0022253 | 0.0041144 | 0.0042283 | 0.0044599 | 0.0046016 | 0.0045322 | 0.047363 | 0.046863 | 88.2341 | 93.1668 | 93.9899 | 699.1927 | 2044.7075 | 2244.8004 | 2089.0138 | 3114.3647 | 3083.3767 | 2876.6534 | 2924.4191 | 2767.0828 | 2600.2097
VIC1 | VPP pump | 47.8799 | 111.5308 | 246.975 | 373.4481 | 525.2093 | 625.6908 | 820.0389 | 933.0362 | 1032.1274 | 1110.9286 | 1276.5682 | 1440.8205 | 1638.6733 | 1904.0079 | 1991.2576 | 2159.7585 | 2429.1849 | 2405.9543 | 2679.5107 | 2659.0316 | 2568.2736 | 2807.9946 | 3053.312 | 2812.7532 | 3073.0106 | 3178.938 | 3046.2864
Region | Technology | 2023-24 | 2024-25 | 2025-26 | 2026-27 | 2027-28 | 2028-29 | 2029-30 | 2030-31 | 2031-32 | 2032-33 | 2033-34 | 2034-35 | 2035-36 | 2036-37 | 2037-38 | 2038-39 | 2039-40 | 2040-41 | 2041-42 | 2042-43 | 2043-44 | 2044-45 | 2045-46 | 2046-47 | 2047-48 | 2048-49 | 2049-50
SA1 | Grid Battery pump | 217.6859 | 222.5386 | 214.7857 | 211.6082 | 211.8071 | 207.0552 | 205.1325 | 196.3471 | 190.0564 | 1652.4175 | 1557.5993 | 1518.0116 | 2304.7632 | 2392.0843 | 2210.1703 | 2174.2321 | 2255.5166 | 3715.1786 | 5680.7701 | 5058.1657 | 7040.805 | 6995.2061 | 7918.2631 | 5925.4178 | 5540.1728 | 5768.1131 | 5108.8033
SA1 | Pumped Hydro Pump | 0 | 0 | 0.00083698 | 0.0012153 | 0.001256 | 0.0012336 | 0.0012874 | 0.0016957 | 0.0017542 | 0.0017488 | 0.0017776 | 0.0018246 | 0.0022411 | 0.0022887 | 0.0025085 | 0.0025688 | 0.0026806 | 0.0030425 | 0.0035568 | 0.0035645 | 0.0036345 | 0.0045174 | 0.0045907 | 0.0044205 | 0.0045147 | 0.0045092 | 0.005032
SA1 | VPP pump | 82.8232 | 118.7664 | 152.1266 | 180.5435 | 214.9125 | 247.8637 | 310.4079 | 360.4124 | 416.9744 | 502.4479 | 593.1778 | 661.6964 | 738.0989 | 849.5049 | 884.0263 | 937.3882 | 998.1572 | 1001.407 | 1102.6868 | 1119.1669 | 1200.5818 | 1257.2303 | 1394.8809 | 1296.7794 | 1301.4065 | 1386.9261 | 1332.7279
Region | Technology | 2023-24 | 2024-25 | 2025-26 | 2026-27 | 2027-28 | 2028-29 | 2029-30 | 2030-31 | 2031-32 | 2032-33 | 2033-34 | 2034-35 | 2035-36 | 2036-37 | 2037-38 | 2038-39 | 2039-40 | 2040-41 | 2041-42 | 2042-43 | 2043-44 | 2044-45 | 2045-46 | 2046-47 | 2047-48 | 2048-49 | 2049-50
TAS1 | Grid Battery pump | 0 | 0.00071594 | 0.00083192 | 0.00094367 | 0.0011416 | 0.0011527 | 0.0014029 | 0.0022065 | 0.0028994 | 0.0031036 | 0.0032795 | 0.0032409 | 0.0035176 | 0.0035717 | 0.0035315 | 0.0037028 | 0.0044181 | 0.0053947 | 0.0054486 | 0.0052033 | 0.005833 | 0.0067848 | 0.0064274 | 0.006442 | 0.0073406 | 0.0082553 | 0.011628
TAS1 | Pumped Hydro Pump | 0 | 0 | 0.0013806 | 0.0014876 | 0.0017874 | 0.00198 | 0.0029507 | 1.0718 | 801.4803 | 1213.8953 | 1282.5005 | 1215.1839 | 1591.6425 | 1605.3906 | 1576.5494 | 1598.4482 | 1781.8051 | 1595.1393 | 1630.8082 | 1558.0779 | 1502.7843 | 1670.6032 | 1570.1438 | 1640.648 | 1732.8286 | 1652.0273 | 1481.6046
TAS1 | VPP pump | 0.50041 | 4.6317 | 6.5987 | 12.0536 | 20.983 | 28.3685 | 44.5355 | 58.0021 | 79.5334 | 83.1843 | 97.3311 | 102.5756 | 112.6034 | 129.6897 | 134.9692 | 137.4751 | 168.0078 | 186.8711 | 176.5552 | 181.5745 | 170.4677 | 183.1755 | 190.7422 | 180.3746 | 191.2489 | 220.8455 | 197.65
Non-controllable capacity
Region | Technology | 2023-24 | 2024-25 | 2025-26 | 2026-27 | 2027-28 | 2028-29 | 2029-30 | 2030-31 | 2031-32 | 2032-33 | 2033-34 | 2034-35 | 2035-36 | 2036-37 | 2037-38 | 2038-39 | 2039-40 | 2040-41 | 2041-42 | 2042-43 | 2043-44 | 2044-45 | 2045-46 | 2046-47 | 2047-48 | 2048-49 | 2049-50
NEM | Distributed PV | 26560.6016 | 29104.0967 | 31473.6633 | 37081.5432 | 40418.5958 | 38926.5586 | 43592.2929 | 48229.3969 | 51979.7521 | 54755.1652 | 55953.7685 | 56902.3907 | 63643.8244 | 66153.9262 | 61300.8009 | 66595.7504 | 71779.8603 | 75487.274 | 77777.5549 | 77977.9251 | 77783.2771 | 85452.7067 | 87607.0329 | 80381.6538 | 86543.9253 | 92200.6928 | 95960.9879
NEM | Behind the meter battery | 657.5137 | 1006.7447 | 1317.3393 | 1566.0098 | 1773.1566 | 1890.8424 | 2143.9911 | 2489.4047 | 2789.0704 | 3113.0752 | 3597.6322 | 4070.11 | 4511.1194 | 4860.9793 | 5165.9009 | 5364.9705 | 5454.5291 | 5447.6237 | 5401.3096 | 5348.7634 | 5404.7881 | 5430.708 | 5462.7544 | 5462.5562 | 5467.5685 | 5397.6579 | 5331.7203
NEM | Behind the meter battery pump | 773.9288 | 1184.9284 | 1550.1053 | 1843.1255 | 2087.3228 | 2225.0785 | 2523.5712 | 2929.616 | 3282.4864 | 3663.3641 | 4233.7384 | 4790.7173 | 5309.6304 | 5721.7019 | 6080.1627 | 6314.2799 | 6420.1964 | 6410.0458 | 6358.28 | 6294.3025 | 6360.4049 | 6392.115 | 6428.6141 | 6430.2842 | 6436.1891 | 6354.3022 | 6274.968
Region | Technology | 2023-24 | 2024-25 | 2025-26 | 2026-27 | 2027-28 | 2028-29 | 2029-30 | 2030-31 | 2031-32 | 2032-33 | 2033-34 | 2034-35 | 2035-36 | 2036-37 | 2037-38 | 2038-39 | 2039-40 | 2040-41 | 2041-42 | 2042-43 | 2043-44 | 2044-45 | 2045-46 | 2046-47 | 2047-48 | 2048-49 | 2049-50
NSW1 | Distributed PV | 8462.3385 | 9458.3162 | 10159.0762 | 12271.5737 | 13113.6881 | 12546.804 | 13815.0616 | 15639.2599 | 17348.1141 | 17854.1428 | 18611.9033 | 18922.4793 | 21829.4782 | 22416.5655 | 20726.2835 | 22104.3897 | 24295.3559 | 26132.7136 | 26218.1837 | 26660.5244 | 26477.5898 | 29878.3743 | 30218.882 | 27626.6637 | 29170.2276 | 31670.4989 | 33704.5634
NSW1 | Behind the meter battery | 236.0997 | 340.3977 | 426.8203 | 496.5989 | 552.178 | 593.1144 | 678.601 | 795.0042 | 915.6299 | 1045.6392 | 1229.8005 | 1397.7866 | 1551.5025 | 1674.213 | 1770.8636 | 1835.975 | 1865.6994 | 1856.8353 | 1844.8207 | 1833.1068 | 1857.9164 | 1869.6097 | 1877.4406 | 1875.4554 | 1868.3381 | 1847.8317 | 1820.6144
NSW1 | Behind the meter battery pump | 277.8328 | 400.6658 | 502.3022 | 584.3175 | 650.1429 | 698.0717 | 798.8828 | 935.9349 | 1077.2855 | 1230.342 | 1446.9719 | 1644.5885 | 1826.2437 | 1970.4983 | 2083.9438 | 2160.393 | 2196.8689 | 2184.5941 | 2172.0639 | 2156.8121 | 2185.7851 | 2201.4161 | 2209.4144 | 2207.8793 | 2199.915 | 2174.9865 | 2143.0425
Region | Technology | 2023-24 | 2024-25 | 2025-26 | 2026-27 | 2027-28 | 2028-29 | 2029-30 | 2030-31 | 2031-32 | 2032-33 | 2033-34 | 2034-35 | 2035-36 | 2036-37 | 2037-38 | 2038-39 | 2039-40 | 2040-41 | 2041-42 | 2042-43 | 2043-44 | 2044-45 | 2045-46 | 2046-47 | 2047-48 | 2048-49 | 2049-50
QLD1 | Distributed PV | 8227.6935 | 8801.311 | 9863.4451 | 11475.6724 | 12457.4377 | 11268.4695 | 13105.084 | 14471.0511 | 16095.1163 | 16714.6015 | 16849.2773 | 17798.0916 | 19695.8152 | 20424.5671 | 17788.0739 | 19963.1524 | 21368.2537 | 23094.2817 | 23468.3879 | 23181.6046 | 24006.8726 | 26011.0707 | 26622.9939 | 22900.3003 | 25459.338 | 26869.7455 | 28762.9682
QLD1 | Behind the meter battery | 170.7366 | 271.0266 | 364.6122 | 433.5151 | 491.3321 | 537.9626 | 628.6386 | 744.6914 | 834.1762 | 930.9932 | 1074.1494 | 1213.5721 | 1346.8461 | 1448.2671 | 1535.4985 | 1600.0345 | 1631.782 | 1631.2572 | 1608.2973 | 1592.3827 | 1609.1851 | 1612.6466 | 1621.0805 | 1616.2546 | 1614.1068 | 1594.795 | 1578.9698
QLD1 | Behind the meter battery pump | 200.9896 | 319.0374 | 429.0447 | 510.4005 | 578.2214 | 632.9301 | 739.7227 | 876.2329 | 981.9917 | 1095.8935 | 1264.3808 | 1428.9002 | 1585.3756 | 1705.2134 | 1807.0518 | 1884.0736 | 1919.9871 | 1919.529 | 1893.1536 | 1873.7884 | 1893.7201 | 1897.3207 | 1907.6047 | 1902.393 | 1900.3283 | 1877.9375 | 1857.7419
Region | Technology | 2023-24 | 2024-25 | 2025-26 | 2026-27 | 2027-28 | 2028-29 | 2029-30 | 2030-31 | 2031-32 | 2032-33 | 2033-34 | 2034-35 | 2035-36 | 2036-37 | 2037-38 | 2038-39 | 2039-40 | 2040-41 | 2041-42 | 2042-43 | 2043-44 | 2044-45 | 2045-46 | 2046-47 | 2047-48 | 2048-49 | 2049-50
VIC1 | Distributed PV | 5927.2192 | 6615.7267 | 7089.2973 | 8452.9512 | 9493.9945 | 9691.0714 | 10721.6826 | 11762.0101 | 11872.7118 | 13025.0994 | 13231.2584 | 12987.9308 | 14324.1638 | 15011.5217 | 14621.0269 | 15763.9665 | 16944.6695 | 16846.5259 | 18190.4559 | 18283.4941 | 17708.0148 | 19320.8985 | 20019.7175 | 19388.6033 | 20772.1582 | 22108.9801 | 21761.2072
VIC1 | Behind the meter battery | 143.293 | 255.764 | 357.528 | 445.5417 | 520.1297 | 534.0202 | 574.5348 | 646.8898 | 695.0103 | 741.5967 | 840.8801 | 953.3033 | 1060.5591 | 1150.0707 | 1245.2576 | 1291.8352 | 1313.6739 | 1317.4793 | 1309.5395 | 1283.2305 | 1289.176 | 1299.8888 | 1310.3468 | 1322.1048 | 1335.0646 | 1315.6099 | 1298.5463
VIC1 | Behind the meter battery pump | 168.7049 | 300.9657 | 420.6293 | 524.3864 | 612.3835 | 628.4616 | 676.2866 | 761.0496 | 817.9236 | 872.5457 | 989.6107 | 1122.4325 | 1248.0938 | 1353.2335 | 1466.2928 | 1520.0169 | 1546.0309 | 1550.041 | 1541.089 | 1510.2224 | 1517.4149 | 1529.652 | 1542.0634 | 1556.6244 | 1571.0173 | 1548.7907 | 1528.2244
Region | Technology | 2023-24 | 2024-25 | 2025-26 | 2026-27 | 2027-28 | 2028-29 | 2029-30 | 2030-31 | 2031-32 | 2032-33 | 2033-34 | 2034-35 | 2035-36 | 2036-37 | 2037-38 | 2038-39 | 2039-40 | 2040-41 | 2041-42 | 2042-43 | 2043-44 | 2044-45 | 2045-46 | 2046-47 | 2047-48 | 2048-49 | 2049-50
SA1 | Distributed PV | 3601.2396 | 3836.6945 | 3940.5566 | 4383.5313 | 4811.2285 | 4846.7445 | 5330.4758 | 5678.8981 | 5951.7698 | 6386.844 | 6448.2993 | 6380.437 | 6890.5661 | 7363.0567 | 7215.5741 | 7772.2023 | 8117.152 | 8332.5404 | 8752.0675 | 8666.5061 | 8424.5566 | 8962.749 | 9436.6247 | 9153.8367 | 9787.2603 | 10128.2605 | 10296.799
SA1 | Behind the meter battery | 89.6576 | 114.2984 | 136.4992 | 153.4714 | 168.7112 | 182.0004 | 212.3649 | 244.9938 | 278.8759 | 319.969 | 366.7485 | 408.2686 | 445.0039 | 472.6485 | 491.7265 | 509.3402 | 512.972 | 511.5296 | 508.7854 | 510.011 | 516.6645 | 516.2922 | 519.8793 | 515.4168 | 516.5139 | 506.6341 | 502.8644
SA1 | Behind the meter battery pump | 105.5364 | 134.5421 | 160.6012 | 180.616 | 198.5417 | 214.1386 | 250.02 | 288.3253 | 328.3143 | 376.4625 | 431.505 | 480.4342 | 523.687 | 556.4807 | 578.644 | 599.3439 | 603.8566 | 602.2642 | 599.156 | 600.4794 | 608.3176 | 607.9903 | 611.8434 | 606.4216 | 607.6875 | 596.3267 | 592.1078
Region | Technology | 2023-24 | 2024-25 | 2025-26 | 2026-27 | 2027-28 | 2028-29 | 2029-30 | 2030-31 | 2031-32 | 2032-33 | 2033-34 | 2034-35 | 2035-36 | 2036-37 | 2037-38 | 2038-39 | 2039-40 | 2040-41 | 2041-42 | 2042-43 | 2043-44 | 2044-45 | 2045-46 | 2046-47 | 2047-48 | 2048-49 | 2049-50
TAS1 | Distributed PV | 342.1107 | 392.0482 | 421.2881 | 497.8146 | 542.247 | 573.4692 | 619.9889 | 678.1777 | 712.0401 | 774.4775 | 813.0302 | 813.4519 | 903.8011 | 938.2152 | 949.8426 | 992.0395 | 1054.4291 | 1081.2124 | 1148.4599 | 1185.7959 | 1166.2433 | 1279.6142 | 1308.8147 | 1312.2497 | 1354.9412 | 1423.2078 | 1435.4501
TAS1 | Behind the meter battery | 17.7268 | 25.258 | 31.8796 | 36.8828 | 40.8056 | 43.7449 | 49.8517 | 57.8255 | 65.3781 | 74.8771 | 86.0537 | 97.1794 | 107.2079 | 115.78 | 122.5546 | 127.7856 | 130.4018 | 130.5224 | 129.8666 | 130.0323 | 131.846 | 132.2708 | 134.0073 | 133.3247 | 133.5451 | 132.7872 | 130.7254
TAS1 | Behind the meter battery pump | 20.8652 | 29.7174 | 37.5279 | 43.4051 | 48.0333 | 51.4765 | 58.6591 | 68.0734 | 76.9713 | 88.1205 | 101.27 | 114.362 | 126.2303 | 136.2759 | 144.2303 | 150.4525 | 153.4529 | 153.6175 | 152.8175 | 153.0002 | 155.1672 | 155.7358 | 157.6882 | 156.9658 | 157.2412 | 156.2607 | 153.8514

## BaseCase_Capacity
Capacity by technology (MW) - BaseCase, Step Change Scenario
Capacity calculated on 1 July. In early study years some wind and solar projects enter later in the financial year and are therefore reflected in the following financial year's capacity.
Explicitly modelled generation
Region | Technology | 2023-24 | 2024-25 | 2025-26 | 2026-27 | 2027-28 | 2028-29 | 2029-30 | 2030-31 | 2031-32 | 2032-33 | 2033-34 | 2034-35 | 2035-36 | 2036-37 | 2037-38 | 2038-39 | 2039-40 | 2040-41 | 2041-42 | 2042-43 | 2043-44 | 2044-45 | 2045-46 | 2046-47 | 2047-48 | 2048-49 | 2049-50
NEM | Black Coal | 16456 | 16456 | 15756 | 12176 | 10156 | 8277 | 7312 | 5912 | 5912 | 5182 | 3082 | 3082 | 3082 | 3082 | 3082 | 3082 | 852 | 426 | 426 | 0 | 0 | 0 | 0 | 0 | 0 | 0 | 0
NEM | Brown Coal | 4820 | 4820 | 4120 | 3370 | 3370 | 2810 | 1720 | 1160 | 1160 | 0 | 0 | 0 | 0 | 0 | 0 | 0 | 0 | 0 | 0 | 0 | 0 | 0 | 0 | 0 | 0 | 0 | 0
NEM | CCGT | 2954.9 | 2774.9 | 2774.9 | 2774.9 | 2774.9 | 2774.9 | 2774.9 | 2774.9 | 2774.9 | 2774.9 | 2774.9 | 2774.9 | 2774.9 | 2389.9 | 1860.9 | 1860.9 | 1716.5 | 1716.5 | 1716.5 | 1716.5 | 1276.5 | 1276.5 | 632 | 388 | 388 | 388 | 388
NEM | Gas - Steam | 1300 | 1300 | 1300 | 500 | 500 | 500 | 500 | 500 | 500 | 500 | 500 | 500 | 500 | 500 | 500 | 500 | 0 | 0 | 0 | 0 | 0 | 0 | 0 | 0 | 0 | 0 | 0
NEM | OCGT / Diesel | 7382.159 | 8132.1595 | 8132.1595 | 8132.1595 | 8132.1595 | 8169.863 | 8169.863 | 7787.363 | 7787.363 | 7510.5032 | 6917.0032 | 6800.0034 | 7668.0335 | 7668.0335 | 9040.5143 | 9040.5143 | 8600.5143 | 8480.5143 | 8784.5404 | 8690.5404 | 9577.773 | 10411.5579 | 10411.5579 | 12027.4756 | 11443.4756 | 13751.1058 | 13232.1058
NEM | Hydro | 7492.42 | 7492.42 | 7492.42 | 7492.42 | 7492.42 | 7492.42 | 7492.42 | 7492.42 | 7492.42 | 7492.42 | 7492.42 | 7492.42 | 7492.42 | 7492.42 | 7406.02 | 7406.02 | 7406.02 | 7406.02 | 7406.02 | 7340.02 | 7340.02 | 7340.02 | 7340.02 | 7340.02 | 7340.02 | 7340.02 | 7340.02
NEM | Hydrogen Turbine | 0 | 0 | 0 | 0 | 0 | 0 | 0 | 0 | 0 | 0 | 0 | 0 | 0 | 0 | 0 | 0 | 0 | 0 | 0 | 0 | 0 | 0 | 0 | 0 | 0 | 0 | 0
NEM | Wind | 10055.738 | 16016.1682 | 16067.8605 | 18287.8324 | 23033.6411 | 28036.3886 | 29955.0732 | 33472.9067 | 34312.0084 | 36959.6705 | 40321.1856 | 40409.3956 | 42046.2278 | 42614.7017 | 46820.1662 | 46376.6252 | 46733.7031 | 46965.0071 | 47227.161 | 51317.1102 | 52476.7874 | 51770.7698 | 51112.8364 | 59642.2295 | 62952.7599 | 63251.6528 | 64198.4235
NEM | Solar PV | 9052.829 | 9912.9305 | 10778.0492 | 10778.0501 | 10778.052 | 11635.1896 | 12522.5019 | 14887.2968 | 15429.0537 | 18442.1391 | 20722.1985 | 22780.8511 | 22780.8513 | 22687.1621 | 27714.2383 | 29469.5937 | 41622.0024 | 48751.8714 | 53636.3102 | 63260.5412 | 67671.5391 | 67294.2518 | 68598.9671 | 73852.1068 | 74760.0437 | 78242.7226 | 83162.6568
NEM | Grid Battery | 1004.93 | 1004.9326 | 1429.754 | 1429.757 | 2056.5089 | 3319.466 | 3394.4661 | 3763.205 | 3846.9531 | 6263.9181 | 6967.2293 | 6942.2295 | 7432.8309 | 7382.831 | 7761.5149 | 7761.5151 | 10854.7692 | 12487.5174 | 14557.9554 | 18008.7694 | 18650.5551 | 19612.516 | 19177.7008 | 19811.2144 | 19184.4636 | 22085.8595 | 22030.5773
NEM | Pumped Hydro | 810 | 810 | 1533.4324 | 1533.4331 | 3573.4334 | 3807.4463 | 3807.4468 | 3807.9425 | 4105.5808 | 4368.275 | 4527.7435 | 4527.7435 | 4743.6807 | 4743.6808 | 6545.11 | 6545.11 | 7167.9602 | 7401.9712 | 7870.2505 | 8006.5534 | 8006.5535 | 8420.8314 | 8420.8325 | 9188.3236 | 9188.3236 | 9188.3238 | 9188.3239
NEM | VPP | 318.73 | 623.03 | 1035.46 | 1538.9 | 2142.79 | 2807.6 | 3819.27 | 4674.27 | 5519.2001 | 6499.25 | 7698.5399 | 9010.2399 | 10339.3001 | 11714.6999 | 13054.31 | 14363.1999 | 15318.2998 | 16214.4898 | 16978.9203 | 17751.1898 | 18511.9699 | 19307.4097 | 20087.2598 | 20907.45 | 21712.49 | 22566.1805 | 23396.9398
Total excluding storage |  | 61647.706 | 69342.5408 | 70420.0356 | 68013.4521 | 74009.9048 | 79630.2735 | 81467.941 | 86232.304 | 88839.4791 | 95993.0757 | 101003.2198 | 104319.783 | 108860.2443 | 110275.4289 | 123784.7736 | 126405.4781 | 140271.7691 | 149849.8912 | 158603.6578 | 176091.2245 | 183511.698 | 185433.8566 | 185781.1746 | 203156.8199 | 206969.5764 | 216813.8651 | 222937.0472
Region | Technology | 2023-24 | 2024-25 | 2025-26 | 2026-27 | 2027-28 | 2028-29 | 2029-30 | 2030-31 | 2031-32 | 2032-33 | 2033-34 | 2034-35 | 2035-36 | 2036-37 | 2037-38 | 2038-39 | 2039-40 | 2040-41 | 2041-42 | 2042-43 | 2043-44 | 2044-45 | 2045-46 | 2046-47 | 2047-48 | 2048-49 | 2049-50
NSW1 | Black Coal | 8330 | 8330 | 8330 | 5450 | 4130 | 3445 | 2760 | 2760 | 2760 | 2760 | 1390 | 1390 | 1390 | 1390 | 1390 | 1390 | 0 | 0 | 0 | 0 | 0 | 0 | 0 | 0 | 0 | 0 | 0
NSW1 | Brown Coal | 0 | 0 | 0 | 0 | 0 | 0 | 0 | 0 | 0 | 0 | 0 | 0 | 0 | 0 | 0 | 0 | 0 | 0 | 0 | 0 | 0 | 0 | 0 | 0 | 0 | 0 | 0
NSW1 | CCGT | 440 | 440 | 440 | 440 | 440 | 440 | 440 | 440 | 440 | 440 | 440 | 440 | 440 | 440 | 440 | 440 | 440 | 440 | 440 | 440 | 0 | 0 | 0 | 0 | 0 | 0 | 0
NSW1 | Gas - Steam | 0 | 0 | 0 | 0 | 0 | 0 | 0 | 0 | 0 | 0 | 0 | 0 | 0 | 0 | 0 | 0 | 0 | 0 | 0 | 0 | 0 | 0 | 0 | 0 | 0 | 0 | 0
NSW1 | OCGT / Diesel | 1888.999 | 2638.9994 | 2638.9994 | 2638.9994 | 2638.9994 | 2638.9994 | 2638.9994 | 2638.9994 | 2638.9994 | 2638.9994 | 2638.9994 | 2638.9994 | 2638.9994 | 2638.9994 | 3218.3049 | 3218.3049 | 3218.3049 | 3218.3049 | 3218.3049 | 3218.3049 | 3218.3049 | 2369.3059 | 2369.3059 | 3233.8034 | 3233.8034 | 3233.8034 | 3233.8034
NSW1 | Hydro | 2525 | 2525 | 2525 | 2525 | 2525 | 2525 | 2525 | 2525 | 2525 | 2525 | 2525 | 2525 | 2525 | 2525 | 2525 | 2525 | 2525 | 2525 | 2525 | 2525 | 2525 | 2525 | 2525 | 2525 | 2525 | 2525 | 2525
NSW1 | Hydrogen Turbine | 0 | 0 | 0 | 0 | 0 | 0 | 0 | 0 | 0 | 0 | 0 | 0 | 0 | 0 | 0 | 0 | 0 | 0 | 0 | 0 | 0 | 0 | 0 | 0 | 0 | 0 | 0
NSW1 | Wind | 1886.96 | 4669.8993 | 4721.5916 | 5593.9209 | 8951.5594 | 9652.1934 | 9883.6866 | 10514.1533 | 10514.1533 | 11110.1346 | 11836.1645 | 12001.2641 | 13730.7448 | 14296.0365 | 14762.9682 | 14560.4885 | 14915.3705 | 15140.0994 | 14950.0894 | 16893.0688 | 18085.3354 | 18085.3354 | 18110.3556 | 18939.3171 | 20655.657 | 20259.6571 | 20254.9636
NSW1 | Solar PV | 3745.541 | 4459.6421 | 5324.7594 | 5324.7595 | 5324.7614 | 5985.4723 | 6840.8813 | 8478.5882 | 8478.5882 | 8480.1928 | 9168.3731 | 9168.3734 | 9168.3734 | 9189.3629 | 11284.9973 | 11849.7228 | 14400.5303 | 15681.1689 | 17299.9882 | 17929.8988 | 18315.2318 | 18315.2318 | 18315.2318 | 20415.2505 | 21574.4473 | 22350.6318 | 24785.3883
NSW1 | Grid Battery | 50 | 50.0018 | 474.8229 | 474.8231 | 1101.5747 | 1501.5728 | 1576.5728 | 1576.5736 | 1576.5737 | 1830.9033 | 1830.9033 | 1830.9033 | 1830.9038 | 1780.9038 | 1780.9039 | 1780.9039 | 3161.7795 | 3161.7804 | 3520.3739 | 3701.6223 | 3701.6235 | 4056.27 | 3631.4551 | 4264.9715 | 3638.22 | 4862.797 | 4795.3024
NSW1 | Pumped Hydro | 240 | 240 | 713.4312 | 713.4312 | 2753.4312 | 2753.4313 | 2753.4313 | 2753.4313 | 2753.4313 | 2753.4313 | 2753.4314 | 2753.4314 | 2753.4314 | 2753.4314 | 2753.4323 | 2753.4323 | 2753.4323 | 2753.4323 | 2753.4323 | 2753.4324 | 2753.4324 | 2753.4327 | 2753.4327 | 2753.4347 | 2753.4347 | 2753.4347 | 2753.4347
NSW1 | VPP | 97.18 | 193.89 | 321.47 | 477.31 | 663.94 | 884.26 | 1223.6 | 1508.4199 | 1818.1601 | 2178.94 | 2618.45 | 3090.16 | 3561.6901 | 4049.33 | 4508.48 | 4960.7201 | 5286.7 | 5588.1199 | 5842.6702 | 6109.57 | 6370.5701 | 6645.5899 | 6914.0398 | 7197.4098 | 7473.8901 | 7766.0502 | 8050.0099
Total excluding storage |  | 19203.68 | 23547.4326 | 25490.0745 | 23638.2441 | 28529.2662 | 29825.9292 | 30642.1714 | 33195.1657 | 33504.9059 | 34717.6014 | 35201.3216 | 35838.1315 | 38039.1429 | 39063.064 | 42664.0865 | 43478.5724 | 46701.1175 | 48507.9058 | 50549.8589 | 53570.8971 | 54969.498 | 54750.1656 | 54618.8208 | 59329.1869 | 61854.4525 | 63751.3742 | 66397.9023
Region | Technology | 2023-24 | 2024-25 | 2025-26 | 2026-27 | 2027-28 | 2028-29 | 2029-30 | 2030-31 | 2031-32 | 2032-33 | 2033-34 | 2034-35 | 2035-36 | 2036-37 | 2037-38 | 2038-39 | 2039-40 | 2040-41 | 2041-42 | 2042-43 | 2043-44 | 2044-45 | 2045-46 | 2046-47 | 2047-48 | 2048-49 | 2049-50
QLD1 | Black Coal | 8126 | 8126 | 7426 | 6726 | 6026 | 4832 | 4552 | 3152 | 3152 | 2422 | 1692 | 1692 | 1692 | 1692 | 1692 | 1692 | 852 | 426 | 426 | 0 | 0 | 0 | 0 | 0 | 0 | 0 | 0
QLD1 | Brown Coal | 0 | 0 | 0 | 0 | 0 | 0 | 0 | 0 | 0 | 0 | 0 | 0 | 0 | 0 | 0 | 0 | 0 | 0 | 0 | 0 | 0 | 0 | 0 | 0 | 0 | 0 | 0
QLD1 | CCGT | 1597.9 | 1597.9 | 1597.9 | 1597.9 | 1597.9 | 1597.9 | 1597.9 | 1597.9 | 1597.9 | 1597.9 | 1597.9 | 1597.9 | 1597.9 | 1212.9 | 1212.9 | 1212.9 | 1068.5 | 1068.5 | 1068.5 | 1068.5 | 1068.5 | 1068.5 | 424 | 180 | 180 | 180 | 180
QLD1 | Gas - Steam | 0 | 0 | 0 | 0 | 0 | 0 | 0 | 0 | 0 | 0 | 0 | 0 | 0 | 0 | 0 | 0 | 0 | 0 | 0 | 0 | 0 | 0 | 0 | 0 | 0 | 0 | 0
QLD1 | OCGT / Diesel | 1954.5 | 1954.5 | 1954.5 | 1954.5 | 1954.5 | 1992.2035 | 1992.2035 | 1992.2035 | 1992.2035 | 1992.2035 | 1568.7036 | 1451.7036 | 1451.7036 | 1451.7036 | 2244.8788 | 2244.8788 | 2244.8788 | 2244.8788 | 2244.8788 | 2244.8788 | 2244.8788 | 2244.8788 | 2244.8788 | 3150.299 | 3150.299 | 5457.9292 | 4938.9292
QLD1 | Hydro | 152.4 | 152.4 | 152.4 | 152.4 | 152.4 | 152.4 | 152.4 | 152.4 | 152.4 | 152.4 | 152.4 | 152.4 | 152.4 | 152.4 | 66 | 66 | 66 | 66 | 66 | 0 | 0 | 0 | 0 | 0 | 0 | 0 | 0
QLD1 | Hydrogen Turbine | 0 | 0 | 0 | 0 | 0 | 0 | 0 | 0 | 0 | 0 | 0 | 0 | 0 | 0 | 0 | 0 | 0 | 0 | 0 | 0 | 0 | 0 | 0 | 0 | 0 | 0 | 0
QLD1 | Wind | 1133.518 | 2433.0019 | 2433.0019 | 2944.7954 | 4106.5191 | 7218.9686 | 7218.9686 | 9034.4782 | 9045.342 | 10444.0473 | 11345.3009 | 11347.6023 | 11347.6023 | 11347.6024 | 13593.7422 | 13593.7422 | 13593.7422 | 13820.0111 | 14272.1751 | 15193.2961 | 15648.6138 | 15195.6138 | 15152.4138 | 19467.528 | 20090.9647 | 20071.0284 | 20575.5437
QLD1 | Solar PV | 3646.985 | 3792.985 | 3792.9857 | 3792.9857 | 3792.9857 | 3989.4123 | 4021.3155 | 4748.4012 | 5296.2779 | 5967.4847 | 7559.3639 | 8378.3488 | 8378.3488 | 8257.3488 | 10613.3625 | 10971.3495 | 18057.1799 | 20692.621 | 20891.871 | 28502.52 | 28338.0016 | 28136.9016 | 28839.6409 | 31789.4637 | 31617.4037 | 33897.4582 | 36506.0152
QLD1 | Grid Battery | 100 | 100.0002 | 100.0003 | 100.0004 | 100.0006 | 962.9596 | 962.9596 | 1166.5438 | 1250.2916 | 1732.4668 | 2491.1079 | 2491.1081 | 2491.1081 | 2491.1081 | 2491.1081 | 2491.1081 | 3945.09 | 3963.8402 | 4937.639 | 8207.2047 | 8207.2049 | 8207.2048 | 8207.2048 | 8207.2044 | 8207.2043 | 9884.0227 | 9884.0227
QLD1 | Pumped Hydro | 570 | 570 | 820.0003 | 820.0005 | 820.0005 | 1054.0133 | 1054.0133 | 1054.0133 | 1054.0133 | 1054.0133 | 1213.4817 | 1213.4818 | 1213.4818 | 1213.4818 | 2982.437 | 2982.437 | 3605.2873 | 3605.2873 | 3605.2873 | 3605.2873 | 3605.2873 | 3605.2873 | 3605.2873 | 4372.7764 | 4372.7764 | 4372.7764 | 4372.7764
QLD1 | VPP | 70.65 | 151.98 | 266.91 | 406.55 | 573.37 | 775 | 1088.95 | 1359.6801 | 1609.11 | 1901.09 | 2255.9299 | 2641.22 | 3035.73 | 3438.95 | 3828.0601 | 4218.1699 | 4496.1499 | 4751.3198 | 4961.6001 | 5182.0498 | 5399.3799 | 5623.0098 | 5842.4302 | 6071.3901 | 6296.3501 | 6536.04 | 6765.5898
Total excluding storage |  | 17351.953 | 18878.767 | 18543.6981 | 18495.132 | 19123.6759 | 22574.8574 | 22640.7105 | 24257.6201 | 25149.5384 | 27263.6057 | 29876.1878 | 30965.7644 | 31360.2745 | 31257.4946 | 38724.4887 | 39472.5856 | 47928.828 | 50638.4582 | 52473.9513 | 64003.7366 | 64511.8663 | 64081.396 | 64315.8558 | 73238.6616 | 73914.9982 | 80399.255 | 83222.8771
Region | Technology | 2023-24 | 2024-25 | 2025-26 | 2026-27 | 2027-28 | 2028-29 | 2029-30 | 2030-31 | 2031-32 | 2032-33 | 2033-34 | 2034-35 | 2035-36 | 2036-37 | 2037-38 | 2038-39 | 2039-40 | 2040-41 | 2041-42 | 2042-43 | 2043-44 | 2044-45 | 2045-46 | 2046-47 | 2047-48 | 2048-49 | 2049-50
VIC1 | Black Coal | 0 | 0 | 0 | 0 | 0 | 0 | 0 | 0 | 0 | 0 | 0 | 0 | 0 | 0 | 0 | 0 | 0 | 0 | 0 | 0 | 0 | 0 | 0 | 0 | 0 | 0 | 0
VIC1 | Brown Coal | 4820 | 4820 | 4120 | 3370 | 3370 | 2810 | 1720 | 1160 | 1160 | 0 | 0 | 0 | 0 | 0 | 0 | 0 | 0 | 0 | 0 | 0 | 0 | 0 | 0 | 0 | 0 | 0 | 0
VIC1 | CCGT | 0 | 0 | 0 | 0 | 0 | 0 | 0 | 0 | 0 | 0 | 0 | 0 | 0 | 0 | 0 | 0 | 0 | 0 | 0 | 0 | 0 | 0 | 0 | 0 | 0 | 0 | 0
VIC1 | Gas - Steam | 500 | 500 | 500 | 500 | 500 | 500 | 500 | 500 | 500 | 500 | 500 | 500 | 500 | 500 | 500 | 500 | 0 | 0 | 0 | 0 | 0 | 0 | 0 | 0 | 0 | 0 | 0
VIC1 | OCGT / Diesel | 1900 | 1900.0001 | 1900.0001 | 1900.0001 | 1900.0001 | 1900.0001 | 1900.0001 | 1900.0001 | 1900.0001 | 1900.0001 | 1730.0001 | 1730.0003 | 2678.0297 | 2678.0297 | 2678.0297 | 2678.0297 | 2238.0297 | 2238.0297 | 2542.0557 | 2448.0557 | 3335.2859 | 5228.0647 | 5228.0647 | 5228.0647 | 4644.0647 | 4644.0647 | 4644.0647
VIC1 | Hydro | 2264.02 | 2264.02 | 2264.02 | 2264.02 | 2264.02 | 2264.02 | 2264.02 | 2264.02 | 2264.02 | 2264.02 | 2264.02 | 2264.02 | 2264.02 | 2264.02 | 2264.02 | 2264.02 | 2264.02 | 2264.02 | 2264.02 | 2264.02 | 2264.02 | 2264.02 | 2264.02 | 2264.02 | 2264.02 | 2264.02 | 2264.02
VIC1 | Hydrogen Turbine | 0 | 0 | 0 | 0 | 0 | 0 | 0 | 0 | 0 | 0 | 0 | 0 | 0 | 0 | 0 | 0 | 0 | 0 | 0 | 0 | 0 | 0 | 0 | 0 | 0 | 0 | 0
VIC1 | Wind | 4121.91 | 5014.9435 | 5014.9435 | 5468.0172 | 5468.0174 | 5617.0911 | 6805.1263 | 7848.4298 | 7848.4298 | 8285.3746 | 10050.2776 | 9971.0866 | 9971.0866 | 10140.4009 | 10661.3179 | 10354.3569 | 10424.6026 | 10225.5404 | 10225.5404 | 10853.3112 | 10529.5115 | 10217.5116 | 9823.9358 | 11572.0027 | 11939.2122 | 12134.1553 | 12206.9633
VIC1 | Solar PV | 1081.573 | 1081.5732 | 1081.5732 | 1081.5739 | 1081.5739 | 1081.5739 | 1081.574 | 1081.5751 | 1081.5752 | 2625.2123 | 2625.2123 | 3218.7062 | 3218.7063 | 3225.0275 | 3337.0775 | 4027.3025 | 6087.7431 | 6490.5931 | 8812.52 | 9445.2676 | 10360.5475 | 10266.4822 | 10875.8382 | 11050.424 | 11050.424 | 11057.2939 | 11015.1556
VIC1 | Grid Battery | 375.33 | 375.3304 | 375.3304 | 375.3325 | 375.3325 | 375.3325 | 375.3325 | 570.4675 | 570.4675 | 1647.2123 | 1591.8823 | 1591.8823 | 1675.7323 | 1675.7323 | 2053.9923 | 2053.9923 | 2312.3888 | 2992.7487 | 2931.4895 | 2931.4895 | 2931.4895 | 3334.1455 | 3334.1455 | 3334.1433 | 3334.1436 | 3334.1439 | 3346.3549
VIC1 | Pumped Hydro | 0 | 0 | 0.00027208 | 0.00065661 | 0.00066002 | 0.00066341 | 0.00071421 | 0.0013083 | 0.0013096 | 0.0014911 | 0.0015001 | 0.0015119 | 0.01546 | 0.015468 | 32.4884 | 32.4884 | 32.4884 | 266.4993 | 677.9206 | 814.2234 | 814.2234 | 1100.0019 | 1100.003 | 1100.003 | 1100.003 | 1100.0031 | 1100.0031
VIC1 | VPP | 55.8 | 137.17 | 254.76 | 407.72 | 597.23 | 772.53 | 1024.9 | 1224.19 | 1402.07 | 1599.26 | 1857.38 | 2156.22 | 2463.1699 | 2788.1399 | 3128.7199 | 3444.1299 | 3686.7299 | 3923.1 | 4132.3601 | 4321.16 | 4507.69 | 4703.0901 | 4895.4999 | 5098.49 | 5298.7098 | 5511.8401 | 5721.1202
Total excluding storage |  | 15118.633 | 16093.0371 | 15510.6274 | 15366.6644 | 15556.1746 | 15320.5483 | 15670.9536 | 16548.684 | 16726.564 | 18821.0809 | 20618.7738 | 21431.9169 | 22770.7602 | 23271.3658 | 24655.6457 | 25354.3198 | 27046.0025 | 28400.5312 | 31585.9062 | 33077.5274 | 34742.7678 | 37113.3159 | 37521.5069 | 39647.1476 | 39630.5773 | 40045.5209 | 40297.6818
Region | Technology | 2023-24 | 2024-25 | 2025-26 | 2026-27 | 2027-28 | 2028-29 | 2029-30 | 2030-31 | 2031-32 | 2032-33 | 2033-34 | 2034-35 | 2035-36 | 2036-37 | 2037-38 | 2038-39 | 2039-40 | 2040-41 | 2041-42 | 2042-43 | 2043-44 | 2044-45 | 2045-46 | 2046-47 | 2047-48 | 2048-49 | 2049-50
SA1 | Black Coal | 0 | 0 | 0 | 0 | 0 | 0 | 0 | 0 | 0 | 0 | 0 | 0 | 0 | 0 | 0 | 0 | 0 | 0 | 0 | 0 | 0 | 0 | 0 | 0 | 0 | 0 | 0
SA1 | Brown Coal | 0 | 0 | 0 | 0 | 0 | 0 | 0 | 0 | 0 | 0 | 0 | 0 | 0 | 0 | 0 | 0 | 0 | 0 | 0 | 0 | 0 | 0 | 0 | 0 | 0 | 0 | 0
SA1 | CCGT | 709 | 529 | 529 | 529 | 529 | 529 | 529 | 529 | 529 | 529 | 529 | 529 | 529 | 529 | 0 | 0 | 0 | 0 | 0 | 0 | 0 | 0 | 0 | 0 | 0 | 0 | 0
SA1 | Gas - Steam | 800 | 800 | 800 | 0 | 0 | 0 | 0 | 0 | 0 | 0 | 0 | 0 | 0 | 0 | 0 | 0 | 0 | 0 | 0 | 0 | 0 | 0 | 0 | 0 | 0 | 0 | 0
SA1 | OCGT / Diesel | 1460.66 | 1460.66 | 1460.66 | 1460.66 | 1460.66 | 1460.66 | 1460.66 | 1078.16 | 1078.16 | 801.3001 | 801.3001 | 801.3001 | 721.3006 | 721.3006 | 721.3006 | 721.3006 | 721.3006 | 721.3006 | 721.3006 | 721.3006 | 721.303 | 511.3074 | 511.3074 | 357.3074 | 357.3074 | 357.3074 | 357.3074
SA1 | Hydro | 0 | 0 | 0 | 0 | 0 | 0 | 0 | 0 | 0 | 0 | 0 | 0 | 0 | 0 | 0 | 0 | 0 | 0 | 0 | 0 | 0 | 0 | 0 | 0 | 0 | 0 | 0
SA1 | Hydrogen Turbine | 0 | 0 | 0 | 0 | 0 | 0 | 0 | 0 | 0 | 0 | 0 | 0 | 0 | 0 | 0 | 0 | 0 | 0 | 0 | 0 | 0 | 0 | 0 | 0 | 0 | 0 | 0
SA1 | Wind | 2349.75 | 2784.82 | 2784.82 | 3151.1724 | 3118.3319 | 3947.4517 | 3986.1528 | 4005.3203 | 4005.3203 | 4005.3203 | 3974.649 | 3974.649 | 3882.0005 | 3715.8683 | 4687.3443 | 4753.244 | 4685.1942 | 4664.5625 | 4664.5625 | 5262.6405 | 5098.5329 | 5301.5152 | 4958.316 | 6526.994 | 7130.5383 | 7650.4241 | 8024.5651
SA1 | Solar PV | 578.73 | 578.7302 | 578.7309 | 578.7309 | 578.7309 | 578.731 | 578.731 | 578.7322 | 572.6122 | 1369.2486 | 1369.2486 | 2015.4166 | 2015.4166 | 2015.4167 | 2467.2689 | 2609.6867 | 3065.017 | 5875.9563 | 6620.398 | 7371.3217 | 10395.6305 | 10125.6305 | 10118.2505 | 10146.9629 | 10067.7629 | 10487.3329 | 10406.0917
SA1 | Grid Battery | 479.6 | 479.6002 | 479.6003 | 479.6007 | 479.6008 | 479.6008 | 479.6008 | 449.6192 | 449.6192 | 1053.3345 | 1053.3345 | 1028.3345 | 1435.0854 | 1435.0854 | 1435.5093 | 1435.5093 | 1435.5093 | 2369.1465 | 3168.4512 | 3168.4512 | 3810.235 | 4014.8934 | 4004.893 | 4004.8928 | 4004.8928 | 4004.8928 | 4004.8941
SA1 | Pumped Hydro | 0 | 0 | 0.00015147 | 0.0002372 | 0.00033905 | 0.00034233 | 0.00035071 | 0.0004704 | 0.00047191 | 0.00048903 | 0.0004989 | 0.00050819 | 0.00061388 | 0.00061898 | 0.00070051 | 0.00070363 | 0.00071353 | 0.00078412 | 0.00088204 | 0.00092303 | 0.0009467 | 0.0011312 | 0.0011349 | 0.0011376 | 0.0011405 | 0.0011449 | 0.0012433
SA1 | VPP | 88.62 | 126.93 | 170.25 | 214.27 | 262.04 | 314.13 | 396.52 | 477.31 | 565.27 | 670.98 | 790.06 | 915.3 | 1040.16 | 1167.34 | 1287.02 | 1406.9399 | 1492.74 | 1574.29 | 1645.8199 | 1722.14 | 1798.65 | 1879.62 | 1959.37 | 2043.49 | 2126.73 | 2214.3501 | 2301.9099
Total excluding storage |  | 6466.36 | 6759.7404 | 6803.0614 | 6413.4343 | 6428.3639 | 7309.5738 | 7430.6649 | 7118.1421 | 7199.9822 | 8429.184 | 8517.5927 | 9264.0008 | 9622.9637 | 9584.0115 | 10598.4438 | 10926.6812 | 11399.7618 | 15205.2567 | 16820.5331 | 18245.8549 | 21824.3524 | 21832.9675 | 21552.138 | 23079.6481 | 23687.2325 | 24714.3085 | 25094.7695
Region | Technology | 2023-24 | 2024-25 | 2025-26 | 2026-27 | 2027-28 | 2028-29 | 2029-30 | 2030-31 | 2031-32 | 2032-33 | 2033-34 | 2034-35 | 2035-36 | 2036-37 | 2037-38 | 2038-39 | 2039-40 | 2040-41 | 2041-42 | 2042-43 | 2043-44 | 2044-45 | 2045-46 | 2046-47 | 2047-48 | 2048-49 | 2049-50
TAS1 | Black Coal | 0 | 0 | 0 | 0 | 0 | 0 | 0 | 0 | 0 | 0 | 0 | 0 | 0 | 0 | 0 | 0 | 0 | 0 | 0 | 0 | 0 | 0 | 0 | 0 | 0 | 0 | 0
TAS1 | Brown Coal | 0 | 0 | 0 | 0 | 0 | 0 | 0 | 0 | 0 | 0 | 0 | 0 | 0 | 0 | 0 | 0 | 0 | 0 | 0 | 0 | 0 | 0 | 0 | 0 | 0 | 0 | 0
TAS1 | CCGT | 208 | 208 | 208 | 208 | 208 | 208 | 208 | 208 | 208 | 208 | 208 | 208 | 208 | 208 | 208 | 208 | 208 | 208 | 208 | 208 | 208 | 208 | 208 | 208 | 208 | 208 | 208
TAS1 | Gas - Steam | 0 | 0 | 0 | 0 | 0 | 0 | 0 | 0 | 0 | 0 | 0 | 0 | 0 | 0 | 0 | 0 | 0 | 0 | 0 | 0 | 0 | 0 | 0 | 0 | 0 | 0 | 0
TAS1 | OCGT / Diesel | 178 | 178 | 178 | 178 | 178 | 178 | 178 | 178 | 178 | 178 | 178 | 178 | 178.0003 | 178.0003 | 178.0003 | 178.0003 | 178.0003 | 58.0003 | 58.0004 | 58.0004 | 58.0004 | 58.0012 | 58.0012 | 58.0012 | 58.0012 | 58.0012 | 58.0012
TAS1 | Hydro | 2551 | 2551 | 2551 | 2551 | 2551 | 2551 | 2551 | 2551 | 2551 | 2551 | 2551 | 2551 | 2551 | 2551 | 2551 | 2551 | 2551 | 2551 | 2551 | 2551 | 2551 | 2551 | 2551 | 2551 | 2551 | 2551 | 2551
TAS1 | Hydrogen Turbine | 0 | 0 | 0 | 0 | 0 | 0 | 0 | 0 | 0 | 0 | 0 | 0 | 0 | 0 | 0 | 0 | 0 | 0 | 0 | 0 | 0 | 0 | 0 | 0 | 0 | 0 | 0
TAS1 | Wind | 563.6 | 1113.5035 | 1113.5035 | 1129.9265 | 1389.2132 | 1600.6838 | 2061.1389 | 2070.5251 | 2898.763 | 3114.7936 | 3114.7936 | 3114.7936 | 3114.7936 | 3114.7936 | 3114.7936 | 3114.7936 | 3114.7936 | 3114.7936 | 3114.7936 | 3114.7937 | 3114.7937 | 2970.7938 | 3067.8152 | 3136.3878 | 3136.3878 | 3136.3878 | 3136.3878
TAS1 | Solar PV | 0 | 0 | 0 | 0 | 0 | 0 | 0.00010141 | 0.00014186 | 0.00024425 | 0.00058009 | 0.00058125 | 0.0061293 | 0.0062022 | 0.0062055 | 11.532 | 11.5321 | 11.5322 | 11.5322 | 11.5329 | 11.5331 | 262.1278 | 450.0058 | 450.0058 | 450.0058 | 450.0058 | 450.0058 | 450.0058
TAS1 | Grid Battery | 0 | 0.00011891 | 0.00014623 | 0.00027287 | 0.00034102 | 0.00034203 | 0.00043285 | 0.00080496 | 0.0010143 | 0.0012222 | 0.001229 | 0.0012335 | 0.0013007 | 0.0013258 | 0.0013658 | 0.0014578 | 0.0016158 | 0.0016309 | 0.0017647 | 0.0017777 | 0.0020636 | 0.0024857 | 0.0024521 | 0.002424 | 0.0027566 | 0.0031489 | 0.0031993
TAS1 | Pumped Hydro | 0 | 0 | 0.00049437 | 0.0005504 | 0.00066314 | 0.00073702 | 0.0011093 | 0.49604 | 298.1343 | 560.8284 | 560.8284 | 560.8284 | 776.7515 | 776.7515 | 776.7515 | 776.7515 | 776.7516 | 776.7516 | 833.6094 | 833.6094 | 833.6095 | 962.1084 | 962.1084 | 962.1085 | 962.1085 | 962.1085 | 962.1086
TAS1 | VPP | 6.48 | 13.06 | 22.07 | 33.05 | 46.21 | 61.68 | 85.3 | 104.67 | 124.59 | 148.98 | 176.72 | 207.34 | 238.55 | 270.94 | 302.03 | 333.24 | 355.98 | 377.66 | 396.47 | 416.27 | 435.68 | 456.1 | 475.92 | 496.67 | 516.81 | 537.9 | 558.31
Total excluding storage |  | 3507.08 | 4063.5637 | 4072.5742 | 4099.9773 | 4372.4242 | 4599.3649 | 5083.4406 | 5112.6921 | 6258.4886 | 6761.6037 | 6789.3438 | 6819.9693 | 7067.103 | 7099.493 | 7142.1089 | 7173.3191 | 7196.0593 | 7097.7393 | 7173.4082 | 7193.2084 | 7463.2135 | 7656.0116 | 7772.8531 | 7862.1757 | 7882.316 | 7903.4065 | 7923.8165
Explicitly modelled pumping
Region | Technology | 2023-24 | 2024-25 | 2025-26 | 2026-27 | 2027-28 | 2028-29 | 2029-30 | 2030-31 | 2031-32 | 2032-33 | 2033-34 | 2034-35 | 2035-36 | 2036-37 | 2037-38 | 2038-39 | 2039-40 | 2040-41 | 2041-42 | 2042-43 | 2043-44 | 2044-45 | 2045-46 | 2046-47 | 2047-48 | 2048-49 | 2049-50
NEM | Grid Battery pump | 954.93 | 954.9326 | 1379.754 | 1379.757 | 2006.5089 | 3269.466 | 3344.4661 | 3713.205 | 3796.9531 | 6213.9181 | 6917.2293 | 6892.2295 | 7382.8309 | 7332.831 | 7711.5149 | 7711.5151 | 10804.7692 | 12437.5174 | 14507.9554 | 17958.7694 | 18600.5551 | 19562.516 | 19127.7008 | 19761.2144 | 19134.4636 | 22035.8595 | 21980.5773
NEM | Pumped Hydro Pump | 1310 | 1310 | 2033.4324 | 2033.4331 | 4073.4334 | 4307.4463 | 4307.4468 | 4307.9425 | 4605.5808 | 4868.275 | 5027.7435 | 5027.7435 | 5243.6807 | 5243.6808 | 7045.11 | 7045.11 | 7667.9602 | 7901.9712 | 8370.2505 | 8506.5534 | 8506.5535 | 8920.8314 | 8920.8325 | 9688.3236 | 9688.3236 | 9688.3238 | 9688.3239
NEM | VPP pump | 318.73 | 623.03 | 1035.46 | 1538.9 | 2142.79 | 2807.6 | 3819.27 | 4674.27 | 5519.2001 | 6499.25 | 7698.5399 | 9010.2399 | 10339.3001 | 11714.6999 | 13054.31 | 14363.1999 | 15318.2998 | 16214.4898 | 16978.9203 | 17751.1898 | 18511.9699 | 19307.4097 | 20087.2598 | 20907.45 | 21712.49 | 22566.1805 | 23396.9398
Region | Technology | 2023-24 | 2024-25 | 2025-26 | 2026-27 | 2027-28 | 2028-29 | 2029-30 | 2030-31 | 2031-32 | 2032-33 | 2033-34 | 2034-35 | 2035-36 | 2036-37 | 2037-38 | 2038-39 | 2039-40 | 2040-41 | 2041-42 | 2042-43 | 2043-44 | 2044-45 | 2045-46 | 2046-47 | 2047-48 | 2048-49 | 2049-50
NSW1 | Grid Battery pump | 50 | 50.0018 | 474.8229 | 474.8231 | 1101.5747 | 1501.5728 | 1576.5728 | 1576.5736 | 1576.5737 | 1830.9033 | 1830.9033 | 1830.9033 | 1830.9038 | 1780.9038 | 1780.9039 | 1780.9039 | 3161.7795 | 3161.7804 | 3520.3739 | 3701.6223 | 3701.6235 | 4056.27 | 3631.4551 | 4264.9715 | 3638.22 | 4862.797 | 4795.3024
NSW1 | Pumped Hydro Pump | 840 | 840 | 1313.4312 | 1313.4312 | 3353.4312 | 3353.4313 | 3353.4313 | 3353.4313 | 3353.4313 | 3353.4313 | 3353.4314 | 3353.4314 | 3353.4314 | 3353.4314 | 3353.4323 | 3353.4323 | 3353.4323 | 3353.4323 | 3353.4323 | 3353.4324 | 3353.4324 | 3353.4327 | 3353.4327 | 3353.4347 | 3353.4347 | 3353.4347 | 3353.4347
NSW1 | VPP pump | 97.18 | 193.89 | 321.47 | 477.31 | 663.94 | 884.26 | 1223.6 | 1508.4199 | 1818.1601 | 2178.94 | 2618.45 | 3090.16 | 3561.6901 | 4049.33 | 4508.48 | 4960.7201 | 5286.7 | 5588.1199 | 5842.6702 | 6109.57 | 6370.5701 | 6645.5899 | 6914.0398 | 7197.4098 | 7473.8901 | 7766.0502 | 8050.0099
Region | Technology | 2023-24 | 2024-25 | 2025-26 | 2026-27 | 2027-28 | 2028-29 | 2029-30 | 2030-31 | 2031-32 | 2032-33 | 2033-34 | 2034-35 | 2035-36 | 2036-37 | 2037-38 | 2038-39 | 2039-40 | 2040-41 | 2041-42 | 2042-43 | 2043-44 | 2044-45 | 2045-46 | 2046-47 | 2047-48 | 2048-49 | 2049-50
QLD1 | Grid Battery pump | 100 | 100.0002 | 100.0003 | 100.0004 | 100.0006 | 962.9596 | 962.9596 | 1166.5438 | 1250.2916 | 1732.4668 | 2491.1079 | 2491.1081 | 2491.1081 | 2491.1081 | 2491.1081 | 2491.1081 | 3945.09 | 3963.8402 | 4937.639 | 8207.2047 | 8207.2049 | 8207.2048 | 8207.2048 | 8207.2044 | 8207.2043 | 9884.0227 | 9884.0227
QLD1 | Pumped Hydro Pump | 470 | 470 | 720.0003 | 720.0005 | 720.0005 | 954.0133 | 954.0133 | 954.0133 | 954.0133 | 954.0133 | 1113.4817 | 1113.4818 | 1113.4818 | 1113.4818 | 2882.437 | 2882.437 | 3505.2873 | 3505.2873 | 3505.2873 | 3505.2873 | 3505.2873 | 3505.2873 | 3505.2873 | 4272.7764 | 4272.7764 | 4272.7764 | 4272.7764
QLD1 | VPP pump | 70.65 | 151.98 | 266.91 | 406.55 | 573.37 | 775 | 1088.95 | 1359.6801 | 1609.11 | 1901.09 | 2255.9299 | 2641.22 | 3035.73 | 3438.95 | 3828.0601 | 4218.1699 | 4496.1499 | 4751.3198 | 4961.6001 | 5182.0498 | 5399.3799 | 5623.0098 | 5842.4302 | 6071.3901 | 6296.3501 | 6536.04 | 6765.5898
Region | Technology | 2023-24 | 2024-25 | 2025-26 | 2026-27 | 2027-28 | 2028-29 | 2029-30 | 2030-31 | 2031-32 | 2032-33 | 2033-34 | 2034-35 | 2035-36 | 2036-37 | 2037-38 | 2038-39 | 2039-40 | 2040-41 | 2041-42 | 2042-43 | 2043-44 | 2044-45 | 2045-46 | 2046-47 | 2047-48 | 2048-49 | 2049-50
VIC1 | Grid Battery pump | 375.33 | 375.3304 | 375.3304 | 375.3325 | 375.3325 | 375.3325 | 375.3325 | 570.4675 | 570.4675 | 1647.2123 | 1591.8823 | 1591.8823 | 1675.7323 | 1675.7323 | 2053.9923 | 2053.9923 | 2312.3888 | 2992.7487 | 2931.4895 | 2931.4895 | 2931.4895 | 3334.1455 | 3334.1455 | 3334.1433 | 3334.1436 | 3334.1439 | 3346.3549
VIC1 | Pumped Hydro Pump | 0 | 0 | 0.00027208 | 0.00065661 | 0.00066002 | 0.00066341 | 0.00071421 | 0.0013083 | 0.0013096 | 0.0014911 | 0.0015001 | 0.0015119 | 0.01546 | 0.015468 | 32.4884 | 32.4884 | 32.4884 | 266.4993 | 677.9206 | 814.2234 | 814.2234 | 1100.0019 | 1100.003 | 1100.003 | 1100.003 | 1100.0031 | 1100.0031
VIC1 | VPP pump | 55.8 | 137.17 | 254.76 | 407.72 | 597.23 | 772.53 | 1024.9 | 1224.19 | 1402.07 | 1599.26 | 1857.38 | 2156.22 | 2463.1699 | 2788.1399 | 3128.7199 | 3444.1299 | 3686.7299 | 3923.1 | 4132.3601 | 4321.16 | 4507.69 | 4703.0901 | 4895.4999 | 5098.49 | 5298.7098 | 5511.8401 | 5721.1202
Region | Technology | 2023-24 | 2024-25 | 2025-26 | 2026-27 | 2027-28 | 2028-29 | 2029-30 | 2030-31 | 2031-32 | 2032-33 | 2033-34 | 2034-35 | 2035-36 | 2036-37 | 2037-38 | 2038-39 | 2039-40 | 2040-41 | 2041-42 | 2042-43 | 2043-44 | 2044-45 | 2045-46 | 2046-47 | 2047-48 | 2048-49 | 2049-50
SA1 | Grid Battery pump | 429.6 | 429.6002 | 429.6003 | 429.6007 | 429.6008 | 429.6008 | 429.6008 | 399.6192 | 399.6192 | 1003.3345 | 1003.3345 | 978.3345 | 1385.0854 | 1385.0854 | 1385.5093 | 1385.5093 | 1385.5093 | 2319.1465 | 3118.4512 | 3118.4512 | 3760.235 | 3964.8934 | 3954.893 | 3954.8928 | 3954.8928 | 3954.8928 | 3954.8941
SA1 | Pumped Hydro Pump | 0 | 0 | 0.00015147 | 0.0002372 | 0.00033905 | 0.00034233 | 0.00035071 | 0.0004704 | 0.00047191 | 0.00048903 | 0.0004989 | 0.00050819 | 0.00061388 | 0.00061898 | 0.00070051 | 0.00070363 | 0.00071353 | 0.00078412 | 0.00088204 | 0.00092303 | 0.0009467 | 0.0011312 | 0.0011349 | 0.0011376 | 0.0011405 | 0.0011449 | 0.0012433
SA1 | VPP pump | 88.62 | 126.93 | 170.25 | 214.27 | 262.04 | 314.13 | 396.52 | 477.31 | 565.27 | 670.98 | 790.06 | 915.3 | 1040.16 | 1167.34 | 1287.02 | 1406.9399 | 1492.74 | 1574.29 | 1645.8199 | 1722.14 | 1798.65 | 1879.62 | 1959.37 | 2043.49 | 2126.73 | 2214.3501 | 2301.9099
Region | Technology | 2023-24 | 2024-25 | 2025-26 | 2026-27 | 2027-28 | 2028-29 | 2029-30 | 2030-31 | 2031-32 | 2032-33 | 2033-34 | 2034-35 | 2035-36 | 2036-37 | 2037-38 | 2038-39 | 2039-40 | 2040-41 | 2041-42 | 2042-43 | 2043-44 | 2044-45 | 2045-46 | 2046-47 | 2047-48 | 2048-49 | 2049-50
TAS1 | Grid Battery pump | 0 | 0.00011891 | 0.00014623 | 0.00027287 | 0.00034102 | 0.00034203 | 0.00043285 | 0.00080496 | 0.0010143 | 0.0012222 | 0.001229 | 0.0012335 | 0.0013007 | 0.0013258 | 0.0013658 | 0.0014578 | 0.0016158 | 0.0016309 | 0.0017647 | 0.0017777 | 0.0020636 | 0.0024857 | 0.0024521 | 0.002424 | 0.0027566 | 0.0031489 | 0.0031993
TAS1 | Pumped Hydro Pump | 0 | 0 | 0.00049437 | 0.0005504 | 0.00066314 | 0.00073702 | 0.0011093 | 0.49604 | 298.1343 | 560.8284 | 560.8284 | 560.8284 | 776.7515 | 776.7515 | 776.7515 | 776.7515 | 776.7516 | 776.7516 | 833.6094 | 833.6094 | 833.6095 | 962.1084 | 962.1084 | 962.1085 | 962.1085 | 962.1085 | 962.1086
TAS1 | VPP pump | 6.48 | 13.06 | 22.07 | 33.05 | 46.21 | 61.68 | 85.3 | 104.67 | 124.59 | 148.98 | 176.72 | 207.34 | 238.55 | 270.94 | 302.03 | 333.24 | 355.98 | 377.66 | 396.47 | 416.27 | 435.68 | 456.1 | 475.92 | 496.67 | 516.81 | 537.9 | 558.31
Non-controllable capacity
Region | Technology | 2023-24 | 2024-25 | 2025-26 | 2026-27 | 2027-28 | 2028-29 | 2029-30 | 2030-31 | 2031-32 | 2032-33 | 2033-34 | 2034-35 | 2035-36 | 2036-37 | 2037-38 | 2038-39 | 2039-40 | 2040-41 | 2041-42 | 2042-43 | 2043-44 | 2044-45 | 2045-46 | 2046-47 | 2047-48 | 2048-49 | 2049-50
NEM | Distributed PV | 21305.3199 | 23783.7875 | 26307.9402 | 28683.0656 | 30997.3311 | 33056.1738 | 35131.4286 | 37225.1411 | 39139.2597 | 41092.1585 | 43056.1697 | 44973.918 | 46776.6488 | 48455.6888 | 50096.6069 | 51732.2029 | 53368.4087 | 54991.7064 | 56590.529 | 58157.7847 | 59721.6486 | 61252.1457 | 62750.1401 | 64227.6819 | 65692.4157 | 67156.842 | 68592.5947
NEM | Behind the meter battery | 1532.774 | 2363.942 | 3138.813 | 3799.655 | 4362.937 | 4766.226 | 5452.85 | 6404.258 | 7275.412 | 8208.606 | 9365.756 | 10518.285 | 11616.745 | 12616.001 | 13522.413 | 14246.216 | 14595.405 | 14782.715 | 14854.807 | 14850.894 | 14858.858 | 14816.816 | 14786.692 | 14709.851 | 14647.112 | 14542.039 | 14447.076
NEM | Behind the meter battery pump | 1532.774 | 2363.942 | 3138.813 | 3799.655 | 4362.937 | 4766.226 | 5452.85 | 6404.258 | 7275.412 | 8208.606 | 9365.756 | 10518.285 | 11616.745 | 12616.001 | 13522.413 | 14246.216 | 14595.405 | 14782.715 | 14854.807 | 14850.894 | 14858.858 | 14816.816 | 14786.692 | 14709.851 | 14647.112 | 14542.039 | 14447.076
Region | Technology | 2023-24 | 2024-25 | 2025-26 | 2026-27 | 2027-28 | 2028-29 | 2029-30 | 2030-31 | 2031-32 | 2032-33 | 2033-34 | 2034-35 | 2035-36 | 2036-37 | 2037-38 | 2038-39 | 2039-40 | 2040-41 | 2041-42 | 2042-43 | 2043-44 | 2044-45 | 2045-46 | 2046-47 | 2047-48 | 2048-49 | 2049-50
NSW1 | Distributed PV | 6922.7278 | 7729.2309 | 8520.6213 | 9270.916 | 9991.0548 | 10709.4737 | 11436.4432 | 12170.0293 | 12901.8102 | 13643.2719 | 14388.327 | 15121.2532 | 15810.1091 | 16449.2428 | 17061.911 | 17667.5949 | 18262.5884 | 18847.5107 | 19429.6702 | 20006.0115 | 20581.8604 | 21155.9203 | 21714.392 | 22270.0128 | 22818.1721 | 23366.9007 | 23907.737
NSW1 | Behind the meter battery | 551.877 | 804.322 | 1024.308 | 1210.452 | 1364.306 | 1497.826 | 1724.841 | 2042.145 | 2372.98 | 2728.353 | 3161.396 | 3582.597 | 3974.635 | 4331.67 | 4638.514 | 4887.035 | 5003.34 | 5060.883 | 5077.624 | 5077.998 | 5080.442 | 5067.991 | 5058.102 | 5033.27 | 5011.559 | 4974.783 | 4941.039
NSW1 | Behind the meter battery pump | 551.877 | 804.322 | 1024.308 | 1210.452 | 1364.306 | 1497.826 | 1724.841 | 2042.145 | 2372.98 | 2728.353 | 3161.396 | 3582.597 | 3974.635 | 4331.67 | 4638.514 | 4887.035 | 5003.34 | 5060.883 | 5077.624 | 5077.998 | 5080.442 | 5067.991 | 5058.102 | 5033.27 | 5011.559 | 4974.783 | 4941.039
Region | Technology | 2023-24 | 2024-25 | 2025-26 | 2026-27 | 2027-28 | 2028-29 | 2029-30 | 2030-31 | 2031-32 | 2032-33 | 2033-34 | 2034-35 | 2035-36 | 2036-37 | 2037-38 | 2038-39 | 2039-40 | 2040-41 | 2041-42 | 2042-43 | 2043-44 | 2044-45 | 2045-46 | 2046-47 | 2047-48 | 2048-49 | 2049-50
QLD1 | Distributed PV | 6248.8361 | 6947.0674 | 7675.3939 | 8329.1378 | 8959.7591 | 9601.5014 | 10257.5206 | 10923.9163 | 11482.7322 | 12062.7058 | 12645.1129 | 13200.5423 | 13720.0122 | 14196.9812 | 14666.6175 | 15133.8037 | 15601.3471 | 16059.6919 | 16507.7851 | 16936.909 | 17361.4807 | 17759.7202 | 18151.2329 | 18530.0201 | 18907.3395 | 19284.6318 | 19645.5083
QLD1 | Behind the meter battery | 394.573 | 630.911 | 861.169 | 1044.6 | 1202.901 | 1345.985 | 1584.437 | 1898.505 | 2160.37 | 2444.34 | 2791.527 | 3133.696 | 3465.114 | 3761.008 | 4025.809 | 4247.882 | 4350.515 | 4399.744 | 4410.491 | 4406.235 | 4406.755 | 4388.948 | 4375.983 | 4347.22 | 4324.124 | 4288.709 | 4255.283
QLD1 | Behind the meter battery pump | 394.573 | 630.911 | 861.169 | 1044.6 | 1202.901 | 1345.985 | 1584.437 | 1898.505 | 2160.37 | 2444.34 | 2791.527 | 3133.696 | 3465.114 | 3761.008 | 4025.809 | 4247.882 | 4350.515 | 4399.744 | 4410.491 | 4406.235 | 4406.755 | 4388.948 | 4375.983 | 4347.22 | 4324.124 | 4288.709 | 4255.283
Region | Technology | 2023-24 | 2024-25 | 2025-26 | 2026-27 | 2027-28 | 2028-29 | 2029-30 | 2030-31 | 2031-32 | 2032-33 | 2033-34 | 2034-35 | 2035-36 | 2036-37 | 2037-38 | 2038-39 | 2039-40 | 2040-41 | 2041-42 | 2042-43 | 2043-44 | 2044-45 | 2045-46 | 2046-47 | 2047-48 | 2048-49 | 2049-50
VIC1 | Distributed PV | 5088.0472 | 5784.8093 | 6517.8103 | 7244.8402 | 7972.8586 | 8440.036 | 8899.9999 | 9361.2525 | 9753.485 | 10152.4267 | 10554.6243 | 10955.7069 | 11336.6884 | 11697.8006 | 12064.3842 | 12436.8983 | 12822.6385 | 13216.1178 | 13604.8437 | 13986.4661 | 14369.4957 | 14748.6326 | 15123.685 | 15496.2621 | 15868.3943 | 16240.828 | 16611.2477
VIC1 | Behind the meter battery | 332.366 | 592.893 | 841.022 | 1068.623 | 1263.973 | 1337.973 | 1465.997 | 1677.258 | 1844.193 | 2011.668 | 2249.247 | 2505.083 | 2754.957 | 2990.166 | 3229.36 | 3404.1 | 3500.948 | 3565.602 | 3605.174 | 3604.675 | 3607.498 | 3598.421 | 3592.641 | 3576.025 | 3563.233 | 3540.764 | 3521.58
VIC1 | Behind the meter battery pump | 332.366 | 592.893 | 841.022 | 1068.623 | 1263.973 | 1337.973 | 1465.997 | 1677.258 | 1844.193 | 2011.668 | 2249.247 | 2505.083 | 2754.957 | 2990.166 | 3229.36 | 3404.1 | 3500.948 | 3565.602 | 3605.174 | 3604.675 | 3607.498 | 3598.421 | 3592.641 | 3576.025 | 3563.233 | 3540.764 | 3521.58
Region | Technology | 2023-24 | 2024-25 | 2025-26 | 2026-27 | 2027-28 | 2028-29 | 2029-30 | 2030-31 | 2031-32 | 2032-33 | 2033-34 | 2034-35 | 2035-36 | 2036-37 | 2037-38 | 2038-39 | 2039-40 | 2040-41 | 2041-42 | 2042-43 | 2043-44 | 2044-45 | 2045-46 | 2046-47 | 2047-48 | 2048-49 | 2049-50
SA1 | Distributed PV | 2721.0736 | 2952.4036 | 3178.229 | 3380.018 | 3575.1143 | 3766.8022 | 3959.2366 | 4151.598 | 4345.6836 | 4540.7188 | 4737.6385 | 4929.8701 | 5109.2393 | 5277.1929 | 5434.8308 | 5590.0872 | 5742.5081 | 5893.3201 | 6037.731 | 6182.434 | 6327.0782 | 6470.3066 | 6608.7163 | 6745.5179 | 6879.6508 | 7013.3702 | 7145.4031
SA1 | Behind the meter battery | 212.581 | 276.144 | 335.754 | 385.712 | 430.437 | 473.619 | 550.521 | 637.233 | 727.4 | 829.162 | 941.165 | 1047.02 | 1145.747 | 1232.744 | 1306.889 | 1367.354 | 1391.833 | 1402.348 | 1404.488 | 1403.319 | 1403.71 | 1400.492 | 1398.408 | 1392.55 | 1387.998 | 1379.539 | 1372.647
SA1 | Behind the meter battery pump | 212.581 | 276.144 | 335.754 | 385.712 | 430.437 | 473.619 | 550.521 | 637.233 | 727.4 | 829.162 | 941.165 | 1047.02 | 1145.747 | 1232.744 | 1306.889 | 1367.354 | 1391.833 | 1402.348 | 1404.488 | 1403.319 | 1403.71 | 1400.492 | 1398.408 | 1392.55 | 1387.998 | 1379.539 | 1372.647
Region | Technology | 2023-24 | 2024-25 | 2025-26 | 2026-27 | 2027-28 | 2028-29 | 2029-30 | 2030-31 | 2031-32 | 2032-33 | 2033-34 | 2034-35 | 2035-36 | 2036-37 | 2037-38 | 2038-39 | 2039-40 | 2040-41 | 2041-42 | 2042-43 | 2043-44 | 2044-45 | 2045-46 | 2046-47 | 2047-48 | 2048-49 | 2049-50
TAS1 | Distributed PV | 324.6353 | 370.2763 | 415.8856 | 458.1536 | 498.5443 | 538.3605 | 578.2282 | 618.3449 | 655.5487 | 693.0354 | 730.4671 | 766.5455 | 800.5998 | 834.4713 | 868.8634 | 903.8188 | 939.3267 | 975.0659 | 1010.4991 | 1045.9641 | 1081.7335 | 1117.566 | 1152.1139 | 1185.8689 | 1218.859 | 1251.1113 | 1282.6985
TAS1 | Behind the meter battery | 41.377 | 59.672 | 76.56 | 90.268 | 101.32 | 110.823 | 127.054 | 149.117 | 170.469 | 195.083 | 222.421 | 249.889 | 276.292 | 300.413 | 321.841 | 339.845 | 348.769 | 354.138 | 357.03 | 358.667 | 360.453 | 360.964 | 361.558 | 360.786 | 360.198 | 358.244 | 356.527
TAS1 | Behind the meter battery pump | 41.377 | 59.672 | 76.56 | 90.268 | 101.32 | 110.823 | 127.054 | 149.117 | 170.469 | 195.083 | 222.421 | 249.889 | 276.292 | 300.413 | 321.841 | 339.845 | 348.769 | 354.138 | 357.03 | 358.667 | 360.453 | 360.964 | 361.558 | 360.786 | 360.198 | 358.244 | 356.527

## BaseCase_REZ Generation
Annual sent-out generation by REZ (GWh) - BaseCase, Step Change Scenario
Note: the REZ generation includes generation from the existing, committed and anticipated renewables mapped to the relevant REZs
Explicitly modelled generation
Region | REZ | REZ Name | Technology | 2023-24 | 2024-25 | 2025-26 | 2026-27 | 2027-28 | 2028-29 | 2029-30 | 2030-31 | 2031-32 | 2032-33 | 2033-34 | 2034-35 | 2035-36 | 2036-37 | 2037-38 | 2038-39 | 2039-40 | 2040-41 | 2041-42 | 2042-43 | 2043-44 | 2044-45 | 2045-46 | 2046-47 | 2047-48 | 2048-49 | 2049-50
QLD | Q1 | Far North QLD | Solar | 0 | 7.4536e-05 | 8.0564e-05 | 7.9708e-05 | 7.4691e-05 | 6.8768e-05 | 7.7655e-05 | 7.8055e-05 | 7.3372e-05 | 8.1513e-05 | 9.691e-05 | 9.4214e-05 | 9.2175e-05 | 9.3348e-05 | 0.00010492 | 0.0001128 | 0.00014666 | 0.00013525 | 0.00014754 | 0.00016372 | 0.00017996 | 0.00017842 | 0.00017388 | 0.00018889 | 0.00020793 | 0.00023892 | 0.00022591
QLD | Q2 | North Qld Clean Energy Hub | Solar | 222.2391 | 197.5116 | 215.9139 | 213.2882 | 208.379 | 194.0882 | 205.3838 | 199.8453 | 198.4638 | 203.0273 | 197.3295 | 190.9818 | 189.9167 | 188.9837 | 68.2651 | 70.9306 | 62.2412 | 58.407 | 61.7736 | 59.59 | 58.0701 | 56.402 | 63.2957 | 31.4147 | 31.421 | 0.00028269 | 0.00028052
QLD | Q3 | Northern Qld | Solar | 1169.5937 | 1051.5836 | 1181.3905 | 1159.481 | 1097.7396 | 1020.7868 | 1133.2082 | 1129.4982 | 1092.9231 | 1134.8261 | 1078.6728 | 1048.5605 | 1027.0775 | 1012.9416 | 1038.6951 | 1129.9407 | 1118.9544 | 995.3799 | 1124.8888 | 1596.4916 | 1341.3532 | 1257.4406 | 1254.3793 | 1984.7976 | 1899.7077 | 2003.1934 | 1639.8593
QLD | Q4 | Isaac | Solar | 1573.5319 | 1423.4636 | 1552.6609 | 1578.8158 | 1497.4833 | 1428.949 | 1593.6121 | 1575.999 | 1584.7999 | 1606.5112 | 1530.2619 | 1446.9352 | 1483.9708 | 1458.0499 | 1311.127 | 1439.6162 | 1270.6416 | 1186.1613 | 1286.6266 | 4193.4239 | 4025.7764 | 3822.098 | 4814.7087 | 7939.4561 | 8327.9278 | 9250.8142 | 8392.7763
QLD | Q5 | Barcaldine | Solar | 35.5272 | 31.3373 | 34.3041 | 34.6922 | 34.4615 | 43.9368 | 45.8528 | 44.6465 | 44.5595 | 45.4019 | 44.0126 | 41.2869 | 42.4995 | 43.4862 | 85.2437 | 87.7676 | 121.6041 | 116.0371 | 123.8657 | 116.5563 | 95.5898 | 93.6934 | 117.0261 | 113.7403 | 114.6581 | 120.4559 | 116.3199
QLD | Q6 | Fitzroy | Solar | 843.7594 | 800.7085 | 898.859 | 904.0598 | 879.8228 | 759.6889 | 863.889 | 853.2198 | 1165.5161 | 1746.4735 | 2895.5579 | 2787.7348 | 2723.2413 | 2724.1578 | 5987.4062 | 7523.2966 | 11647.3697 | 14961.716 | 15643.5709 | 16268.5215 | 15591.9696 | 14882.795 | 14661.5158 | 13050.813 | 13912.1546 | 14379.1314 | 14013.694
QLD | Q7 | Wide Bay | Solar | 1360.9644 | 1214.2181 | 1347.3768 | 1312.8488 | 1281.6467 | 1141.724 | 1248.3104 | 1241.7437 | 1315.8825 | 1283.0436 | 1258.7235 | 1238.0331 | 1191.0772 | 1207.8004 | 1060.0197 | 1130.3169 | 1032.6097 | 1082.9421 | 1493.3745 | 4900.1172 | 4816.8155 | 4534.7119 | 4553.4047 | 4097.7341 | 3777.2185 | 3997.6898 | 3911.4331
QLD | Q8 | Darling Downs | Solar | 3384.5251 | 3288.8236 | 3513.433 | 3636.5523 | 3555.8027 | 3528.8943 | 3828.1085 | 5322.5663 | 6334.7718 | 7002.2014 | 9408.2315 | 11056.4297 | 11045.7698 | 10758.9777 | 9402.1369 | 10423.2941 | 14503.6959 | 14187.5115 | 14190.3343 | 16135.1369 | 16130.0947 | 15455.3866 | 15366.6561 | 12743.242 | 12568.5786 | 14343.8144 | 17345.7073
QLD | Q9 | Banana | Solar | 0 | 0.00010672 | 0.00020449 | 0.00022632 | 0.00022436 | 0.00045941 | 68.1811 | 124.4559 | 369.2147 | 364.7758 | 412.1292 | 409.1297 | 395.9044 | 398.1984 | 474.0108 | 520.5563 | 4356.723 | 5615.565 | 5805.6226 | 12530.325 | 12199.536 | 11831.072 | 11814.45 | 10742.279 | 12415.172 | 15978.679 | 16883.684
NSW | N1 | North West NSW | Solar | 433.6835 | 400.0156 | 409.8809 | 435.3149 | 403.6823 | 389.1695 | 405.9394 | 429.8573 | 427.2747 | 440.1854 | 426.6869 | 408.573 | 410.7407 | 411.9131 | 385.413 | 367.8361 | 427.337 | 424.9491 | 438.3426 | 407.2624 | 400.479 | 404.6632 | 415.2118 | 397.3207 | 330.6182 | 335.4112 | 318.1687
NSW | N2 | New England | Solar | 1206.6878 | 1175.8702 | 1196.4971 | 1252.2941 | 1217.1398 | 1033.1284 | 1074.0694 | 1725.949 | 1789.3687 | 1766.2862 | 1809.4033 | 1676.5577 | 1733.5556 | 1752.6146 | 3902.8071 | 3818.5592 | 4390.2151 | 5492.7928 | 5540.8026 | 5384.292 | 4912.6755 | 5133.6153 | 5128.027 | 4884.269 | 3963.203 | 4165.414 | 6647.6816
NSW | N3 | Central-West Orana | Solar | 2198.9736 | 2149.5171 | 4133.1895 | 4383.9525 | 4370.6208 | 3754.2388 | 4836.2144 | 8162.674 | 8279.5089 | 8115.8296 | 9526.9479 | 9467.4225 | 10121.5311 | 9962.118 | 8742.8618 | 10300.6754 | 14634.4341 | 14676.6343 | 14598.6814 | 15013.434 | 15839.662 | 16611.6221 | 16510.1796 | 17473.9915 | 19463.687 | 22749.3439 | 22595.5235
NSW | N4 | Broken Hill | Solar | 107.1548 | 78.8952 | 92.4631 | 103.4272 | 109.3318 | 118.2268 | 113.6804 | 102.7317 | 104.0109 | 106.5691 | 101.8986 | 99.8066 | 96.2561 | 100.8455 | 94.8949 | 113.7138 | 296.0069 | 295.4096 | 333.8631 | 393.8165 | 463.2405 | 465.6459 | 527.5521 | 433.6279 | 427.781 | 458.5934 | 496.8651
NSW | N5 | South West NSW | Solar | 1857.9451 | 1595.1524 | 1701.7506 | 2263.5661 | 2367.5539 | 2421.1335 | 2386.0828 | 2340.6073 | 2262.4499 | 2436.8434 | 2347.742 | 2257.8872 | 2299.2637 | 2325.5284 | 3001.318 | 2842.7661 | 3209.9574 | 3318.9062 | 3692.8232 | 3329.4509 | 3194.1891 | 3242.6227 | 3353.5436 | 3176.305 | 2796.7632 | 2840.1923 | 2707.9162
NSW | N6 | Wagga Wagga | Solar | 1566.7522 | 1496.9218 | 1446.2401 | 1545.8811 | 1585.4526 | 2783.9927 | 3788.3276 | 4015.4325 | 3874.4826 | 4043.4859 | 3910.2184 | 3756.0415 | 3958.7627 | 3979.1975 | 3516.5891 | 3633.6529 | 3580.3013 | 3042.1717 | 6441.0233 | 6088.1856 | 5497.8173 | 5491.7194 | 5665.7071 | 5586.8192 | 4975.3002 | 4999.5924 | 4642.5322
NSW | N7 | Tumut | Solar | 0 | 0 | 0 | 0 | 0 | 0 | 0 | 0 | 0 | 0 | 0 | 0 | 0 | 0 | 0 | 0 | 0 | 0 | 0 | 0 | 0 | 0 | 0 | 0 | 0 | 0 | 0
NSW | N8 | Cooma-Monaro | Solar | 0 | 0 | 0 | 0 | 0 | 0 | 0 | 0 | 0 | 0 | 0 | 0 | 0 | 0 | 0 | 0 | 0 | 0 | 0 | 0 | 0 | 0 | 0 | 0 | 0 | 0 | 0
VIC | V1 | Ovens Murray | Solar | 0 | 0.00025495 | 0.00025697 | 0.00027793 | 0.00026638 | 0.00024771 | 0.00027907 | 0.0008525 | 0.00077574 | 2076.5894 | 2071.5176 | 1942.2545 | 2047.4535 | 2018.9612 | 2006.13 | 2280.8481 | 2441.129 | 2776.2754 | 5692.353 | 5052.413 | 4816.185 | 5413.1143 | 6102.1943 | 5744.5884 | 5548.384 | 5811.9395 | 5595.9243
VIC | V2 | Murray River | Solar | 1254.4128 | 1037.2033 | 1087.0503 | 1085.195 | 1047.6241 | 1010.5053 | 973.5258 | 970.2473 | 996.2905 | 1098.668 | 968.9331 | 979.5489 | 1035.5218 | 1056.2625 | 1032.5242 | 1048.2986 | 983.2637 | 1049.1375 | 1112.8055 | 1196.0397 | 1297.9742 | 1350.7708 | 1417.7264 | 1273.7613 | 1306.1252 | 1335.1016 | 1192.892
VIC | V3 | Western Victoria | Solar | 0 | 0.00015705 | 0.00017129 | 0.00055278 | 0.00058468 | 0.00049982 | 0.00054156 | 0.0011189 | 0.0010544 | 737.6199 | 670.9794 | 713.772 | 735.4557 | 796.2142 | 632.4666 | 1081.9682 | 1122.8573 | 1084.1707 | 2423.7151 | 2355.4564 | 2638.4854 | 2973.6065 | 3090.9047 | 2418.9668 | 2465.4459 | 2498.5456 | 2176.2699
VIC | V4 | South West Victoria | Solar | 0 | 0 | 0 | 0 | 0 | 0 | 0 | 0 | 0 | 0 | 0 | 0 | 0 | 0 | 0 | 0 | 0 | 0 | 0 | 0 | 0 | 0 | 0 | 0 | 0 | 0 | 0
VIC | V5 | Gippsland | Solar | 0 | 9.1995e-05 | 0.0001203 | 0.00031029 | 0.0002992 | 0.00025334 | 0.00026017 | 0.00037135 | 0.00034962 | 0.0018822 | 0.0018825 | 874.4858 | 909.4529 | 925.0134 | 752.477 | 1014.5644 | 4252.919 | 4000.0034 | 4189.897 | 4333.668 | 4523.706 | 4706.378 | 4698.9077 | 3806.7249 | 3977.5405 | 4405.268 | 4116.6987
VIC | V6 | Central North VIC | Solar | 951.4459 | 853.4193 | 817.8991 | 844.9952 | 850.3613 | 871.8206 | 877.9515 | 828.4784 | 790.9743 | 1084.4602 | 1039.2811 | 1093.8012 | 1120.0712 | 1125.8848 | 1099.233 | 1234.4625 | 1253.5152 | 1238.0546 | 1284.3371 | 1969.0622 | 2331.4057 | 2545.8646 | 2736.4981 | 2433.9867 | 2457.0817 | 2519.1796 | 2259.5269
SA | S1 | South East SA | Solar | 327.9466 | 285.1614 | 283.4143 | 275.4622 | 279.6245 | 270.5793 | 268.0265 | 253.8897 | 251.0591 | 282.2439 | 273.9771 | 255.7602 | 259.2282 | 276.9195 | 241.6406 | 253.4949 | 238.6073 | 207.4322 | 161.2364 | 150.6264 | 142.7505 | 145.0549 | 150.0886 | 139.2932 | 142.7629 | 146.2063 | 0.0019701
SA | S2 | Riverland | Solar | 46.2673 | 44.3796 | 46.993 | 44.4423 | 45.939 | 39.1379 | 40.4119 | 40.9746 | 30.0892 | 1599.3159 | 1517.9333 | 1700.5817 | 1742.0938 | 1902.2148 | 1532.327 | 1715.1323 | 1976.0419 | 5483.8664 | 6632.712 | 5847.6837 | 5948.48 | 5993.0436 | 6770.2456 | 5199.5923 | 5100.5723 | 5320.3047 | 5200.12
SA | S3 | Mid-North SA | Solar | 0 | 0.00015474 | 0.00018971 | 0.0001842 | 0.00018958 | 0.0001638 | 0.00017748 | 0.00033582 | 0.00032372 | 0.0004116 | 0.00040498 | 0.00081408 | 0.00078441 | 0.00082554 | 0.0007518 | 0.00079181 | 0.0014463 | 0.0012982 | 0.0013594 | 0.0016868 | 0.071716 | 0.07044 | 0.072035 | 0.063259 | 0.067295 | 0.070447 | 0.066752
SA | S4 | Yorke Peninsula | Solar | 0 | 0 | 0 | 0 | 0 | 0 | 0 | 0 | 0 | 0 | 0 | 0 | 0 | 0 | 0 | 0 | 0 | 0 | 0 | 0 | 0 | 0 | 0 | 0 | 0 | 0 | 0
SA | S5 | Northern SA | Solar | 821.5511 | 693.4301 | 717.6607 | 693.0278 | 693.7231 | 699.0862 | 662.4855 | 622.8833 | 644.9491 | 697.1303 | 655.8455 | 633.2986 | 649.3842 | 692.1201 | 637.0633 | 615.9473 | 569.2997 | 758.6012 | 2095.3204 | 2821.2729 | 4368.8859 | 4002.3063 | 4449.7185 | 3650.0643 | 3471.586 | 3579.869 | 3385.487
SA | S6 | Leigh Creek | Solar | 0 | 0.0001645 | 0.00027137 | 0.00028065 | 0.00028514 | 0.000331 | 0.00034976 | 0.00085465 | 0.00087596 | 0.00088864 | 0.00081158 | 0.0016506 | 0.0016167 | 0.0016962 | 701.3229 | 696.7694 | 828.7313 | 765.7245 | 808.9137 | 808.6305 | 3374.0808 | 3394.1565 | 3777.3271 | 3293.1519 | 3267.176 | 3788.2996 | 3802.8784
SA | S7 | Roxby Downs | Solar | 0 | 0.00020464 | 0.00035176 | 0.00034602 | 0.00035022 | 0.00031274 | 0.00031897 | 0.00093341 | 0.00092842 | 0.0013711 | 0.0013038 | 1020.9436 | 1037.7128 | 1112.905 | 1041.0297 | 1023.1612 | 1056.1748 | 943.8911 | 990.8937 | 940.9499 | 1060.804 | 1050.952 | 1133.4381 | 988.3448 | 958.751 | 990.8281 | 972.9949
SA | S8 | Eastern Eyre Peninsula | Solar | 0 | 0.00010552 | 0.0001264 | 0.00011953 | 0.0001265 | 0.00010467 | 0.00011886 | 0.0001941 | 0.00018173 | 0.00021871 | 0.00022138 | 0.00033852 | 0.00031859 | 0.00034945 | 0.00028124 | 0.00033606 | 0.00053428 | 0.000473 | 0.00048528 | 0.00069991 | 0.00084894 | 0.00080725 | 0.00085332 | 0.0007279 | 0.00078259 | 0.00096432 | 0.0008995
SA | S9 | Western Eyre Peninsula | Solar | 0 | 0.00013988 | 0.0001937 | 0.00019066 | 0.00019226 | 0.00016773 | 0.00017999 | 0.00037317 | 0.00036438 | 0.00065116 | 0.00062485 | 0.0011542 | 0.0011125 | 0.0011555 | 0.0010723 | 0.0011238 | 0.011259 | 0.025551 | 0.027844 | 0.04801 | 0.055322 | 0.053242 | 0.053753 | 0.049724 | 0.051457 | 0.054379 | 0.051988
TAS | T1 | North East Tasmania | Solar | 0 | 0.00014017 | 0.00014269 | 0.0001594 | 0.00014805 | 0.00013005 | 0.00013321 | 0.00019658 | 0.00018068 | 0.0004099 | 0.00042318 | 0.0093577 | 0.0094846 | 0.0089634 | 18.2611 | 19.2704 | 19.6133 | 17.8138 | 19.178 | 20.9312 | 448.1553 | 545.1463 | 528.4281 | 464.5738 | 489.1336 | 503.7508 | 461.8314
TAS | T2 | North West Tasmania | Solar | 0 | 7.5582e-05 | 7.1717e-05 | 7.8346e-05 | 7.527e-05 | 6.3123e-05 | 7.4867e-05 | 9.9208e-05 | 9.6322e-05 | 0.00016402 | 0.00017993 | 0.00022953 | 0.00026899 | 0.0002611 | 0.00027205 | 0.00038266 | 0.0003811 | 0.00034028 | 0.00088737 | 0.0010191 | 0.00095626 | 0.0080601 | 0.0082747 | 0.0068547 | 0.0072952 | 0.0074572 | 0.0067489
TAS | T3 | Central Highlands | Solar | 0 | 8.9514e-05 | 8.7026e-05 | 9.7853e-05 | 9.6265e-05 | 8.0297e-05 | 8.2016e-05 | 0.00011582 | 0.00011725 | 0.00019853 | 0.00020995 | 0.00031201 | 0.00034103 | 0.00033955 | 0.00046691 | 0.00046427 | 0.00049711 | 0.00045829 | 0.00072688 | 0.0009539 | 0.0017838 | 275.4252 | 268.5542 | 224.8383 | 229.6761 | 245.689 | 228.6404
Region | REZ | REZ Name | Technology | 2023-24 | 2024-25 | 2025-26 | 2026-27 | 2027-28 | 2028-29 | 2029-30 | 2030-31 | 2031-32 | 2032-33 | 2033-34 | 2034-35 | 2035-36 | 2036-37 | 2037-38 | 2038-39 | 2039-40 | 2040-41 | 2041-42 | 2042-43 | 2043-44 | 2044-45 | 2045-46 | 2046-47 | 2047-48 | 2048-49 | 2049-50
QLD | Q1 | Far North QLD | Wind | 1303.1003 | 3068.3724 | 3324.221 | 3462.1316 | 3553.0058 | 3354.3048 | 3470.2072 | 3801.9014 | 3810.7154 | 3863.1642 | 3367.0979 | 3472.9552 | 3614.5264 | 3725.0755 | 4737.3875 | 4928.9626 | 4881.8176 | 5090.9779 | 5153.493 | 4652.3931 | 4742.8513 | 4880.1717 | 5033.2746 | 4826.7265 | 4978.0005 | 5034.2744 | 6554.7598
QLD | Q2 | North Qld Clean Energy Hub | Wind | 132.0344 | 139.4054 | 160.0902 | 167.6451 | 170.9973 | 2836.3532 | 2755.2596 | 2688.4124 | 2739.9186 | 2603.9125 | 2400.3863 | 2645.5421 | 2686.2078 | 2748.4906 | 2854.4531 | 2800.7714 | 2661.0248 | 2619.8528 | 2540.6732 | 2308.8207 | 3800.627 | 3816.6962 | 3759.8859 | 3872.0633 | 3763.673 | 3693.5014 | 3637.7542
QLD | Q3 | Northern Qld | Wind | 0 | 0 | 0 | 0 | 0 | 0 | 0 | 0 | 0 | 0 | 0 | 0 | 0 | 0 | 0 | 0 | 0 | 0 | 0 | 0 | 0 | 0 | 0 | 0 | 0 | 0 | 0
QLD | Q4 | Isaac | Wind | 0 | 0.00068531 | 0.0007338 | 0.00070522 | 0.0021234 | 3097.122 | 3056.0768 | 3211.667 | 3227.6217 | 3028.4039 | 2849.868 | 2888.2852 | 2685.2684 | 3069.172 | 2906.8481 | 2893.1179 | 2943.654 | 2867.5971 | 2761.8687 | 2654.3869 | 2619.2902 | 2420.1281 | 2776.8885 | 3547.3272 | 3461.3585 | 3725.0265 | 3722.7138
QLD | Q5 | Barcaldine | Wind | 0 | 0.00063101 | 0.00067274 | 0.0013332 | 0.0041221 | 0.006248 | 0.0061704 | 236.0159 | 268.3808 | 282.1679 | 288.3527 | 300.2019 | 294.8457 | 305.9475 | 272.9408 | 269.932 | 271.5258 | 280.3707 | 295.0158 | 279.7651 | 317.0075 | 310.4571 | 317.2778 | 285.5586 | 278.3733 | 292.6444 | 293.6899
QLD | Q6 | Fitzroy | Wind | 0 | 0.0026466 | 0.0027492 | 1538.3013 | 2970.8743 | 3626.9569 | 3654.8577 | 3788.0457 | 3703.1062 | 3564.272 | 4509.4752 | 4565.6156 | 4333.6978 | 4762.8151 | 10329.1387 | 10158.5313 | 9812.4157 | 9095.5375 | 9219.0654 | 8788.862 | 8925.9326 | 8362.1394 | 9063.6053 | 10830.3674 | 10495.4841 | 10668.5407 | 9865.824
QLD | Q7 | Wide Bay | Wind | 0 | 0.00047471 | 0.00048527 | 0.00052934 | 0.00060303 | 474.8549 | 460.841 | 451.0296 | 396.0319 | 433.236 | 409.0597 | 404.5768 | 392.4271 | 407.2152 | 441.8683 | 439.6786 | 421.6936 | 355.7309 | 397.1191 | 385.2185 | 379.6827 | 367.1773 | 381.0594 | 1147.9708 | 2588.8802 | 2649.0181 | 2329.8485
QLD | Q8 | Darling Downs | Wind | 2609.487 | 4622.7847 | 4785.3535 | 4792.9787 | 7652.8452 | 9798.9018 | 9586.4607 | 14166.7456 | 13702.5742 | 17897.8374 | 18923.7699 | 18261.613 | 18008.247 | 19038.9379 | 18795.3847 | 18421.9539 | 18406.9353 | 17251.6344 | 17964.3725 | 20400.7567 | 19795.7518 | 18198.1323 | 19048.8091 | 24732.2199 | 23864.6316 | 25506.9134 | 23574.654
QLD | Q9 | Banana | Wind | 0 | 0.00040237 | 0.00042642 | 0.00048997 | 0.00080422 | 652.8103 | 619.5265 | 637.2298 | 598.6552 | 605.8272 | 567.0691 | 567.6465 | 570.0509 | 603.4066 | 603.6614 | 589.1509 | 606.9952 | 871.6614 | 1996.7107 | 1918.6791 | 2157.4051 | 2158.0257 | 2296.6413 | 4374.6773 | 4187.4072 | 4390.6958 | 4032.5877
NSW | N1 | North West NSW | Wind | 0 | 0 | 0 | 0 | 0 | 0 | 0 | 0 | 0 | 0 | 0 | 0 | 0 | 0 | 0 | 0 | 0 | 0 | 0 | 0 | 0 | 0 | 0 | 0 | 0 | 0 | 0
NSW | N2 | New England | Wind | 1497.7431 | 1257.5393 | 1305.1686 | 1373.9776 | 10568.913 | 14038.1619 | 12887.2255 | 12975.9518 | 12251.2016 | 12913.1349 | 12221.1819 | 12482.1798 | 17750.3497 | 19604.8482 | 22474.0744 | 20193.9632 | 20072.5282 | 17776.7028 | 19656.0789 | 19077.2068 | 18698.2685 | 19246.2504 | 19535.786 | 21175.124 | 18019.3553 | 18178.202 | 15800.4389
NSW | N3 | Central-West Orana | Wind | 382.8459 | 6844.4527 | 6592.9059 | 9493.5623 | 11182.3091 | 11254.4164 | 11811.8813 | 12586.672 | 12198.0108 | 14122.538 | 16035.6251 | 15604.058 | 16291.2432 | 16663.4199 | 16864.9221 | 16554.0513 | 16376.8932 | 15832.6228 | 16249.7321 | 18730.8156 | 21387.7756 | 22230.357 | 22952.3358 | 25910.6092 | 29276.6165 | 28400.2764 | 27100.5733
NSW | N4 | Broken Hill | Wind | 632.4863 | 555.709 | 583.8952 | 633.9031 | 640.2734 | 624.4829 | 639.6233 | 803.4605 | 811.788 | 797.5821 | 773.1214 | 754.2831 | 798.4412 | 788.1506 | 745.9082 | 754.0708 | 734.92 | 736.3742 | 723.8186 | 707.4039 | 588.4455 | 639.4755 | 636.8087 | 664.7815 | 675.7533 | 667.3686 | 715.3028
NSW | N5 | South West NSW | Wind | 0 | 9.2284e-05 | 0.00070438 | 0.00071542 | 0.0007231 | 0.00070768 | 0.00094397 | 0.0013531 | 0.0014148 | 0.0014215 | 0.0018508 | 0.0016462 | 0.0017163 | 0.001756 | 0.0016247 | 0.0016687 | 0.0015645 | 0.0036577 | 0.0034792 | 842.75 | 756.4285 | 838.8987 | 853.2206 | 809.5011 | 776.2507 | 733.2918 | 780.6456
NSW | N6 | Wagga Wagga | Wind | 0 | 0.00032045 | 0.00030305 | 0.00033978 | 0.0004273 | 0.00050794 | 0.00077771 | 0.0010144 | 0.0010359 | 0.0009692 | 0.0010702 | 0.00093799 | 0.00094139 | 0.0010104 | 0.0009143 | 0.00101 | 0.00097032 | 0.0017913 | 0.0016634 | 0.0033819 | 0.0029235 | 0.0030365 | 0.0034372 | 0.0031506 | 421.9863 | 419.0718 | 670.9333
NSW | N7 | Tumut | Wind | 0 | 0 | 0 | 0 | 0 | 0 | 0 | 0 | 0 | 0 | 0 | 0 | 0 | 0 | 0 | 0 | 0 | 0 | 0 | 0 | 0 | 0 | 0 | 0 | 0 | 0 | 0
NSW | N8 | Cooma-Monaro | Wind | 327.4166 | 1236.1606 | 1368.8338 | 1409.6062 | 1399.6258 | 1363.9404 | 1372.4558 | 1457.8226 | 1482.3637 | 1348.6931 | 1373.1736 | 1388.6547 | 1411.323 | 1388.1392 | 1344.8359 | 1359.0841 | 1427.9997 | 2822.9743 | 2576.0664 | 2648.9914 | 2622.2754 | 2680.9847 | 2547.5748 | 2571.9543 | 2573.174 | 2698.6631 | 2629.2956
VIC | V1 | Ovens Murray | Wind | 0 | 0 | 0 | 0 | 0 | 0 | 0 | 0 | 0 | 0 | 0 | 0 | 0 | 0 | 0 | 0 | 0 | 0 | 0 | 0 | 0 | 0 | 0 | 0 | 0 | 0 | 0
VIC | V2 | Murray River | Wind | 0 | 0 | 0 | 0 | 0 | 0 | 0 | 0 | 0 | 0 | 0 | 0 | 0 | 0 | 0 | 0 | 0 | 0 | 0 | 0 | 0 | 0 | 0 | 0 | 0 | 0 | 0
VIC | V3 | Western Victoria | Wind | 3823.3577 | 3673.8128 | 3701.7993 | 3764.8632 | 5205.6054 | 4985.385 | 5122.1195 | 5097.1038 | 5589.5333 | 5156.2005 | 5114.6693 | 4755.1678 | 4960.4433 | 5292.8886 | 5703.5303 | 5888.8426 | 5528.9298 | 6027.6324 | 5175.3555 | 5273.1157 | 5006.3159 | 4638.3878 | 4738.9333 | 5466.4826 | 5494.5329 | 5401.9302 | 5743.8009
VIC | V4 | South West Victoria | Wind | 5852.1572 | 7033.9579 | 7367.122 | 9064.9763 | 9195.2244 | 8491.6918 | 9164.8769 | 9390.0172 | 10569.4909 | 10700.6218 | 16328.1932 | 16322.4229 | 16827.4016 | 17507.7977 | 16114.7954 | 16702.0376 | 15616.5873 | 17085.7089 | 15226.6579 | 15920.6103 | 15427.7514 | 15806.1702 | 13610.7378 | 12363.1855 | 13274.2096 | 12402.7912 | 13767.7309
VIC | V5 | Gippsland | Wind | 0 | 1672.2865 | 1671.3628 | 1757.1547 | 1748.9572 | 2011.9538 | 5334.648 | 5796.2679 | 6648.2869 | 6029.7677 | 6161.2771 | 5932.1464 | 6103.04 | 6098.3767 | 5828.3447 | 6157.4774 | 5868.5516 | 6668.0163 | 6008.9894 | 6226.136 | 6106.1436 | 6248.7861 | 6172.5403 | 5871.2666 | 6241.9079 | 5996.4304 | 6778.3389
VIC | V6 | Central North VIC | Wind | 0 | 0.00070857 | 0.00066651 | 0.0016744 | 0.0017132 | 0.0031456 | 0.0030851 | 1186.0588 | 1221.6076 | 1232.9055 | 1197.6252 | 1080.541 | 1167.4936 | 1515.8318 | 1831.2245 | 1979.2941 | 2112.825 | 2242.0756 | 2255.9018 | 3678.435 | 3216.5993 | 3601.7274 | 3894.1062 | 3643.9608 | 3506.5064 | 3568.6175 | 3695.7973
SA | S1 | South East SA | Wind | 730.6463 | 2038.1067 | 1980.3763 | 3203.6975 | 3161.3953 | 2926.6041 | 3072.3772 | 2777.9752 | 3284.61 | 2968.1842 | 3267.8015 | 2961.9282 | 3159.3525 | 3250.1091 | 2988.4605 | 3263.5214 | 2966.274 | 3363.8964 | 3005.2241 | 3562.5018 | 3357.2218 | 3641.2039 | 3752.436 | 3357.0507 | 3547.1619 | 3271.2365 | 3696.3007
SA | S2 | Riverland | Wind | 0 | 0.00040385 | 0.00037875 | 0.00058645 | 0.00056111 | 0.00053985 | 0.00066222 | 0.00090796 | 0.0009551 | 0.00095376 | 0.0011042 | 0.00098893 | 0.0011682 | 0.0011511 | 0.0010678 | 0.0013309 | 0.0012438 | 0.0012756 | 0.0011012 | 0.0015856 | 0.0014193 | 0.0016888 | 0.0017635 | 0.0016623 | 0.0021568 | 0.0023542 | 0.0024943
SA | S3 | Mid-North SA | Wind | 4101.0049 | 4024.8374 | 3834.9308 | 4356.1446 | 4325.6331 | 6697.9755 | 6648.0453 | 6382.3716 | 6732.85 | 6451.7436 | 6288.4197 | 5614.9591 | 6263.3727 | 5770.4422 | 6445.7768 | 6557.5116 | 6078.5104 | 6246.3181 | 5987.5453 | 7290.4224 | 6104.2671 | 6952.3641 | 6603.998 | 6242.2821 | 7530.5662 | 8424.683 | 9853.2267
SA | S4 | Yorke Peninsula | Wind | 241.9853 | 224.1486 | 217.7863 | 286.6193 | 293.5068 | 280.4732 | 302.8749 | 280.0394 | 319.0413 | 290.1673 | 305.6015 | 267.5657 | 296.6693 | 315.5595 | 282.3475 | 293.8338 | 266.9325 | 294.4929 | 260.4466 | 277.0757 | 251.588 | 276.7823 | 293.1882 | 248.3913 | 258.9298 | 238.5827 | 255.1251
SA | S5 | Northern SA | Wind | 1291.2374 | 1256.2155 | 1262.243 | 1338.1954 | 1346.9364 | 1261.6568 | 1256.9905 | 1247.6421 | 1274.1102 | 1181.5283 | 1221.1499 | 1171.4963 | 1283.6053 | 1334.0142 | 1195.5876 | 1207.1557 | 1203.3693 | 1186.4036 | 1074.3293 | 1109.3793 | 1083.7779 | 1186.9121 | 576.0865 | 449.2389 | 444.6866 | 460.5709 | 484.1124
SA | S6 | Leigh Creek | Wind | 0 | 0.00095853 | 0.00093945 | 0.0012736 | 0.0012182 | 0.0044871 | 0.0047195 | 0.004548 | 0.0041845 | 0.004425 | 0.0040707 | 0.0038487 | 0.0040073 | 0.0040191 | 1911.7118 | 1898.5361 | 1790.5468 | 1702.2394 | 1714.0267 | 1634.7459 | 1626.9346 | 2116.2729 | 2060.638 | 6537.2659 | 6797.9483 | 6526.611 | 6095.5705
SA | S7 | Roxby Downs | Wind | 0 | 0 | 0 | 0 | 0 | 0 | 0 | 0 | 0 | 0 | 0 | 0 | 0 | 0 | 0 | 0 | 0 | 0 | 0 | 0 | 0 | 0 | 0 | 0 | 0 | 0 | 0
SA | S8 | Eastern Eyre Peninsula | Wind | 313.4455 | 294.4445 | 299.5077 | 342.3934 | 338.1145 | 342.4279 | 344.8625 | 497.4397 | 513.3703 | 472.6516 | 479.5462 | 434.9881 | 724.1772 | 761.5484 | 678.9613 | 704.247 | 666.1645 | 693.6452 | 635.1987 | 655.9423 | 589.6226 | 853.5734 | 887.3985 | 789.4529 | 810.5019 | 768.6352 | 791.6931
SA | S9 | Western Eyre Peninsula | Wind | 0 | 0.00093823 | 0.00089184 | 0.0021944 | 0.0022368 | 0.0020468 | 0.0020665 | 0.010661 | 0.011082 | 0.0103 | 0.010546 | 0.0095064 | 0.17777 | 0.18688 | 0.16888 | 0.16979 | 0.16499 | 0.16506 | 0.15053 | 0.15911 | 0.14547 | 0.16292 | 0.16659 | 0.14644 | 0.148 | 0.14311 | 0.14464
TAS | T1 | North East Tasmania | Wind | 500.7797 | 614.3601 | 687.3675 | 650.2845 | 671.007 | 627.3252 | 570.8847 | 558.5672 | 606.2311 | 903.6373 | 897.6202 | 954.9658 | 900.2439 | 985.8014 | 922.0147 | 873.2723 | 846.4616 | 912.43 | 895.8292 | 912.411 | 939.1887 | 896.2778 | 957.2134 | 897.7268 | 840.1562 | 825.4064 | 889.5813
TAS | T2 | North West Tasmania | Wind | 877.2253 | 838.3131 | 891.5505 | 953.2588 | 958.4798 | 1755.708 | 1667.5611 | 1594.6095 | 5394.5816 | 5882.5739 | 5600.5188 | 5631.9372 | 5792.1593 | 5964.0562 | 5834.715 | 5651.1019 | 5442.998 | 5962.3444 | 5892.1612 | 5671.7252 | 5759.0069 | 5988.689 | 6070.6565 | 6167.6442 | 5948.2948 | 5776.9306 | 6285.0042
TAS | T3 | Central Highlands | Wind | 491.2284 | 2916.3204 | 3086.0996 | 3182.5327 | 4640.9202 | 4377.4409 | 6301.3541 | 6213.9861 | 6742.4599 | 6570.3503 | 6200.6921 | 6407.3007 | 6467.1036 | 6855.2211 | 6542.8104 | 6390.9421 | 6248.8948 | 6753.4679 | 6578.4355 | 6274.4769 | 6551.8578 | 6196.6176 | 6893.4143 | 6621.274 | 6415.248 | 6314.7752 | 6760.5908
Region | REZ | REZ Name | Technology | 2023-24 | 2024-25 | 2025-26 | 2026-27 | 2027-28 | 2028-29 | 2029-30 | 2030-31 | 2031-32 | 2032-33 | 2033-34 | 2034-35 | 2035-36 | 2036-37 | 2037-38 | 2038-39 | 2039-40 | 2040-41 | 2041-42 | 2042-43 | 2043-44 | 2044-45 | 2045-46 | 2046-47 | 2047-48 | 2048-49 | 2049-50
NSW | O1 | Hunter Coast | Offshore Wind | 0 | 0 | 0 | 4.1615e-05 | 4.482e-05 | 5.3038e-05 | 4.7625e-05 | 6.5334e-05 | 6.0582e-05 | 6.6887e-05 | 9.2482e-05 | 9.5485e-05 | 9.5279e-05 | 0.00010127 | 0.00011621 | 9.9524e-05 | 0.00014763 | 0.00013909 | 0.00014056 | 0.00025197 | 0.00024675 | 0.0002453 | 0.00024687 | 0.00030346 | 0.00025927 | 0.00036144 | 0.00032518
NSW | O2 | Illawarra Coast | Offshore Wind | 0 | 0 | 0 | 4.1203e-05 | 4.3448e-05 | 5.032e-05 | 4.8837e-05 | 7.0302e-05 | 6.8003e-05 | 6.8223e-05 | 9.8569e-05 | 9.363e-05 | 9.2916e-05 | 9.422e-05 | 0.00011246 | 0.00010172 | 0.00016753 | 0.00017097 | 0.00016206 | 0.00024673 | 0.0002353 | 0.00023116 | 0.00022473 | 0.00030664 | 0.00027766 | 0.00049118 | 0.00047069
VIC | O3 | Gippsland Coast | Offshore Wind | 0 | 0 | 0 | 5.0602e-05 | 4.9906e-05 | 5.3763e-05 | 6.146e-05 | 6.7255e-05 | 7.9756e-05 | 8.091e-05 | 9.4784e-05 | 0.00010435 | 9.9639e-05 | 0.00011367 | 0.00015115 | 0.00017974 | 0.000173 | 0.00028204 | 0.00025818 | 0.0011061 | 0.0014128 | 0.0013727 | 0.012671 | 4274.9087 | 4957.312 | 4758.0796 | 6090.8716
TAS | O4 | North West Tasmania Coast | Offshore Wind | 0 | 0 | 0 | 3.9244e-05 | 4.4816e-05 | 4.8326e-05 | 5.5154e-05 | 5.4392e-05 | 6.7956e-05 | 7.1418e-05 | 7.6576e-05 | 8.4119e-05 | 8.6982e-05 | 9.8776e-05 | 0.00011509 | 0.00013316 | 0.00012052 | 0.00012094 | 0.0001165 | 0.00014319 | 0.00015289 | 0.00016464 | 0.00018019 | 0.00019092 | 0.00022221 | 0.00020601 | 0.00019896
VIC | O5 | Portland Coast | Offshore Wind | 0 | 0 | 0 | 4.2368e-05 | 4.4217e-05 | 4.5391e-05 | 5.8755e-05 | 6.2106e-05 | 6.8898e-05 | 6.6304e-05 | 7.4728e-05 | 8.3136e-05 | 7.9944e-05 | 9.6539e-05 | 0.00010071 | 0.00015985 | 0.00016658 | 0.00021134 | 0.00018467 | 0.0003336 | 0.00059048 | 0.00056685 | 1864.4287 | 1726.7001 | 3762.0981 | 3515.6504 | 3932.3062
SA | O6 | South East SA Coast | Offshore Wind | 0 | 0 | 0 | 3.7534e-05 | 4.1761e-05 | 4.2759e-05 | 5.4622e-05 | 5.6644e-05 | 6.7441e-05 | 6.357e-05 | 7.3202e-05 | 7.1975e-05 | 7.4956e-05 | 8.698e-05 | 8.4721e-05 | 0.00010576 | 0.00011792 | 0.00014182 | 0.0001192 | 0.00013077 | 0.00013945 | 0.00013876 | 0.00015706 | 0.00015127 | 0.00019557 | 0.00020339 | 0.00023156

## BaseCase_REZ Capacity
Capacity by REZ (MW) - BaseCase, Step Change Scenario
Capacity calculated on 1 July. In early study years some wind and solar projects enter later in the financial year and are therefore reflected in the following financial year's capacity.
Note: the REZ capacity includes capacity from the existing, committed and anticipated renewables mapped to the relevant REZs
Explicitly modelled generation
Region | REZ | REZ Name | Technology | 2023-24 | 2024-25 | 2025-26 | 2026-27 | 2027-28 | 2028-29 | 2029-30 | 2030-31 | 2031-32 | 2032-33 | 2033-34 | 2034-35 | 2035-36 | 2036-37 | 2037-38 | 2038-39 | 2039-40 | 2040-41 | 2041-42 | 2042-43 | 2043-44 | 2044-45 | 2045-46 | 2046-47 | 2047-48 | 2048-49 | 2049-50
QLD | Q1 | Far North QLD | Solar | 0 | 0 | 0 | 0 | 0 | 0 | 0 | 0 | 0 | 0 | 0 | 0 | 0 | 0 | 0 | 0 | 0.00010492 | 0.0001051 | 0.00010529 | 0.00011771 | 0.00013033 | 0.00013057 | 0.00013161 | 0.00016364 | 0.00016397 | 0.00018088 | 0.00018114
QLD | Q2 | North Qld Clean Energy Hub | Solar | 83 | 83 | 83 | 83 | 83 | 83 | 83 | 83 | 83 | 83 | 83 | 83 | 83 | 83 | 33 | 33 | 33.0001 | 33.0001 | 33.0001 | 33.0001 | 33.0001 | 33.0001 | 33.0001 | 18.0002 | 18.0002 | 0.00019661 | 0.0001971
QLD | Q3 | Northern Qld | Solar | 513.997 | 513.997 | 513.9971 | 513.9971 | 513.9971 | 513.9979 | 513.9979 | 513.9979 | 513.9979 | 513.9979 | 513.9979 | 513.9979 | 513.9979 | 513.9979 | 589.2398 | 589.2398 | 664.799 | 664.799 | 664.799 | 940.6133 | 812.6133 | 812.6133 | 812.6133 | 1516.0303 | 1405.6303 | 1405.6303 | 1273.0333
QLD | Q4 | Isaac | Solar | 684.9 | 684.9 | 684.9001 | 684.9001 | 684.9001 | 684.9003 | 684.9003 | 684.9004 | 684.9004 | 684.9006 | 684.9006 | 684.9006 | 684.9006 | 684.9006 | 684.9009 | 684.9011 | 684.9035 | 684.9035 | 684.9035 | 2253.9662 | 2253.9662 | 2211.4662 | 2845.881 | 5136.4015 | 5136.4015 | 5565.022 | 5407.522
QLD | Q5 | Barcaldine | Solar | 14 | 14 | 14.0001 | 14.0001 | 14.0001 | 20.0959 | 20.0959 | 20.0959 | 20.0959 | 20.0959 | 20.0959 | 20.0959 | 20.0959 | 20.0959 | 45.9254 | 45.9254 | 73.8521 | 73.8521 | 73.8521 | 73.8522 | 62.3337 | 62.3337 | 79.6978 | 90.0035 | 90.0035 | 90.0036 | 90.0036
QLD | Q6 | Fitzroy | Solar | 401.5 | 401.5 | 401.5001 | 401.5001 | 401.5001 | 401.5003 | 401.5005 | 401.5007 | 529.3242 | 791.8462 | 1272.7129 | 1272.7129 | 1272.7129 | 1272.7129 | 3247.232 | 3605.2188 | 6060.9136 | 7934.4995 | 7934.4995 | 7934.5 | 7934.5 | 7934.5 | 7934.5 | 7934.5 | 7934.5 | 7934.5 | 7961.731
QLD | Q7 | Wide Bay | Solar | 619.03 | 619.03 | 619.03 | 619.03 | 619.03 | 619.0301 | 619.0302 | 619.0302 | 619.0303 | 619.0305 | 619.0305 | 619.0305 | 619.0305 | 619.0305 | 619.0348 | 619.0348 | 651.7351 | 733.7839 | 933.034 | 2819.03 | 2819.03 | 2819.03 | 2819.03 | 2819.03 | 2596.53 | 2596.53 | 2631.039
QLD | Q8 | Darling Downs | Solar | 1330.558 | 1476.558 | 1476.5581 | 1476.5581 | 1476.5581 | 1666.8875 | 1666.8875 | 2366.3539 | 2679.1171 | 3087.8015 | 4173.2457 | 4992.2306 | 4992.2306 | 4871.2306 | 5120.857 | 5120.857 | 7562.363 | 7562.363 | 7562.363 | 8347.558 | 8322.558 | 8163.958 | 8131.854 | 7882.5 | 7482.5 | 7809.703 | 10073.314
QLD | Q9 | Banana | Solar | 0 | 0 | 0.00010347 | 0.00011629 | 0.00011737 | 0.00026414 | 31.9031 | 59.5221 | 166.8121 | 166.8122 | 192.3804 | 192.3804 | 192.3804 | 192.3804 | 273.1726 | 273.1727 | 2325.6133 | 3005.4197 | 3005.4197 | 6100 | 6100 | 6100 | 6183.0645 | 6392.998 | 6953.838 | 8496.069 | 9069.372
NSW | N1 | North West NSW | Solar | 166 | 166.0001 | 166.0001 | 166.0001 | 166.0017 | 174.047 | 181.5886 | 188.136 | 188.136 | 189.7355 | 189.7355 | 189.7355 | 189.7355 | 189.7355 | 202.4326 | 203.3526 | 240.3146 | 257.9207 | 259.6686 | 259.6686 | 268.5934 | 268.5934 | 268.5934 | 275.4511 | 275.6519 | 275.652 | 275.652
NSW | N2 | New England | Solar | 555 | 555 | 555 | 555 | 555.0004 | 555.0004 | 555.0007 | 866.7357 | 866.7357 | 866.7357 | 866.7358 | 866.7358 | 866.7358 | 887.7253 | 2438.4539 | 2438.4539 | 2649.5542 | 3540 | 3540 | 3540.0012 | 3520.0012 | 3520.0012 | 3520.0012 | 3767.6902 | 3767.6902 | 3767.6902 | 6583.1157
NSW | N3 | Central-West Orana | Solar | 826.979 | 906.98 | 1772.052 | 1772.0521 | 1772.0521 | 1772.0521 | 2244.5846 | 3564.009 | 3564.009 | 3564.009 | 4252.1892 | 4252.1892 | 4252.1892 | 4252.1892 | 4452.8174 | 5154.966 | 7074.713 | 7074.713 | 7074.713 | 7654.954 | 7997.5663 | 7997.5663 | 7997.5663 | 9875.438 | 11139.704 | 11909.546 | 11706.506
NSW | N4 | Broken Hill | Solar | 53 | 53 | 53 | 53 | 53 | 53.0002 | 53.0002 | 53.0003 | 53.0003 | 53.0003 | 53.0003 | 53.0005 | 53.0005 | 53.0005 | 53.0012 | 64.9576 | 194.1484 | 221.368 | 221.368 | 271.0364 | 324.8322 | 324.8322 | 324.8322 | 324.8322 | 324.8322 | 331.1746 | 331.1746
NSW | N5 | South West NSW | Solar | 1246.4 | 1500.5 | 1500.5452 | 1500.5452 | 1500.5452 | 1500.5452 | 1500.5452 | 1500.5452 | 1500.5452 | 1500.5504 | 1500.5504 | 1500.5504 | 1500.5504 | 1500.5504 | 1832.1302 | 1681.8307 | 1935.6379 | 2281.0047 | 2281.0047 | 2281.0047 | 2281.0047 | 2281.0047 | 2281.0047 | 2281.0047 | 2281.0047 | 2281.0047 | 2103.3757
NSW | N6 | Wagga Wagga | Solar | 302.672 | 682.672 | 682.6721 | 682.6721 | 682.6721 | 1335.3375 | 1710.672 | 1710.672 | 1710.672 | 1710.672 | 1710.672 | 1710.672 | 1710.672 | 1710.672 | 1710.672 | 1710.672 | 1710.6721 | 1710.6725 | 3327.744 | 3327.744 | 3327.744 | 3327.744 | 3327.744 | 3327.7443 | 3327.7443 | 3327.7443 | 3327.7443
NSW | N7 | Tumut | Solar | 0 | 0 | 0 | 0 | 0 | 0 | 0 | 0 | 0 | 0 | 0 | 0 | 0 | 0 | 0 | 0 | 0 | 0 | 0 | 0 | 0 | 0 | 0 | 0 | 0 | 0 | 0
NSW | N8 | Cooma-Monaro | Solar | 0 | 0 | 0 | 0 | 0 | 0 | 0 | 0 | 0 | 0 | 0 | 0 | 0 | 0 | 0 | 0 | 0 | 0 | 0 | 0 | 0 | 0 | 0 | 0 | 0 | 0 | 0
VIC | V1 | Ovens Murray | Solar | 0 | 0.00015786 | 0.00015883 | 0.00016685 | 0.00016696 | 0.0001689 | 0.00017961 | 0.00050606 | 0.00050616 | 1000 | 1000 | 1000 | 1000 | 1000 | 1096.4685 | 1240.2404 | 1329.4316 | 1732.2816 | 3171.5662 | 3171.5662 | 3171.5664 | 3171.5664 | 3812.0254 | 3950.207 | 3950.207 | 3950.207 | 3950.207
VIC | V2 | Murray River | Solar | 679.093 | 679.093 | 679.093 | 679.093 | 679.093 | 679.093 | 679.093 | 679.0931 | 679.0931 | 679.0931 | 679.0931 | 679.0932 | 679.0932 | 679.0932 | 679.0933 | 679.0938 | 687.5932 | 687.5932 | 687.5932 | 788.0416 | 860.4779 | 860.4779 | 829.3749 | 829.3749 | 829.3749 | 833.983 | 791.8448
VIC | V3 | Western Victoria | Solar | 0 | 0 | 0 | 0.00036773 | 0.0003718 | 0.00037293 | 0.00037681 | 0.00074517 | 0.0007454 | 400 | 400 | 423.7741 | 423.7742 | 423.7743 | 423.7743 | 691.8631 | 731.6305 | 731.6305 | 1614.2728 | 1614.2728 | 1790.689 | 1807.1037 | 1807.1037 | 1807.1037 | 1807.1037 | 1807.1038 | 1807.1038
VIC | V4 | South West Victoria | Solar | 0 | 0 | 0 | 0 | 0 | 0 | 0 | 0 | 0 | 0 | 0 | 0 | 0 | 0 | 0 | 0 | 0 | 0 | 0 | 0 | 0 | 0 | 0 | 0 | 0 | 0 | 0
VIC | V5 | Gippsland | Solar | 0 | 0 | 0 | 0.00021136 | 0.00021171 | 0.00021206 | 0.00021217 | 0.00027449 | 0.00027525 | 0.0013401 | 0.0013418 | 500.0001 | 500.0001 | 500.0001 | 500.0001 | 647.6888 | 2474 | 2474 | 2474 | 2474 | 2474 | 2474 | 2474 | 2474 | 2474 | 2474 | 2474
VIC | V6 | Central North VIC | Solar | 402.48 | 402.48 | 402.48 | 402.4802 | 402.4802 | 402.4802 | 402.4802 | 402.4805 | 402.4805 | 546.1178 | 546.1178 | 615.8388 | 615.8388 | 622.1599 | 637.7413 | 768.4165 | 865.0878 | 865.0878 | 865.0878 | 1397.3871 | 2063.8141 | 1953.3341 | 1953.3341 | 1989.7383 | 1989.7383 | 1992 | 1992
SA | S1 | South East SA | Solar | 155.16 | 155.16 | 155.1601 | 155.1601 | 155.1601 | 155.1601 | 155.1601 | 155.1602 | 155.1602 | 155.1603 | 155.1603 | 155.1603 | 155.1603 | 155.1603 | 155.1604 | 155.1605 | 155.1606 | 155.1608 | 108.0018 | 108.0018 | 108.0018 | 108.0018 | 108.0018 | 108.0018 | 108.0018 | 108.0018 | 0.0017627
SA | S2 | Riverland | Solar | 25.26 | 25.2601 | 25.2602 | 25.2602 | 25.2602 | 25.2602 | 25.2602 | 25.2604 | 19.1404 | 815.776 | 815.776 | 941.6687 | 941.6687 | 941.6688 | 941.6688 | 1084.0863 | 1348.9724 | 3993.4059 | 3981.646 | 4007.3795 | 4007.38 | 4007.38 | 4000 | 4000 | 4000 | 4000 | 4000
SA | S3 | Mid-North SA | Solar | 0 | 0 | 0.00011318 | 0.00011355 | 0.00011407 | 0.00011473 | 0.00011882 | 0.0002099 | 0.00021015 | 0.00025589 | 0.00025614 | 0.00050555 | 0.0005057 | 0.00050633 | 0.00055138 | 0.00055348 | 0.0010001 | 0.0010015 | 0.0010019 | 0.0012462 | 0.053499 | 0.053499 | 0.053499 | 0.053499 | 0.0535 | 0.053509 | 0.05351
SA | S4 | Yorke Peninsula | Solar | 0 | 0 | 0 | 0 | 0 | 0 | 0 | 0 | 0 | 0 | 0 | 0 | 0 | 0 | 0 | 0 | 0 | 0 | 0 | 0 | 0 | 0 | 0 | 0 | 0 | 0 | 0
SA | S5 | Northern SA | Solar | 349.2 | 349.2 | 349.2001 | 349.2001 | 349.2001 | 349.2001 | 349.2001 | 349.2002 | 349.2002 | 349.2004 | 349.2004 | 349.2005 | 349.2005 | 349.2005 | 349.2009 | 349.2009 | 349.2115 | 515.705 | 1343.7857 | 2005.9683 | 3249.1995 | 2979.1995 | 2979.1995 | 2979.1995 | 2899.9995 | 2899.9995 | 2899.9995
SA | S6 | Leigh Creek | Solar | 0 | 0 | 0.00014076 | 0.00014524 | 0.00014568 | 0.00018397 | 0.00018957 | 0.0004621 | 0.00046231 | 0.00046451 | 0.00046463 | 0.00094175 | 0.00094204 | 0.00094283 | 393.7867 | 393.7867 | 514.3837 | 514.3837 | 514.3837 | 577.3731 | 2251.2913 | 2251.2913 | 2251.2913 | 2280.0037 | 2280.0037 | 2698.2502 | 2725.009
SA | S7 | Roxby Downs | Solar | 0 | 0.00010971 | 0.00017072 | 0.00017116 | 0.00017139 | 0.00017226 | 0.00017263 | 0.00047855 | 0.00047872 | 0.0006917 | 0.00069182 | 520.2747 | 520.2747 | 520.2747 | 578.3407 | 578.3407 | 648.17 | 648.17 | 648.17 | 648.1701 | 755.267 | 755.267 | 755.267 | 755.267 | 755.267 | 756.5905 | 756.5905
SA | S8 | Eastern Eyre Peninsula | Solar | 0 | 0 | 0 | 0 | 0 | 0 | 0 | 0.00012929 | 0.00012948 | 0.00015031 | 0.00015084 | 0.00022287 | 0.00022299 | 0.00022758 | 0.00022952 | 0.00025637 | 0.00039186 | 0.00039277 | 0.00039318 | 0.00055198 | 0.00067473 | 0.00067488 | 0.00067503 | 0.00067585 | 0.00067632 | 0.00077704 | 0.00077887
SA | S9 | Western Eyre Peninsula | Solar | 0 | 0 | 0.00011013 | 0.00011151 | 0.00011196 | 0.00011274 | 0.00011625 | 0.0002223 | 0.0002226 | 0.00037291 | 0.00037308 | 0.00067288 | 0.00067303 | 0.00067402 | 0.00074166 | 0.00074494 | 0.0073729 | 0.019358 | 0.019362 | 0.037182 | 0.046725 | 0.046725 | 0.046725 | 0.046726 | 0.046726 | 0.046737 | 0.046739
TAS | T1 | North East Tasmania | Solar | 0 | 0 | 0 | 0 | 0 | 0 | 0.00010141 | 0.00014186 | 0.0001431 | 0.00028616 | 0.0002865 | 0.0057182 | 0.0057488 | 0.0057496 | 11.5314 | 11.5314 | 11.5314 | 11.5314 | 11.5316 | 11.5316 | 262.1258 | 300 | 300 | 300 | 300 | 300 | 300
TAS | T2 | North West Tasmania | Solar | 0 | 0 | 0 | 0 | 0 | 0 | 0 | 0 | 0 | 0.00013847 | 0.00013881 | 0.00018088 | 0.0002064 | 0.00020731 | 0.00024598 | 0.00031777 | 0.00032548 | 0.00032622 | 0.00075152 | 0.00075414 | 0.00075756 | 0.0057799 | 0.0057805 | 0.005781 | 0.0057819 | 0.0057835 | 0.005784
TAS | T3 | Central Highlands | Solar | 0 | 0 | 0 | 0 | 0 | 0 | 0 | 0 | 0.00010115 | 0.00015546 | 0.00015594 | 0.00023025 | 0.00024706 | 0.00024859 | 0.00038609 | 0.00039002 | 0.00040923 | 0.00040964 | 0.00059511 | 0.00069329 | 0.0013298 | 150 | 150 | 150 | 150 | 150 | 150
Region | REZ | REZ Name | Technology | 2023-24 | 2024-25 | 2025-26 | 2026-27 | 2027-28 | 2028-29 | 2029-30 | 2030-31 | 2031-32 | 2032-33 | 2033-34 | 2034-35 | 2035-36 | 2036-37 | 2037-38 | 2038-39 | 2039-40 | 2040-41 | 2041-42 | 2042-43 | 2043-44 | 2044-45 | 2045-46 | 2046-47 | 2047-48 | 2048-49 | 2049-50
QLD | Q1 | Far North QLD | Wind | 337.318 | 829.2917 | 829.2917 | 829.2917 | 829.2917 | 829.2917 | 829.2917 | 886.1602 | 886.1602 | 907.3182 | 907.3185 | 907.3185 | 907.3185 | 907.3185 | 1246.2193 | 1246.2193 | 1246.2193 | 1344.2526 | 1344.2526 | 1386.1022 | 1307.1344 | 1307.1344 | 1307.1344 | 1353.6318 | 1354.8854 | 1334.9488 | 1839.4641
QLD | Q2 | North Qld Clean Energy Hub | Wind | 43.2 | 51.2262 | 51.2262 | 51.2262 | 51.2262 | 748.5672 | 748.5672 | 748.5672 | 748.5672 | 748.5672 | 775.7083 | 778.0097 | 778.0097 | 778.0097 | 800.2205 | 800.2205 | 800.2205 | 800.2205 | 800.2205 | 800.2207 | 1200.0604 | 1200.0604 | 1156.8604 | 1158.7579 | 1158.7579 | 1158.758 | 1158.758
QLD | Q3 | Northern Qld | Wind | 0 | 0 | 0 | 0 | 0 | 0 | 0 | 0 | 0 | 0 | 0 | 0 | 0 | 0 | 0 | 0 | 0 | 0 | 0 | 0 | 0 | 0 | 0 | 0 | 0 | 0 | 0
QLD | Q4 | Isaac | Wind | 0 | 0.00029108 | 0.00029124 | 0.00030318 | 0.00074953 | 1000.0003 | 1000.0003 | 1000.0007 | 1000.0007 | 1000.0007 | 1000.0007 | 1000.0007 | 1000.0007 | 1000.0007 | 1000.0007 | 1000.0007 | 1000.0007 | 1000.0007 | 1000.0007 | 1000.0007 | 1000.0007 | 1000.0007 | 1000.0007 | 1367.0562 | 1367.0562 | 1367.0564 | 1367.0564
QLD | Q5 | Barcaldine | Wind | 0 | 0.00027574 | 0.00027606 | 0.00052166 | 0.0014652 | 0.0024983 | 0.0024995 | 89.6654 | 100.5292 | 102.6862 | 114.55 | 114.55 | 114.55 | 114.55 | 114.55 | 114.55 | 114.55 | 118.3934 | 118.3935 | 118.9669 | 132.0964 | 132.0964 | 132.0965 | 132.0967 | 132.0967 | 132.0967 | 132.0967
QLD | Q6 | Fitzroy | Wind | 0 | 0.00095407 | 0.00095458 | 511.794 | 900.0002 | 1129.8021 | 1129.8021 | 1182.9961 | 1182.9961 | 1182.9962 | 1614.9721 | 1614.9721 | 1614.9721 | 1614.9721 | 3500 | 3500 | 3500 | 3500 | 3500 | 3500 | 3500 | 3500 | 3500 | 3919.422 | 3919.422 | 3919.422 | 3919.422
QLD | Q7 | Wide Bay | Wind | 0 | 0.00022686 | 0.00022717 | 0.0002477 | 0.00027518 | 168.6802 | 168.6802 | 168.6802 | 168.6802 | 168.6802 | 168.6803 | 168.6803 | 168.6803 | 168.6803 | 168.6803 | 168.6803 | 168.6803 | 168.6803 | 168.6803 | 168.6803 | 168.6803 | 168.6803 | 168.6803 | 477.817 | 1100.0001 | 1100.0001 | 1100.0001
QLD | Q8 | Darling Downs | Wind | 753 | 1552.4821 | 1552.4821 | 1552.4823 | 2325.9982 | 3104.5513 | 3104.5513 | 4720.335 | 4720.335 | 6095.7251 | 6525.9976 | 6525.9976 | 6525.9976 | 6525.9976 | 6525.9976 | 6525.9976 | 6525.9976 | 6525.9976 | 6525.9976 | 7404.6954 | 7404.6954 | 6951.6954 | 6951.6954 | 9213.7146 | 9213.7146 | 9213.7146 | 9213.7146
QLD | Q9 | Banana | Wind | 0 | 0.00011539 | 0.00011547 | 0.00014014 | 0.0003471 | 238.0733 | 238.0733 | 238.0733 | 238.0733 | 238.0735 | 238.0735 | 238.0735 | 238.0735 | 238.0735 | 238.0737 | 238.0737 | 238.0737 | 362.466 | 814.6299 | 814.6299 | 935.9462 | 935.9462 | 935.9462 | 1845.0318 | 1845.0318 | 1845.0318 | 1845.0318
NSW | N1 | North West NSW | Wind | 0 | 0 | 0 | 0 | 0 | 0 | 0 | 0 | 0 | 0 | 0 | 0 | 0 | 0 | 0 | 0 | 0 | 0 | 0 | 0 | 0 | 0 | 0 | 0 | 0 | 0 | 0
NSW | N2 | New England | Wind | 442.48 | 442.4846 | 454.3114 | 454.3114 | 3335.1052 | 4035.7389 | 4035.7389 | 4143.9291 | 4143.9291 | 4143.9291 | 4157.918 | 4323.0176 | 6052.4983 | 6664.29 | 7131.2217 | 6958.7417 | 6958.7417 | 6958.7417 | 6958.7417 | 7416.8213 | 7400 | 7400 | 7400 | 7400 | 7400 | 7400 | 7400
NSW | N3 | Central-West Orana | Wind | 113.19 | 2240.861 | 2240.861 | 3113.19 | 3590.0345 | 3590.0345 | 3820.656 | 4282.0987 | 4282.0987 | 4873.4632 | 5582.462 | 5582.462 | 5582.462 | 5582.462 | 5582.462 | 5582.462 | 5936.3697 | 5992.7564 | 5992.7564 | 7110.111 | 8422.0626 | 8422.0626 | 8447.0826 | 9244.353 | 10769.19 | 10769.19 | 10656
NSW | N4 | Broken Hill | Wind | 198.94 | 198.94 | 198.94 | 198.9403 | 198.9403 | 198.9405 | 198.9409 | 259.223 | 259.223 | 263.8398 | 263.8398 | 263.8398 | 263.8398 | 263.8398 | 263.8398 | 263.8398 | 263.8398 | 269.2484 | 269.2484 | 281.531 | 274.7073 | 274.7073 | 274.7073 | 306.3983 | 306.3983 | 306.3983 | 306.3983
NSW | N5 | South West NSW | Wind | 0 | 0 | 0.00031587 | 0.00032438 | 0.00032703 | 0.00033186 | 0.00041858 | 0.00061339 | 0.00061603 | 0.00065723 | 0.00082911 | 0.00082975 | 0.00083049 | 0.00083351 | 0.00083656 | 0.00084089 | 0.00084253 | 0.0018861 | 0.0018875 | 355.2635 | 355.2635 | 355.2635 | 355.2636 | 355.2636 | 355.2639 | 355.2639 | 355.2639
NSW | N6 | Wagga Wagga | Wind | 0 | 0 | 0 | 0 | 0.0002095 | 0.00026043 | 0.00037081 | 0.0004906 | 0.000494 | 0.00049726 | 0.00051669 | 0.00051691 | 0.00051724 | 0.00052156 | 0.00052508 | 0.00056149 | 0.00056546 | 0.0010225 | 0.0010234 | 0.0018683 | 0.0018686 | 0.0018701 | 0.0019512 | 0.0019548 | 191.5045 | 191.5046 | 300.0011
NSW | N7 | Tumut | Wind | 0 | 0 | 0 | 0 | 0 | 0 | 0 | 0 | 0 | 0 | 0 | 0 | 0 | 0 | 0 | 0 | 0 | 0 | 0 | 0 | 0 | 0 | 0 | 0 | 0 | 0 | 0
NSW | N8 | Cooma-Monaro | Wind | 113 | 372.2636 | 412.1289 | 412.1289 | 412.1289 | 412.1289 | 413 | 413.5514 | 413.5514 | 413.5514 | 416.5933 | 416.5933 | 416.5933 | 416.5933 | 416.5933 | 416.5935 | 417.5679 | 828 | 828 | 828 | 828 | 828 | 828 | 828 | 828 | 828 | 828
VIC | V1 | Ovens Murray | Wind | 0 | 0 | 0 | 0 | 0 | 0 | 0 | 0 | 0 | 0 | 0 | 0 | 0 | 0 | 0 | 0 | 0 | 0 | 0 | 0 | 0 | 0 | 0 | 0 | 0 | 0 | 0
VIC | V2 | Murray River | Wind | 0 | 0 | 0 | 0 | 0 | 0 | 0 | 0 | 0 | 0 | 0 | 0 | 0 | 0 | 0 | 0 | 0 | 0 | 0 | 0 | 0 | 0 | 0 | 0 | 0 | 0 | 0
VIC | V3 | Western Victoria | Wind | 1934.5 | 1934.5 | 1934.5 | 1934.5 | 1934.5002 | 1934.5012 | 1941.2106 | 2047.9086 | 2047.9086 | 2062.585 | 2140.3161 | 1948.3162 | 1948.3162 | 1997.2888 | 2365.6765 | 2365.6765 | 2365.6765 | 2365.6765 | 2365.6765 | 2358.9507 | 2227.7509 | 1915.751 | 1915.7551 | 2566.1131 | 2326.1131 | 2521.0562 | 2431.4824
VIC | V4 | South West Victoria | Wind | 2023.21 | 2416.243 | 2416.243 | 2838.3705 | 2838.3705 | 2873.2973 | 2939.8165 | 3191.5364 | 3191.5364 | 3605.6389 | 5292.8108 | 5405.6197 | 5405.6197 | 5405.6197 | 5398.51 | 4978.51 | 4978.51 | 4856.26 | 4856.26 | 4836.76 | 4644.16 | 4644.16 | 3780.6 | 3780.6 | 3780.6 | 3780.6 | 3780.6
VIC | V5 | Gippsland | Wind | 0 | 500.0002 | 500.0002 | 530.946 | 530.946 | 645.0914 | 1759.898 | 2000 | 2000 | 2000 | 2000 | 2000 | 2000 | 2000 | 2000 | 2000 | 2000 | 2000 | 2000 | 2000 | 2000 | 2000 | 2000 | 2000 | 2000 | 2000 | 2000
VIC | V6 | Central North VIC | Wind | 0 | 0.00030091 | 0.00030095 | 0.00066682 | 0.00067331 | 0.0012458 | 0.0012476 | 444.7848 | 444.7848 | 452.9507 | 452.9507 | 452.9507 | 452.9507 | 573.2925 | 732.9314 | 845.9704 | 916.2161 | 946.0039 | 946.0039 | 1600 | 1600 | 1600 | 1600 | 1600 | 1600 | 1600 | 1600
SA | S1 | South East SA | Wind | 324.5 | 759.5671 | 759.5671 | 1086.4183 | 1086.4183 | 1086.4183 | 1124.5006 | 1090.5984 | 1090.5984 | 1090.5984 | 1158.627 | 1158.627 | 1078.127 | 1088.5337 | 1112.9744 | 1143.6759 | 1143.6759 | 1123.0442 | 1123.0442 | 1298.1537 | 1347.9462 | 1347.9462 | 1347.9462 | 1347.9462 | 1378.2791 | 1378.2791 | 1388.9323
SA | S2 | Riverland | Wind | 0 | 0.00011065 | 0.00011068 | 0.00027614 | 0.00027863 | 0.00028824 | 0.00033378 | 0.00047127 | 0.00047288 | 0.00051102 | 0.00057043 | 0.00057234 | 0.00060613 | 0.00061488 | 0.00062461 | 0.00073325 | 0.0007365 | 0.00074142 | 0.00074232 | 0.00096873 | 0.00097188 | 0.0010299 | 0.0010935 | 0.0011328 | 0.0013717 | 0.0015743 | 0.0015761
SA | S3 | Mid-North SA | Wind | 1343.1 | 1343.1007 | 1343.1007 | 1368.4791 | 1368.4791 | 2197.5978 | 2197.5979 | 2197.5985 | 2197.5985 | 2197.5985 | 2098.8985 | 2098.8985 | 2027.4985 | 1850.9595 | 2188.2015 | 2223.3997 | 2155.3499 | 2155.3499 | 2155.3499 | 2578.3179 | 2364.4179 | 2364.4179 | 2233.6179 | 2233.6179 | 2714.7586 | 3234.6442 | 3598.118
SA | S4 | Yorke Peninsula | Wind | 90.75 | 90.751 | 90.751 | 104.8724 | 105.0317 | 105.0317 | 105.6503 | 108.4134 | 108.4134 | 108.4134 | 108.4134 | 108.4134 | 108.4134 | 108.4134 | 108.4134 | 108.4134 | 108.4134 | 108.4135 | 108.4135 | 108.4135 | 108.4135 | 108.4146 | 108.4154 | 108.4154 | 108.4154 | 108.4154 | 108.4293
SA | S5 | Northern SA | Wind | 422.4 | 422.4 | 422.4 | 422.4 | 422.4 | 422.4 | 422.4 | 422.4 | 422.4 | 422.4 | 422.4 | 422.4 | 422.4 | 422.4 | 422.4 | 422.4 | 422.4 | 422.4 | 422.4 | 422.4 | 422.4 | 422.4 | 210 | 210 | 210 | 210 | 210
SA | S6 | Leigh Creek | Wind | 0 | 0.00034904 | 0.00034917 | 0.00043003 | 0.0004384 | 0.0014899 | 0.0015701 | 0.0015993 | 0.0015995 | 0.0016017 | 0.0016021 | 0.0016034 | 0.001604 | 0.0016257 | 609.7949 | 609.7949 | 609.7949 | 609.7949 | 609.7949 | 609.7949 | 609.7949 | 739.2515 | 739.2515 | 2307.9294 | 2399.9999 | 2399.9999 | 2399.9999
SA | S7 | Roxby Downs | Wind | 0 | 0 | 0 | 0 | 0 | 0 | 0 | 0 | 0 | 0 | 0 | 0 | 0 | 0 | 0 | 0 | 0 | 0 | 0 | 0 | 0 | 0 | 0 | 0 | 0 | 0 | 0
SA | S8 | Eastern Eyre Peninsula | Wind | 136 | 136.0004 | 136.0004 | 136.0012 | 136.0013 | 136.0013 | 136.0013 | 186.3039 | 186.3039 | 186.3039 | 186.3039 | 186.3039 | 245.4938 | 245.4938 | 245.4938 | 245.4938 | 245.4938 | 245.4938 | 245.4938 | 245.4938 | 245.4938 | 319.0176 | 319.0177 | 319.0177 | 319.0177 | 319.0177 | 319.0177
SA | S9 | Western Eyre Peninsula | Wind | 0 | 0.00034591 | 0.00034602 | 0.00072966 | 0.00075242 | 0.00076171 | 0.000766 | 0.0039885 | 0.0039896 | 0.0040148 | 0.0040317 | 0.0040341 | 0.065632 | 0.065638 | 0.065644 | 0.065645 | 0.065646 | 0.065656 | 0.065656 | 0.065669 | 0.065673 | 0.066263 | 0.066269 | 0.066292 | 0.066296 | 0.066299 | 0.066301
TAS | T1 | North East Tasmania | Wind | 168 | 196.5305 | 196.5305 | 196.5305 | 196.5305 | 196.5305 | 196.5305 | 196.5305 | 196.5306 | 282.1057 | 282.1057 | 282.1057 | 282.1057 | 282.1057 | 282.1057 | 282.1057 | 282.1057 | 282.1057 | 282.1057 | 282.1057 | 282.1057 | 282.1057 | 282.1057 | 282.1057 | 282.1057 | 282.1057 | 282.1057
TAS | T2 | North West Tasmania | Wind | 251.6 | 251.6013 | 251.6013 | 251.6013 | 251.6014 | 460.5042 | 460.5043 | 460.5048 | 1271.9792 | 1402.4346 | 1402.4346 | 1402.4346 | 1402.4346 | 1402.4347 | 1402.4347 | 1402.4347 | 1402.4347 | 1402.4347 | 1402.4347 | 1402.4347 | 1402.4347 | 1402.4347 | 1402.4349 | 1471.0075 | 1471.0075 | 1471.0075 | 1471.0075
TAS | T3 | Central Highlands | Wind | 144 | 665.3717 | 665.3717 | 681.7947 | 941.0813 | 943.6491 | 1404.1041 | 1413.4898 | 1430.2533 | 1430.2533 | 1430.2533 | 1430.2533 | 1430.2533 | 1430.2533 | 1430.2533 | 1430.2533 | 1430.2533 | 1430.2533 | 1430.2533 | 1430.2533 | 1430.2533 | 1286.2534 | 1383.2746 | 1383.2746 | 1383.2746 | 1383.2746 | 1383.2746
Region | REZ | REZ Name | Technology | 2023-24 | 2024-25 | 2025-26 | 2026-27 | 2027-28 | 2028-29 | 2029-30 | 2030-31 | 2031-32 | 2032-33 | 2033-34 | 2034-35 | 2035-36 | 2036-37 | 2037-38 | 2038-39 | 2039-40 | 2040-41 | 2041-42 | 2042-43 | 2043-44 | 2044-45 | 2045-46 | 2046-47 | 2047-48 | 2048-49 | 2049-50
NSW | O1 | Hunter Coast | Offshore Wind | 0 | 0 | 0 | 0 | 0 | 0 | 0 | 0 | 0 | 0 | 0 | 0 | 0 | 0 | 0 | 0 | 0 | 0 | 0 | 0.00010316 | 0.00010395 | 0.00010408 | 0.00010534 | 0.00012307 | 0.0001232 | 0.00015315 | 0.00015325
NSW | O2 | Illawarra Coast | Offshore Wind | 0 | 0 | 0 | 0 | 0 | 0 | 0 | 0 | 0 | 0 | 0 | 0 | 0 | 0 | 0 | 0 | 0 | 0 | 0 | 0 | 0 | 0 | 0 | 0.00012531 | 0.0001256 | 0.00019771 | 0.00019841
VIC | O3 | Gippsland Coast | Offshore Wind | 0 | 0 | 0 | 0 | 0 | 0 | 0 | 0 | 0 | 0 | 0 | 0 | 0 | 0 | 0 | 0 | 0 | 0 | 0 | 0.00035158 | 0.0004482 | 0.00044898 | 0.0037619 | 1097.7126 | 1241.4456 | 1241.4456 | 1403.8274
TAS | O4 | North West Tasmania Coast | Offshore Wind | 0 | 0 | 0 | 0 | 0 | 0 | 0 | 0 | 0 | 0 | 0 | 0 | 0 | 0 | 0 | 0 | 0 | 0 | 0 | 0 | 0 | 0 | 0 | 0 | 0 | 0 | 0
VIC | O5 | Portland Coast | Offshore Wind | 0 | 0 | 0 | 0 | 0 | 0 | 0 | 0 | 0 | 0 | 0 | 0 | 0 | 0 | 0 | 0 | 0 | 0 | 0 | 0.00012378 | 0.00021003 | 0.00021017 | 469.977 | 469.977 | 933.4535 | 933.4535 | 933.4535
SA | O6 | South East SA Coast | Offshore Wind | 0 | 0 | 0 | 0 | 0 | 0 | 0 | 0 | 0 | 0 | 0 | 0 | 0 | 0 | 0 | 0 | 0 | 0 | 0 | 0 | 0 | 0 | 0 | 0 | 0 | 0 | 0

## BaseCase_VOM Cost
VOM cost by technology ($000s) - BaseCase, Step Change Scenario
VOM | Real June 2021 dollars discounted to 1 July 2021
Explicitly modelled generation
Region | Technology | 2023-24 | 2024-25 | 2025-26 | 2026-27 | 2027-28 | 2028-29 | 2029-30 | 2030-31 | 2031-32 | 2032-33 | 2033-34 | 2034-35 | 2035-36 | 2036-37 | 2037-38 | 2038-39 | 2039-40 | 2040-41 | 2041-42 | 2042-43 | 2043-44 | 2044-45 | 2045-46 | 2046-47 | 2047-48 | 2048-49 | 2049-50
NEM | Black Coal | 331358.9817 | 274668.6869 | 254367.4208 | 223718.394 | 168325.4283 | 133590.448 | 114448.4987 | 79326.127 | 72822.8292 | 61531.6933 | 37687.678 | 35467.7125 | 29406.259 | 27284.4814 | 27142.7777 | 24465.8377 | 6667.2852 | 2460.2868 | 2321.631 | 0 | 0 | 0 | 0 | 0 | 0 | 0 | 0
NEM | Brown Coal | 106918.438 | 88618.5845 | 78383.357 | 58019.697 | 56060.7765 | 44728.6835 | 26769.693 | 16449.6925 | 12412.2565 | 0 | 0 | 0 | 0 | 0 | 0 | 0 | 0 | 0 | 0 | 0 | 0 | 0 | 0 | 0 | 0 | 0 | 0
NEM | CCGT | 14279.6286 | 10331.0212 | 19050.0731 | 22550.7024 | 22592.3438 | 24713.3747 | 26958.4514 | 29140.2775 | 25107.474 | 23314.5139 | 30187.2357 | 32630.9817 | 23497.5194 | 20312.0203 | 14979.439 | 15048.9024 | 12687.7068 | 10411.9932 | 8055.0926 | 8864.255 | 6686.5577 | 4931.3787 | 2723.1833 | 1923.169 | 1786.2309 | 1657.4446 | 1613.1522
NEM | Gas - Steam | 238.9441 | 218.5598 | 651.0039 | 290.6322 | 191.2472 | 400.9715 | 296.5898 | 1540.1635 | 566.2716 | 1401.8319 | 873.6883 | 1028.9423 | 892.4773 | 1003.9678 | 1044.8257 | 1036.2667 | 0 | 0 | 0 | 0 | 0 | 0 | 0 | 0 | 0 | 0 | 0
NEM | OCGT / Diesel | 1875.5311 | 1532.8687 | 3096.6941 | 3101.7931 | 2236.0886 | 3221.0258 | 2413.7768 | 8733.1099 | 5343.3126 | 9637.0437 | 12556.0267 | 20121.6537 | 12356.066 | 14847.6582 | 12129.7923 | 9537.5215 | 20410.0441 | 14409.9144 | 8337.9677 | 8950.0453 | 14919.5022 | 8216.7513 | 9767.7376 | 9516.404 | 4221.6096 | 6686.3411 | 5467.1966
NEM | Hydro | 115773.6695 | 100442.6298 | 97385.4903 | 89105.5691 | 70397.7128 | 79995.0551 | 82117.545 | 76190.189 | 70774.9946 | 64237.6245 | 65006.2237 | 62713.2324 | 54526.7165 | 47590.6701 | 54971.9561 | 47439.6337 | 41366.5081 | 36827.8312 | 33701.3411 | 36119.0511 | 35905.4361 | 31904.8819 | 28525.2637 | 33333.6966 | 30426.3394 | 28579.4451 | 26570.6452
NEM | Hydrogen Turbine | 0 | 0 | 0 | 0 | 0 | 0 | 0 | 0 | 0 | 0 | 0 | 0 | 0 | 0 | 0 | 0 | 0 | 0 | 0 | 0 | 0 | 0 | 0 | 0 | 0 | 0 | 0
NEM | Wind | 2522.8219 | 3882.0649 | 3770.5463 | 4231.2126 | 5288.3454 | 5949.763 | 5951.8166 | 6121.9133 | 6217.3041 | 6145.0021 | 6204.4885 | 5808.3156 | 5874.084 | 5812.9464 | 5888.048 | 5499.5449 | 5084.7697 | 4866.4789 | 4564.0526 | 4564.1408 | 4355.3952 | 4176.4004 | 4037.2929 | 4372.2033 | 4277.3528 | 4042.922 | 3872.4501
NEM | Solar PV | 1829.3886 | 1599.7924 | 1738.1358 | 1733.8691 | 1628.1885 | 1528.8355 | 1637.6316 | 1893.0781 | 1884.5715 | 2127.1677 | 2234.4876 | 2255.8747 | 2197.1427 | 2081.8744 | 2068.8608 | 2183.4617 | 2852.5587 | 2996.1124 | 3252.8401 | 3580.0914 | 3496.2941 | 3322.0513 | 3248.9589 | 2893.2826 | 2789.6284 | 2928.358 | 2825.9719
NEM | Grid Battery | 36.6872 | 34.4502 | 117.8399 | 190.2174 | 392.1442 | 716.2096 | 702.6733 | 810.9845 | 763.6037 | 1296.1982 | 1315.8269 | 1211.1561 | 1235.4501 | 1178.6678 | 1060.9004 | 1022.4115 | 1487.7916 | 1541.3227 | 1881.9261 | 2159.3604 | 2037.5445 | 2003.7695 | 1932.9924 | 1590.354 | 1453.3877 | 1620.6284 | 1475.4174
NEM | Pumped Hydro | 3583.5374 | 5592.958 | 5298.6249 | 8707.4424 | 10988.9118 | 16800.3932 | 17012.2572 | 22588.4518 | 21820.1929 | 19803.941 | 19810.0537 | 18647.3021 | 19819.8294 | 18568.8547 | 17377.9061 | 14012.302 | 11579.6326 | 9531.5258 | 11025.3174 | 9900.1856 | 8251.5001 | 7882.275 | 7168.6513 | 8753.0164 | 6490.4463 | 5535.7968 | 4101.1816
NEM | VPP | 19.3526 | 36.6196 | 61.6707 | 85.3429 | 108.7637 | 126.4508 | 160.1576 | 183.6908 | 200.2386 | 220.9785 | 248.0223 | 265.9287 | 287.6602 | 308.5432 | 305.8677 | 315.3469 | 327.897 | 316.5224 | 326.0979 | 315.2605 | 302.2535 | 304.2925 | 307.6368 | 283.1708 | 278.9385 | 278.3192 | 265.7344
Total excluding storage |  | 578436.9807 | 486958.2361 | 463920.8569 | 411734.8722 | 338209.9508 | 311771.2107 | 278469.091 | 242977.6778 | 217913.0492 | 189715.9948 | 176123.7315 | 180151.0998 | 150093.2045 | 138989.6843 | 136970.3738 | 120561.2291 | 102464.1938 | 83361.9877 | 73466.2666 | 74452.3901 | 75954.4835 | 62741.8008 | 57711.7171 | 62665.2967 | 51723.9336 | 51329.2551 | 46191.7493
Region | Technology | 2023-24 | 2024-25 | 2025-26 | 2026-27 | 2027-28 | 2028-29 | 2029-30 | 2030-31 | 2031-32 | 2032-33 | 2033-34 | 2034-35 | 2035-36 | 2036-37 | 2037-38 | 2038-39 | 2039-40 | 2040-41 | 2041-42 | 2042-43 | 2043-44 | 2044-45 | 2045-46 | 2046-47 | 2047-48 | 2048-49 | 2049-50
NSW1 | Black Coal | 166038.888 | 131067.311 | 114351.457 | 102519.832 | 67103.7765 | 58415.765 | 46124.73 | 35389.3605 | 33358.986 | 32300.044 | 17026.2055 | 16529.3055 | 13790.8085 | 11657.038 | 12330.4795 | 11734.1975 | 0 | 0 | 0 | 0 | 0 | 0 | 0 | 0 | 0 | 0 | 0
NSW1 | Brown Coal | 0 | 0 | 0 | 0 | 0 | 0 | 0 | 0 | 0 | 0 | 0 | 0 | 0 | 0 | 0 | 0 | 0 | 0 | 0 | 0 | 0 | 0 | 0 | 0 | 0 | 0 | 0
NSW1 | CCGT | 91.8161 | 40.1074 | 1834.7388 | 3760.4265 | 4257.95 | 3435.7472 | 5407.108 | 4960.9245 | 4250.8145 | 3421.862 | 5560.6925 | 6220.437 | 3784.8272 | 3780.4242 | 3881.943 | 4207.01 | 3902.499 | 3017.3562 | 2359.1082 | 2708.3792 | 0 | 0 | 0 | 0 | 0 | 0 | 0
NSW1 | Gas - Steam | 0 | 0 | 0 | 0 | 0 | 0 | 0 | 0 | 0 | 0 | 0 | 0 | 0 | 0 | 0 | 0 | 0 | 0 | 0 | 0 | 0 | 0 | 0 | 0 | 0 | 0 | 0
NSW1 | OCGT / Diesel | 65.8384 | 31.322 | 167.3111 | 182.7517 | 112.3084 | 15.5788 | 12.3891 | 321.3101 | 56.8718 | 377.8844 | 524.4927 | 2368.7853 | 1133.844 | 2077.1183 | 867.4842 | 926.8107 | 3537.9535 | 3015.9048 | 1625.7108 | 1298.7607 | 2935.2868 | 1168.2855 | 1839.2885 | 1239.9857 | 890.0804 | 990.0833 | 1021.4932
NSW1 | Hydro | 13510.626 | 17877.5414 | 17669.104 | 16876.4282 | 13412.584 | 18303.3613 | 14450.2183 | 13892.249 | 12804.3473 | 10806.5988 | 12324.029 | 12202.3496 | 10791.8681 | 8796.0835 | 11776.9245 | 9269.7169 | 7630.1968 | 7224.0735 | 6541.1414 | 6933.0119 | 6791.3704 | 5914.4759 | 4853.1934 | 6898.0615 | 6384.8869 | 5900.4559 | 5443.6682
NSW1 | Hydrogen Turbine | 0 | 0 | 0 | 0 | 0 | 0 | 0 | 0 | 0 | 0 | 0 | 0 | 0 | 0 | 0 | 0 | 0 | 0 | 0 | 0 | 0 | 0 | 0 | 0 | 0 | 0 | 0
NSW1 | Wind | 524.0031 | 1148.7679 | 1107.2058 | 1292.3174 | 1987.232 | 2058.9584 | 1896.5449 | 1880.1498 | 1773.3879 | 1789.2806 | 1759.5646 | 1671.0774 | 1870.8738 | 1852.691 | 1848.172 | 1636.8822 | 1550.292 | 1422.8644 | 1387.8387 | 1402.5199 | 1386.6312 | 1362.1945 | 1311.9911 | 1348.7309 | 1287.989 | 1190.5935 | 1060.8323
NSW1 | Solar PV | 772.0379 | 687.1919 | 812.2864 | 849.8969 | 811.8151 | 786.8251 | 883.0964 | 1093.9747 | 1035.2473 | 989.9213 | 999.3005 | 921.5304 | 922.1042 | 870.099 | 862.967 | 875.6456 | 1036.2093 | 1005.7199 | 1079.9636 | 1008.6608 | 944.2655 | 926.7345 | 885.4206 | 843.4297 | 794.9289 | 837.2396 | 833.8229
NSW1 | Grid Battery | 1.8077 | 2.0813 | 85.5489 | 159.9817 | 364.0581 | 431.8267 | 433.7432 | 440.1991 | 398.6518 | 455.1854 | 403.8918 | 364.4715 | 357.6314 | 332.3042 | 296.6862 | 278.521 | 485.0931 | 443.9365 | 521.9276 | 468.0845 | 405.564 | 452.0376 | 391.9993 | 372.0481 | 293.4331 | 379.5807 | 357.2734
NSW1 | Pumped Hydro | 732.4032 | 1380.0037 | 1324.3837 | 3591.4103 | 5941.1042 | 14187.2562 | 14014.7084 | 18717.8968 | 18144.3627 | 16526.0032 | 16928.5533 | 16107.6671 | 16919.7755 | 16197.7157 | 15642.4241 | 12217.2801 | 9817.8753 | 7904.2387 | 9308.5386 | 8326.9075 | 6875.4575 | 6496.431 | 6037.3588 | 7824.773 | 5588.811 | 4727.9268 | 3411.0772
NSW1 | VPP | 5.0784 | 11.071 | 19.4065 | 26.997 | 34.4357 | 40.1713 | 51.0966 | 60.2227 | 66.6287 | 76.2386 | 87.078 | 93.0969 | 102.805 | 107.7336 | 107.4101 | 111.5952 | 116.0263 | 110.4775 | 115.2393 | 110.0916 | 104.5416 | 107.5551 | 106.9957 | 99.2784 | 96.861 | 97.9745 | 96.3589
Total excluding storage |  | 181742.4988 | 152245.3974 | 137371.4421 | 129260.0416 | 94025.2641 | 97675.49 | 83273.6348 | 76756.2872 | 71889.298 | 66743.0183 | 55613.8079 | 56478.7206 | 49674.5377 | 45671.2075 | 47614.4908 | 41257.6593 | 28076.1455 | 24144.5714 | 22939.4682 | 22256.416 | 19443.1169 | 16427.7141 | 15426.2474 | 18626.3074 | 15336.9903 | 14123.8543 | 12224.526
Region | Technology | 2023-24 | 2024-25 | 2025-26 | 2026-27 | 2027-28 | 2028-29 | 2029-30 | 2030-31 | 2031-32 | 2032-33 | 2033-34 | 2034-35 | 2035-36 | 2036-37 | 2037-38 | 2038-39 | 2039-40 | 2040-41 | 2041-42 | 2042-43 | 2043-44 | 2044-45 | 2045-46 | 2046-47 | 2047-48 | 2048-49 | 2049-50
QLD1 | Black Coal | 165320.0937 | 143601.3759 | 140015.9638 | 121198.562 | 101221.6518 | 75174.683 | 68323.7687 | 43936.7665 | 39463.8432 | 29231.6493 | 20661.4725 | 18938.407 | 15615.4505 | 15627.4434 | 14812.2982 | 12731.6402 | 6667.2852 | 2460.2868 | 2321.631 | 0 | 0 | 0 | 0 | 0 | 0 | 0 | 0
QLD1 | Brown Coal | 0 | 0 | 0 | 0 | 0 | 0 | 0 | 0 | 0 | 0 | 0 | 0 | 0 | 0 | 0 | 0 | 0 | 0 | 0 | 0 | 0 | 0 | 0 | 0 | 0 | 0 | 0
QLD1 | CCGT | 6919.2599 | 5486.8789 | 10194.7423 | 14510.5064 | 14541.3833 | 15715.166 | 16683.4189 | 17802.311 | 16276.384 | 14917.1829 | 19579.0487 | 20583.8402 | 15990.9854 | 12340.4129 | 11097.496 | 10841.8924 | 8785.2078 | 7394.637 | 5695.9844 | 6155.8758 | 6686.5577 | 4931.3787 | 2723.1833 | 1923.169 | 1786.2309 | 1657.4446 | 1613.1522
QLD1 | Gas - Steam | 0 | 0 | 0 | 0 | 0 | 0 | 0 | 0 | 0 | 0 | 0 | 0 | 0 | 0 | 0 | 0 | 0 | 0 | 0 | 0 | 0 | 0 | 0 | 0 | 0 | 0 | 0
QLD1 | OCGT / Diesel | 23.5782 | 0.0018142 | 23.0133 | 153.6287 | 193.4332 | 120.8344 | 36.033 | 2290.3714 | 2183.3622 | 2387.443 | 6334.6669 | 6643.4323 | 5860.5665 | 6689.9274 | 2926.9873 | 1558.3686 | 4430.9754 | 2977.1478 | 1204.2169 | 1689.447 | 2407.7456 | 1781.7945 | 2572.992 | 2388.6742 | 657.678 | 1796.8242 | 1092.2521
QLD1 | Hydro | 4790.1955 | 4543.4526 | 4412.6081 | 4012.6902 | 3874.1456 | 3734.895 | 3508.5204 | 3284.1522 | 3092.2383 | 2948.0033 | 2778.3156 | 2601.0342 | 2442.5601 | 2262.3618 | 657.6778 | 610.3353 | 451.8542 | 398.5508 | 366.1797 | 0 | 0 | 0 | 0 | 0 | 0 | 0 | 0
QLD1 | Hydrogen Turbine | 0 | 0 | 0 | 0 | 0 | 0 | 0 | 0 | 0 | 0 | 0 | 0 | 0 | 0 | 0 | 0 | 0 | 0 | 0 | 0 | 0 | 0 | 0 | 0 | 0 | 0 | 0
QLD1 | Wind | 353.7941 | 648.9752 | 650.1313 | 741.1379 | 1012.0772 | 1596.4842 | 1497.4299 | 1742.1116 | 1620.3557 | 1743.5214 | 1704.5664 | 1607.5099 | 1496.8707 | 1509.6492 | 1692.5485 | 1585.7864 | 1484.7427 | 1351.5828 | 1344.5224 | 1307.2722 | 1281.1204 | 1148.6329 | 1147.0202 | 1368.3798 | 1296.0216 | 1282.0157 | 1172.5231
QLD1 | Solar PV | 751.2148 | 663.6257 | 686.8435 | 658.4483 | 604.1521 | 543.1658 | 570.346 | 631.0773 | 690.2726 | 723.1766 | 862.0035 | 883.5427 | 832.6641 | 776.1316 | 802.3725 | 874.801 | 1266.7514 | 1343.8727 | 1324.4131 | 1764.2765 | 1624.605 | 1474.7338 | 1417.4869 | 1293.0529 | 1282.7735 | 1377.0706 | 1353.4862
QLD1 | Grid Battery | 4.6923 | 4.4314 | 4.284 | 4.1143 | 3.8958 | 262.1239 | 248.0157 | 300.2077 | 301.1263 | 419.0429 | 541.5205 | 511.5527 | 484.206 | 464.5719 | 387.5102 | 386.2148 | 599.4964 | 592.8878 | 707.187 | 1134.8831 | 1017.305 | 949.1804 | 915.2173 | 736.2521 | 721.7704 | 818.2737 | 764.8886
QLD1 | Pumped Hydro | 2851.1342 | 4212.9543 | 3974.2407 | 5116.0315 | 5047.8069 | 2613.1364 | 2997.5481 | 3870.4407 | 3595.6449 | 3162.1002 | 2766.3556 | 2435.524 | 2770.7642 | 2248.4115 | 1613.5934 | 1678.378 | 1639.0252 | 1485.8803 | 1500.9583 | 1361.8113 | 1185.8659 | 1146.3003 | 911.813 | 723.8989 | 704.1697 | 628.5488 | 533.9494
QLD1 | VPP | 4.4908 | 9.0277 | 15.1631 | 22.4641 | 28.7816 | 34.8619 | 45.8302 | 54.287 | 59.6593 | 66.8519 | 75.2572 | 81.9089 | 87.4323 | 93.9769 | 92.7386 | 96.3773 | 98.1304 | 98.9153 | 98.3256 | 99.0091 | 97.2003 | 94.1768 | 94.7254 | 90.5698 | 88.5478 | 86.7623 | 84.8762
Total excluding storage |  | 181018.4534 | 159170.7235 | 159976.9902 | 146417.5834 | 126527.3274 | 99795.3506 | 93910.9109 | 73911.7254 | 67282.8865 | 55598.9715 | 55303.2071 | 54286.7518 | 45581.4998 | 42012.8866 | 34083.2225 | 30363.7939 | 25423.4686 | 18103.7613 | 14563.4184 | 13512.5749 | 14300.3999 | 11526.1975 | 9782.4381 | 8523.9967 | 6537.1919 | 7646.94 | 6615.1278
Region | Technology | 2023-24 | 2024-25 | 2025-26 | 2026-27 | 2027-28 | 2028-29 | 2029-30 | 2030-31 | 2031-32 | 2032-33 | 2033-34 | 2034-35 | 2035-36 | 2036-37 | 2037-38 | 2038-39 | 2039-40 | 2040-41 | 2041-42 | 2042-43 | 2043-44 | 2044-45 | 2045-46 | 2046-47 | 2047-48 | 2048-49 | 2049-50
VIC1 | Black Coal | 0 | 0 | 0 | 0 | 0 | 0 | 0 | 0 | 0 | 0 | 0 | 0 | 0 | 0 | 0 | 0 | 0 | 0 | 0 | 0 | 0 | 0 | 0 | 0 | 0 | 0 | 0
VIC1 | Brown Coal | 106918.438 | 88618.5845 | 78383.357 | 58019.697 | 56060.7765 | 44728.6835 | 26769.693 | 16449.6925 | 12412.2565 | 0 | 0 | 0 | 0 | 0 | 0 | 0 | 0 | 0 | 0 | 0 | 0 | 0 | 0 | 0 | 0 | 0 | 0
VIC1 | CCGT | 0 | 0 | 0 | 0 | 0 | 0 | 0 | 0 | 0 | 0 | 0 | 0 | 0 | 0 | 0 | 0 | 0 | 0 | 0 | 0 | 0 | 0 | 0 | 0 | 0 | 0 | 0
VIC1 | Gas - Steam | 35.9228 | 36.8826 | 135.2593 | 290.6322 | 191.2472 | 400.9715 | 296.5898 | 1540.1635 | 566.2716 | 1401.8319 | 873.6883 | 1028.9423 | 892.4773 | 1003.9678 | 1044.8257 | 1036.2667 | 0 | 0 | 0 | 0 | 0 | 0 | 0 | 0 | 0 | 0 | 0
VIC1 | OCGT / Diesel | 222.6903 | 145.5005 | 339.7743 | 1173.4835 | 669.4205 | 1140.8368 | 668.3506 | 2861.2634 | 935.2705 | 4306.24 | 2724.4503 | 6772.5719 | 3079.2684 | 3749.6843 | 4998.319 | 4199.5272 | 8769.2214 | 6195.1628 | 4053.0297 | 4274.3826 | 7546.4807 | 4897.6187 | 5081.2438 | 5738.1665 | 2568.9402 | 3753.2524 | 3175.5467
VIC1 | Hydro | 18151.8772 | 20865.0511 | 20378.2749 | 18313.4861 | 14482.2131 | 20673.1161 | 16310.0411 | 13354.7686 | 12657.4237 | 10928.0481 | 12689.7098 | 12391.462 | 11184.4072 | 8866.0828 | 12733.6572 | 10067.6403 | 8249.8677 | 7798.4957 | 6742.8217 | 7820.9727 | 7677.81 | 6924.3143 | 5481.8597 | 7832.8935 | 7425.6355 | 7034.8383 | 6633.0889
VIC1 | Hydrogen Turbine | 0 | 0 | 0 | 0 | 0 | 0 | 0 | 0 | 0 | 0 | 0 | 0 | 0 | 0 | 0 | 0 | 0 | 0 | 0 | 0 | 0 | 0 | 0 | 0 | 0 | 0 | 0
VIC1 | Wind | 890.5146 | 1066.3164 | 1041.7098 | 1124.4915 | 1176.8752 | 1071.171 | 1278.6231 | 1323.3975 | 1404.661 | 1276.3279 | 1498.734 | 1389.6597 | 1360.742 | 1349.6789 | 1239.8077 | 1225.4317 | 1102.0234 | 1136.8253 | 962.8165 | 988.7809 | 899.1375 | 866.5662 | 821.4804 | 856.0389 | 905.4079 | 822.3562 | 875.5961
VIC1 | Solar PV | 192.9757 | 156.7603 | 149.5283 | 143.6514 | 133.8959 | 125.9307 | 117.4017 | 108.0095 | 101.7455 | 270.0073 | 243.3598 | 271.731 | 268.9813 | 258.1911 | 228.2008 | 260.8471 | 372.9459 | 356.9372 | 490.3242 | 471.365 | 467.2522 | 482.4843 | 485.8262 | 400.0451 | 381.104 | 379.5602 | 333.1918
VIC1 | Grid Battery | 14.0418 | 12.3517 | 13.7119 | 12.7919 | 11.5841 | 10.5125 | 9.9449 | 60.5671 | 54.6627 | 269.0567 | 234.0166 | 208.291 | 207.054 | 198.249 | 216.2483 | 208.2249 | 255.7561 | 271.3828 | 311.2712 | 269.2271 | 230.4353 | 240.7959 | 237.9347 | 206.0179 | 194.7981 | 181.563 | 151.4388
VIC1 | Pumped Hydro | 0 | 0 | 0.00012156 | 0.00026892 | 0.00025954 | 0.00023965 | 0.00024801 | 0.00043636 | 0.00042402 | 0.00042476 | 0.00041463 | 0.00038806 | 0.0038406 | 0.0035857 | 6.4213 | 6.4035 | 6.1679 | 43.2128 | 120.1568 | 124.6098 | 110.7973 | 155.7882 | 145.5777 | 129.992 | 124.1063 | 112.1967 | 99.5485
VIC1 | VPP | 3.57 | 7.838 | 16.4795 | 23.6824 | 31.4301 | 35.6653 | 44.1423 | 47.7471 | 49.8944 | 51.0546 | 55.607 | 59.4101 | 64.162 | 70.5818 | 69.9285 | 71.6922 | 76.8685 | 71.7342 | 76.1916 | 71.274 | 65.5866 | 67.8084 | 69.688 | 61.2242 | 62.9755 | 62.1789 | 56.2819
Total excluding storage |  | 126430.0303 | 110909.2851 | 100458.0952 | 79101.9162 | 72757.4429 | 68186.8876 | 45494.7869 | 35745.6098 | 28182.1864 | 18502.567 | 18319.5663 | 22122.0683 | 17057.096 | 15496.4392 | 20537.4085 | 17076.0334 | 18832.8509 | 15873.7508 | 12756.6117 | 14020.6121 | 16997.4997 | 13635.3759 | 12323.6105 | 15224.3782 | 11662.9674 | 12345.9456 | 11324.6926
Region | Technology | 2023-24 | 2024-25 | 2025-26 | 2026-27 | 2027-28 | 2028-29 | 2029-30 | 2030-31 | 2031-32 | 2032-33 | 2033-34 | 2034-35 | 2035-36 | 2036-37 | 2037-38 | 2038-39 | 2039-40 | 2040-41 | 2041-42 | 2042-43 | 2043-44 | 2044-45 | 2045-46 | 2046-47 | 2047-48 | 2048-49 | 2049-50
SA1 | Black Coal | 0 | 0 | 0 | 0 | 0 | 0 | 0 | 0 | 0 | 0 | 0 | 0 | 0 | 0 | 0 | 0 | 0 | 0 | 0 | 0 | 0 | 0 | 0 | 0 | 0 | 0 | 0
SA1 | Brown Coal | 0 | 0 | 0 | 0 | 0 | 0 | 0 | 0 | 0 | 0 | 0 | 0 | 0 | 0 | 0 | 0 | 0 | 0 | 0 | 0 | 0 | 0 | 0 | 0 | 0 | 0 | 0
SA1 | CCGT | 7268.5527 | 4804.035 | 7020.592 | 4279.7695 | 3793.0105 | 5562.4615 | 4867.9245 | 6377.042 | 4580.2755 | 4975.469 | 5047.4945 | 5826.7045 | 3721.7068 | 4191.1832 | 0 | 0 | 0 | 0 | 0 | 0 | 0 | 0 | 0 | 0 | 0 | 0 | 0
SA1 | Gas - Steam | 203.0213 | 181.6772 | 515.7445 | 0 | 0 | 0 | 0 | 0 | 0 | 0 | 0 | 0 | 0 | 0 | 0 | 0 | 0 | 0 | 0 | 0 | 0 | 0 | 0 | 0 | 0 | 0 | 0
SA1 | OCGT / Diesel | 1563.4237 | 1356.0437 | 2566.5947 | 1590.3854 | 1260.9257 | 1943.7751 | 1689.791 | 3223.6182 | 2146.6091 | 2475.0198 | 2913.7676 | 4164.212 | 2220.0357 | 2272.8774 | 3200.407 | 2792.9935 | 3437.532 | 2183.1495 | 1417.2753 | 1651.1213 | 1983.5648 | 355.5049 | 256.4886 | 141.3429 | 96.2709 | 119.7903 | 160.8603
SA1 | Hydro | 0 | 0 | 0 | 0 | 0 | 0 | 0 | 0 | 0 | 0 | 0 | 0 | 0 | 0 | 0 | 0 | 0 | 0 | 0 | 0 | 0 | 0 | 0 | 0 | 0 | 0 | 0
SA1 | Hydrogen Turbine | 0 | 0 | 0 | 0 | 0 | 0 | 0 | 0 | 0 | 0 | 0 | 0 | 0 | 0 | 0 | 0 | 0 | 0 | 0 | 0 | 0 | 0 | 0 | 0 | 0 | 0 | 0
SA1 | Wind | 590.9622 | 655.7738 | 604.255 | 716.5927 | 669.2815 | 770.3704 | 737.2934 | 672.924 | 691.6909 | 614.4421 | 591.7025 | 508.5854 | 540.1707 | 498.9654 | 557.8523 | 545.4442 | 481.9703 | 475.0025 | 423.0232 | 459.1425 | 390.8949 | 427.3573 | 381.9349 | 449.6181 | 468.5825 | 451.6619 | 460.3737
SA1 | Solar PV | 113.1603 | 92.2145 | 89.4776 | 81.8726 | 78.3254 | 72.914 | 66.7875 | 60.0166 | 57.306 | 144.0625 | 129.8238 | 179.0701 | 173.3925 | 177.4524 | 174.5657 | 171.4132 | 175.9245 | 288.9562 | 357.4995 | 335.1267 | 446.7488 | 414.7864 | 438.7724 | 339.157 | 313.4287 | 317.3133 | 290.4714
SA1 | Grid Battery | 16.1454 | 15.5857 | 14.295 | 13.3294 | 12.6061 | 11.7463 | 10.9693 | 10.0103 | 9.1625 | 152.9129 | 136.3977 | 126.8406 | 186.5583 | 183.5424 | 160.4554 | 149.4506 | 147.4457 | 233.1153 | 341.54 | 287.1654 | 384.2398 | 361.7553 | 387.8409 | 276.0355 | 243.3857 | 241.2106 | 201.8161
SA1 | Pumped Hydro | 0 | 0 | 0.00011575 | 0.00015947 | 0.00015586 | 0.00014561 | 0.00014351 | 0.00017973 | 0.00017608 | 0.00016633 | 0.00016021 | 0.00015614 | 0.00018162 | 0.00017569 | 0.00018261 | 0.00017708 | 0.00017538 | 0.00018829 | 0.00020932 | 0.00019825 | 0.00019192 | 0.00022586 | 0.0002175 | 0.00019885 | 0.00019198 | 0.00018245 | 0.00019248
SA1 | VPP | 6.1749 | 8.3584 | 10.1774 | 11.4347 | 12.86 | 14.1303 | 16.6881 | 18.4581 | 20.1973 | 23.0129 | 25.8495 | 27.2902 | 28.8406 | 31.4572 | 31.0272 | 31.0979 | 31.5636 | 29.8305 | 31.3375 | 30.0084 | 30.5674 | 30.3246 | 31.8802 | 28.1616 | 26.6405 | 27.0797 | 24.5729
Total excluding storage |  | 9761.4405 | 7113.6883 | 10821.1363 | 6693.3844 | 5827.0094 | 8375.3978 | 7389.4539 | 10362.0694 | 7505.2415 | 8384.9194 | 8845.0357 | 10832.7029 | 6870.705 | 7355.4781 | 4124.3078 | 3690.3996 | 4274.4362 | 3210.0542 | 2570.6757 | 2762.5644 | 3236.0159 | 1589.7287 | 1496.9173 | 1234.3154 | 1148.3085 | 1157.056 | 1138.0946
Region | Technology | 2023-24 | 2024-25 | 2025-26 | 2026-27 | 2027-28 | 2028-29 | 2029-30 | 2030-31 | 2031-32 | 2032-33 | 2033-34 | 2034-35 | 2035-36 | 2036-37 | 2037-38 | 2038-39 | 2039-40 | 2040-41 | 2041-42 | 2042-43 | 2043-44 | 2044-45 | 2045-46 | 2046-47 | 2047-48 | 2048-49 | 2049-50
TAS1 | Black Coal | 0 | 0 | 0 | 0 | 0 | 0 | 0 | 0 | 0 | 0 | 0 | 0 | 0 | 0 | 0 | 0 | 0 | 0 | 0 | 0 | 0 | 0 | 0 | 0 | 0 | 0 | 0
TAS1 | Brown Coal | 0 | 0 | 0 | 0 | 0 | 0 | 0 | 0 | 0 | 0 | 0 | 0 | 0 | 0 | 0 | 0 | 0 | 0 | 0 | 0 | 0 | 0 | 0 | 0 | 0 | 0 | 0
TAS1 | CCGT | 0 | 0 | 0 | 0 | 0 | 0 | 0 | 0 | 0 | 0 | 0 | 0 | 0 | 0 | 0 | 0 | 0 | 0 | 0 | 0 | 0 | 0 | 0 | 0 | 0 | 0 | 0
TAS1 | Gas - Steam | 0 | 0 | 0 | 0 | 0 | 0 | 0 | 0 | 0 | 0 | 0 | 0 | 0 | 0 | 0 | 0 | 0 | 0 | 0 | 0 | 0 | 0 | 0 | 0 | 0 | 0 | 0
TAS1 | OCGT / Diesel | 0.00054837 | 0.00068535 | 0.00068946 | 1.5437 | 0.0006784 | 0.00068637 | 7.213 | 36.5468 | 21.199 | 90.4565 | 58.6491 | 172.6522 | 62.3513 | 58.0508 | 136.5947 | 59.8215 | 234.3618 | 38.5496 | 37.7351 | 36.3337 | 46.4244 | 13.5477 | 17.7247 | 8.2347 | 8.6401 | 26.3909 | 17.0443
TAS1 | Hydro | 79320.9708 | 57156.5848 | 54925.5033 | 49902.9646 | 38628.7701 | 37283.6827 | 47848.7652 | 45659.0191 | 42220.9853 | 39554.9742 | 37214.1693 | 35518.3867 | 30107.8811 | 27666.142 | 29803.6966 | 27491.9412 | 25034.5894 | 21406.7111 | 20051.1982 | 21365.0665 | 21436.2557 | 19066.0918 | 18190.2107 | 18602.7415 | 16615.817 | 15644.1508 | 14493.8881
TAS1 | Hydrogen Turbine | 0 | 0 | 0 | 0 | 0 | 0 | 0 | 0 | 0 | 0 | 0 | 0 | 0 | 0 | 0 | 0 | 0 | 0 | 0 | 0 | 0 | 0 | 0 | 0 | 0 | 0 | 0
TAS1 | Wind | 163.5479 | 362.2317 | 367.2445 | 356.6731 | 442.8795 | 452.7791 | 541.9253 | 503.3304 | 727.2086 | 721.4301 | 649.9209 | 631.4833 | 605.4269 | 601.962 | 549.6674 | 506.0004 | 465.7413 | 480.2038 | 445.8519 | 406.4254 | 397.6112 | 371.6495 | 374.8663 | 349.4356 | 319.3519 | 296.2948 | 303.1249
TAS1 | Solar PV | 0 | 2.5344e-05 | 2.3687e-05 | 2.5006e-05 | 2.2562e-05 | 1.8309e-05 | 1.8411e-05 | 2.4734e-05 | 2.2458e-05 | 4.173e-05 | 4.1677e-05 | 0.00048023 | 0.00046446 | 0.00041678 | 0.75475 | 0.75486 | 0.72769 | 0.62632 | 0.63973 | 0.66247 | 13.4226 | 23.3124 | 21.4527 | 17.5978 | 17.3933 | 17.1743 | 14.9997
TAS1 | Grid Battery | 0 | 0.00010931 | 0.00012044 | 0.0001295 | 0.00014845 | 0.00014211 | 0.0001639 | 0.0002446 | 0.00030444 | 0.00030866 | 0.00030913 | 0.00028988 | 0.00029824 | 0.00028685 | 0.00026888 | 0.0002672 | 0.00030245 | 0.00034989 | 0.00033472 | 0.00030289 | 0.000322 | 0.0003552 | 0.00031869 | 0.00030326 | 0.0003269 | 0.00034913 | 0.00046569
TAS1 | Pumped Hydro | 0 | 0 | 0.00019073 | 0.0001951 | 0.00022194 | 0.00023358 | 0.00032922 | 0.11372 | 80.1847 | 115.8369 | 115.1442 | 104.1105 | 129.2857 | 122.7237 | 115.4671 | 110.2403 | 116.5639 | 98.1939 | 95.6634 | 86.8568 | 79.3793 | 83.7553 | 73.9016 | 74.3523 | 73.3591 | 67.1243 | 56.6063
TAS1 | VPP | 0.03847 | 0.32445 | 0.44422 | 0.76464 | 1.2563 | 1.6219 | 2.4005 | 2.9759 | 3.8588 | 3.8206 | 4.2306 | 4.2227 | 4.4203 | 4.7937 | 4.7634 | 4.5844 | 5.3082 | 5.5648 | 5.0038 | 4.8775 | 4.3576 | 4.4276 | 4.3474 | 3.9368 | 3.9136 | 4.3237 | 3.6445
Total excluding storage |  | 79484.5577 | 57519.1417 | 55293.1931 | 50261.9464 | 39072.9069 | 37738.0847 | 48400.3045 | 46201.9861 | 43053.4368 | 40486.5187 | 38042.1145 | 36430.8562 | 30909.366 | 28453.6729 | 30610.9443 | 28173.3429 | 25857.2926 | 22029.85 | 20636.0926 | 21900.2227 | 21977.451 | 19562.7846 | 18682.5038 | 19056.299 | 17038.4754 | 16055.4592 | 14889.3082
Explicitly modelled pumping
Region | Technology | 2023-24 | 2024-25 | 2025-26 | 2026-27 | 2027-28 | 2028-29 | 2029-30 | 2030-31 | 2031-32 | 2032-33 | 2033-34 | 2034-35 | 2035-36 | 2036-37 | 2037-38 | 2038-39 | 2039-40 | 2040-41 | 2041-42 | 2042-43 | 2043-44 | 2044-45 | 2045-46 | 2046-47 | 2047-48 | 2048-49 | 2049-50
NEM | Grid Battery pump | 43.4353 | 40.9569 | 41.0202 | 38.4266 | 35.7939 | 32.6429 | 30.7854 | 28.3975 | 26.2349 | 25.0622 | 21.31 | 18.4376 | 17.2165 | 15.3823 | 13.7903 | 12.9838 | 12.9052 | 11.5393 | 7.5317 | 7.0687 | 3.3733 | 3.1137 | 2.9806 | 2.5707 | 2.3707 | 2.2886 | 2.0896
NEM | Pumped Hydro Pump | 8460.214 | 13926.8563 | 12375.4315 | 19029.3369 | 22843.4183 | 25499.6926 | 28832.8769 | 35207.5788 | 35838.9795 | 31348.6492 | 31864.8086 | 28273.3981 | 30984.3737 | 29037.2914 | 26097.5853 | 22106.9485 | 17286.6065 | 14493.7141 | 16504.6534 | 15431.3703 | 11673.542 | 11703.0099 | 11012.9074 | 12507.8196 | 9690.7201 | 7489.3078 | 5712.6557
NEM | VPP pump | 22.7018 | 43.1329 | 72.5923 | 100.3245 | 128.1127 | 148.6248 | 188.5637 | 215.9865 | 236.1167 | 259.6405 | 291.8214 | 313.1067 | 338.1579 | 362.9088 | 360.5485 | 371.2277 | 384.9139 | 373.3647 | 382.8877 | 371.2429 | 355.296 | 358.0016 | 362.4109 | 332.7392 | 328.7176 | 326.8307 | 312.5197
Region | Technology | 2023-24 | 2024-25 | 2025-26 | 2026-27 | 2027-28 | 2028-29 | 2029-30 | 2030-31 | 2031-32 | 2032-33 | 2033-34 | 2034-35 | 2035-36 | 2036-37 | 2037-38 | 2038-39 | 2039-40 | 2040-41 | 2041-42 | 2042-43 | 2043-44 | 2044-45 | 2045-46 | 2046-47 | 2047-48 | 2048-49 | 2049-50
NSW1 | Grid Battery pump | 2.1441 | 2.4769 | 2.701 | 2.5895 | 2.3749 | 2.0959 | 1.9637 | 1.9334 | 1.7798 | 1.7061 | 1.6006 | 1.4007 | 1.3686 | 0 | 0 | 0 | 0 | 0 | 0 | 0 | 0 | 0 | 0 | 0 | 0 | 0 | 0
NSW1 | Pumped Hydro Pump | 4396.126 | 7971.905 | 6884.8363 | 12005.6144 | 15888.158 | 22008.0946 | 24809.6333 | 29984.0278 | 30984.8335 | 27113.5834 | 28215.7067 | 25069.3073 | 27331.4986 | 26079.1051 | 24406.7663 | 20397.7465 | 15722.5028 | 13070.776 | 15063.1256 | 14132.13 | 10542.8911 | 10568.8734 | 10147.0965 | 11958.3496 | 9109.1555 | 6995.4626 | 5293.5567
NSW1 | VPP pump | 5.9545 | 13.0319 | 22.8256 | 31.7626 | 40.5254 | 47.252 | 60.1169 | 70.8542 | 78.5899 | 89.5017 | 102.4807 | 109.6306 | 120.8235 | 126.7537 | 126.7532 | 131.308 | 136.1315 | 130.3579 | 135.2196 | 129.5377 | 122.9855 | 126.5266 | 126.1044 | 116.6221 | 114.2513 | 114.9501 | 113.3716
Region | Technology | 2023-24 | 2024-25 | 2025-26 | 2026-27 | 2027-28 | 2028-29 | 2029-30 | 2030-31 | 2031-32 | 2032-33 | 2033-34 | 2034-35 | 2035-36 | 2036-37 | 2037-38 | 2038-39 | 2039-40 | 2040-41 | 2041-42 | 2042-43 | 2043-44 | 2044-45 | 2045-46 | 2046-47 | 2047-48 | 2048-49 | 2049-50
QLD1 | Grid Battery pump | 5.5703 | 5.2756 | 5.1137 | 4.8843 | 4.6378 | 4.2165 | 3.9374 | 3.7867 | 3.5679 | 3.468 | 3.2244 | 2.9888 | 2.7511 | 2.6316 | 2.3239 | 2.2186 | 2.1561 | 2.0964 | 2.0422 | 1.9852 | 1.8486 | 1.7093 | 1.6487 | 1.4783 | 1.395 | 1.327 | 1.2609
QLD1 | Pumped Hydro Pump | 4064.088 | 5954.9513 | 5490.5952 | 7023.7225 | 6955.2603 | 3491.598 | 4023.2436 | 5223.551 | 4854.146 | 4235.0658 | 3649.1019 | 3204.0908 | 3652.8751 | 2958.1863 | 1690.819 | 1709.2021 | 1564.1037 | 1422.9381 | 1441.5278 | 1299.2403 | 1130.6509 | 1134.1365 | 865.8109 | 549.47 | 581.5646 | 493.8452 | 419.099
QLD1 | VPP pump | 5.2684 | 10.6213 | 17.8871 | 26.3822 | 33.8622 | 41.0161 | 53.9207 | 63.8704 | 70.3793 | 78.4656 | 88.6013 | 96.4831 | 102.8283 | 110.4364 | 109.4334 | 113.2041 | 115.3223 | 116.5772 | 115.6501 | 116.4921 | 114.3409 | 110.8032 | 111.3879 | 106.6693 | 104.0399 | 102.1579 | 99.729
Region | Technology | 2023-24 | 2024-25 | 2025-26 | 2026-27 | 2027-28 | 2028-29 | 2029-30 | 2030-31 | 2031-32 | 2032-33 | 2033-34 | 2034-35 | 2035-36 | 2036-37 | 2037-38 | 2038-39 | 2039-40 | 2040-41 | 2041-42 | 2042-43 | 2043-44 | 2044-45 | 2045-46 | 2046-47 | 2047-48 | 2048-49 | 2049-50
VIC1 | Grid Battery pump | 16.6761 | 14.7523 | 16.3193 | 15.1863 | 13.8308 | 12.4747 | 11.8753 | 10.8782 | 10.0581 | 9.4249 | 6.6598 | 6.044 | 5.6071 | 5.4094 | 4.8076 | 4.5579 | 4.7736 | 3.9851 | 0 | 0 | 0 | 0 | 0 | 0 | 0 | 0 | 0
VIC1 | Pumped Hydro Pump | 0 | 0 | 0 | 0 | 0 | 0 | 0 | 0 | 0 | 0 | 0 | 0 | 0 | 0 | 0 | 0 | 0 | 0 | 0 | 0 | 0 | 0 | 0 | 0 | 0 | 0 | 0
VIC1 | VPP pump | 4.1884 | 9.248 | 19.3987 | 27.8269 | 37.071 | 41.8691 | 52.0072 | 56.1043 | 58.8443 | 60.038 | 65.3783 | 69.9306 | 75.3933 | 83.0431 | 82.2767 | 84.6229 | 90.1798 | 84.6594 | 89.3693 | 84.1025 | 76.9224 | 79.7807 | 82.2509 | 71.7757 | 74.3511 | 72.9013 | 66.2196
Region | Technology | 2023-24 | 2024-25 | 2025-26 | 2026-27 | 2027-28 | 2028-29 | 2029-30 | 2030-31 | 2031-32 | 2032-33 | 2033-34 | 2034-35 | 2035-36 | 2036-37 | 2037-38 | 2038-39 | 2039-40 | 2040-41 | 2041-42 | 2042-43 | 2043-44 | 2044-45 | 2045-46 | 2046-47 | 2047-48 | 2048-49 | 2049-50
SA1 | Grid Battery pump | 19.0448 | 18.4522 | 16.8861 | 15.7665 | 14.9503 | 13.8558 | 13.009 | 11.7992 | 10.829 | 10.4632 | 9.8251 | 8.0041 | 7.4896 | 7.3413 | 6.6589 | 6.2073 | 5.9755 | 5.4577 | 5.4894 | 5.0835 | 1.5247 | 1.4043 | 1.3319 | 1.0924 | 0.97574 | 0.96159 | 0.82869
SA1 | Pumped Hydro Pump | 0 | 0 | 0 | 0 | 0 | 0 | 0 | 0 | 0 | 0 | 0 | 0 | 0 | 0 | 0 | 0 | 0 | 0 | 0 | 0 | 0 | 0 | 0 | 0 | 0 | 0 | 0
SA1 | VPP pump | 7.2466 | 9.8476 | 11.9604 | 13.4533 | 15.169 | 16.5862 | 19.6858 | 21.6651 | 23.7631 | 27.1376 | 30.3765 | 32.0831 | 33.9325 | 37.011 | 36.5051 | 36.698 | 37.0356 | 35.1964 | 36.7618 | 35.372 | 35.945 | 35.6819 | 37.5271 | 33.0654 | 31.4457 | 31.759 | 28.9113
Region | Technology | 2023-24 | 2024-25 | 2025-26 | 2026-27 | 2027-28 | 2028-29 | 2029-30 | 2030-31 | 2031-32 | 2032-33 | 2033-34 | 2034-35 | 2035-36 | 2036-37 | 2037-38 | 2038-39 | 2039-40 | 2040-41 | 2041-42 | 2042-43 | 2043-44 | 2044-45 | 2045-46 | 2046-47 | 2047-48 | 2048-49 | 2049-50
TAS1 | Grid Battery pump | 0 | 0 | 0 | 0 | 0 | 0 | 0 | 0 | 0 | 0 | 0 | 0 | 0 | 0 | 0 | 0 | 0 | 0 | 0 | 0 | 0 | 0 | 0 | 0 | 0 | 0 | 0
TAS1 | Pumped Hydro Pump | 0 | 0 | 0 | 0 | 0 | 0 | 0 | 0 | 0 | 0 | 0 | 0 | 0 | 0 | 0 | 0 | 0 | 0 | 0 | 0 | 0 | 0 | 0 | 0 | 0 | 0 | 0
TAS1 | VPP pump | 0.043921 | 0.38406 | 0.52055 | 0.89947 | 1.4851 | 1.9013 | 2.8331 | 3.4925 | 4.5402 | 4.4977 | 4.9846 | 4.9792 | 5.1803 | 5.6646 | 5.5802 | 5.3947 | 6.2447 | 6.5737 | 5.887 | 5.7386 | 5.1022 | 5.2091 | 5.1406 | 4.6067 | 4.6297 | 5.0624 | 4.2881

## BaseCase_FOM Cost
FOM cost by technology ($000s) - BaseCase, Step Change Scenario
FOM | Real June 2021 dollars discounted to 1 July 2021. For new entrant capacity, the FOM is incurred annually in modelling. For existing capacity, FOM is considered to be a sunk cost, since the fixed retirement dates are assumed to be the same in the Base Case and the option case.
Explicitly modelled generation
Region | Technology | 2023-24 | 2024-25 | 2025-26 | 2026-27 | 2027-28 | 2028-29 | 2029-30 | 2030-31 | 2031-32 | 2032-33 | 2033-34 | 2034-35 | 2035-36 | 2036-37 | 2037-38 | 2038-39 | 2039-40 | 2040-41 | 2041-42 | 2042-43 | 2043-44 | 2044-45 | 2045-46 | 2046-47 | 2047-48 | 2048-49 | 2049-50
NEM | Black Coal | 0 | 0 | 0 | 0 | 0 | 0 | 0 | 0 | 0 | 0 | 0 | 0 | 0 | 0 | 0 | 0 | 0 | 0 | 0 | 0 | 0 | 0 | 0 | 0 | 0 | 0 | 0
NEM | Brown Coal | 0 | 0 | 0 | 0 | 0 | 0 | 0 | 0 | 0 | 0 | 0 | 0 | 0 | 0 | 0 | 0 | 0 | 0 | 0 | 0 | 0 | 0 | 0 | 0 | 0 | 0 | 0
NEM | CCGT | 0 | 0 | 0 | 0 | 0 | 0 | 0 | 0 | 0 | 0 | 0 | 0 | 0 | 0 | 0 | 0 | 0 | 0 | 0 | 0 | 0 | 0 | 0 | 0 | 0 | 0 | 0
NEM | Gas - Steam | 0 | 0 | 0 | 0 | 0 | 0 | 0 | 0 | 0 | 0 | 0 | 0 | 0 | 0 | 0 | 0 | 0 | 0 | 0 | 0 | 0 | 0 | 0 | 0 | 0 | 0 | 0
NEM | OCGT / Diesel | 0 | 0.0081581 | 0.0077328 | 0.0075506 | 0.0072111 | 259.7195 | 246.1797 | 233.346 | 221.7708 | 209.6199 | 198.6919 | 188.3343 | 4679.4763 | 4423.0792 | 10029.8797 | 9506.995 | 9035.3957 | 8540.3299 | 9138.7368 | 8662.3098 | 11446.0626 | 16362.5168 | 15509.4946 | 20790.6729 | 19759.3409 | 24120.5929 | 22863.1213
NEM | Hydro | 0 | 0 | 0 | 0 | 0 | 0 | 0 | 0 | 0 | 0 | 0 | 0 | 0 | 0 | 0 | 0 | 0 | 0 | 0 | 0 | 0 | 0 | 0 | 0 | 0 | 0 | 0
NEM | Hydrogen Turbine | 0 | 0 | 0 | 0 | 0 | 0 | 0 | 0 | 0 | 0 | 0 | 0 | 0 | 0 | 0 | 0 | 0 | 0 | 0 | 0 | 0 | 0 | 0 | 0 | 0 | 0 | 0
NEM | Wind | 0 | 117002.7122 | 111990.9402 | 149418.573 | 228042.8617 | 300818.0858 | 317622.6519 | 357710.9501 | 353084.9126 | 370805.7467 | 398299.9155 | 381007.3951 | 383912.8846 | 371755.659 | 397887.5572 | 380539.6184 | 368382.4083 | 356398.0889 | 342084.5956 | 358740.652 | 360621.0774 | 342488.9333 | 345605.2981 | 422502.4566 | 443879.9887 | 424688.2891 | 417279.5554
NEM | Solar PV | 0 | 0.051356 | 12585.9546 | 11929.8229 | 11338.0629 | 21163.6813 | 30493.5039 | 54404.8061 | 57201.4198 | 82426.3647 | 98651.2316 | 111185.6337 | 105670.2144 | 100086.8357 | 131850.7365 | 138290.0522 | 212207.0251 | 244666.2972 | 262015.9153 | 304850.2592 | 315984.0051 | 299667.6975 | 290537.0127 | 300746.4467 | 294118.0378 | 295727.3184 | 304781.9355
NEM | Grid Battery | 0 | 0.048786 | 9107.2248 | 8632.4813 | 20308.1732 | 42249.4253 | 41344.5269 | 45728.5614 | 44765.5373 | 77921.3045 | 84453.2549 | 80050.4789 | 82251.3324 | 77744.6322 | 77959.6956 | 73895.4478 | 101636.7237 | 111737.3941 | 127657.3339 | 150756.7763 | 150706.0107 | 149899.6553 | 142085.017 | 139086.4955 | 132187.0421 | 150978.027 | 143223.9604
NEM | Pumped Hydro | 0 | 0 | 6082.1666 | 5765.0956 | 5479.1172 | 7738.7833 | 7335.3444 | 6958.2208 | 9631.494 | 11621.8585 | 12350.5084 | 11706.6437 | 12876.086 | 12170.5819 | 23703.4683 | 22467.7427 | 25143.004 | 25111.2167 | 26354.8672 | 25685.2184 | 24411.0906 | 24996.551 | 23693.4176 | 25658.979 | 24386.1524 | 23049.9914 | 21848.3335
NEM | VPP | 0 | 0 | 0 | 0 | 0 | 0 | 0 | 0 | 0 | 0 | 0 | 0 | 0 | 0 | 0 | 0 | 0 | 0 | 0 | 0 | 0 | 0 | 0 | 0 | 0 | 0 | 0
Total excluding storage |  | 0 | 117002.8205 | 139766.294 | 175745.9804 | 265168.2221 | 372229.6952 | 397042.2068 | 465035.8843 | 464905.1344 | 542984.8942 | 593953.6023 | 584138.4856 | 589389.9937 | 566180.788 | 641431.3373 | 624699.856 | 716404.5567 | 746453.3267 | 767251.4488 | 848695.2157 | 863168.2464 | 833415.354 | 817430.24 | 908785.0507 | 914330.5619 | 918564.2188 | 909996.9061
Region | Technology | 2023-24 | 2024-25 | 2025-26 | 2026-27 | 2027-28 | 2028-29 | 2029-30 | 2030-31 | 2031-32 | 2032-33 | 2033-34 | 2034-35 | 2035-36 | 2036-37 | 2037-38 | 2038-39 | 2039-40 | 2040-41 | 2041-42 | 2042-43 | 2043-44 | 2044-45 | 2045-46 | 2046-47 | 2047-48 | 2048-49 | 2049-50
NSW1 | Black Coal | 0 | 0 | 0 | 0 | 0 | 0 | 0 | 0 | 0 | 0 | 0 | 0 | 0 | 0 | 0 | 0 | 0 | 0 | 0 | 0 | 0 | 0 | 0 | 0 | 0 | 0 | 0
NSW1 | Brown Coal | 0 | 0 | 0 | 0 | 0 | 0 | 0 | 0 | 0 | 0 | 0 | 0 | 0 | 0 | 0 | 0 | 0 | 0 | 0 | 0 | 0 | 0 | 0 | 0 | 0 | 0 | 0
NSW1 | CCGT | 0 | 0 | 0 | 0 | 0 | 0 | 0 | 0 | 0 | 0 | 0 | 0 | 0 | 0 | 0 | 0 | 0 | 0 | 0 | 0 | 0 | 0 | 0 | 0 | 0 | 0 | 0
NSW1 | Gas - Steam | 0 | 0 | 0 | 0 | 0 | 0 | 0 | 0 | 0 | 0 | 0 | 0 | 0 | 0 | 0 | 0 | 0 | 0 | 0 | 0 | 0 | 0 | 0 | 0 | 0 | 0 | 0
NSW1 | OCGT / Diesel | 0 | 0.0035081 | 0.0033252 | 0.0031519 | 0.0029963 | 0.0028354 | 0.0026915 | 0.0025549 | 0.0024302 | 0.0022997 | 0.0021852 | 0.0020778 | 0.0019758 | 0.0018728 | 2463.8839 | 2335.435 | 2219.5845 | 2097.9694 | 1988.5966 | 1884.9257 | 1791.423 | 1693.2677 | 1604.9931 | 3791.585 | 3603.5015 | 3406.059 | 3228.492
NSW1 | Hydro | 0 | 0 | 0 | 0 | 0 | 0 | 0 | 0 | 0 | 0 | 0 | 0 | 0 | 0 | 0 | 0 | 0 | 0 | 0 | 0 | 0 | 0 | 0 | 0 | 0 | 0 | 0
NSW1 | Hydrogen Turbine | 0 | 0 | 0 | 0 | 0 | 0 | 0 | 0 | 0 | 0 | 0 | 0 | 0 | 0 | 0 | 0 | 0 | 0 | 0 | 0 | 0 | 0 | 0 | 0 | 0 | 0 | 0
NSW1 | Wind | 0 | 53907.3403 | 52184.9004 | 67164.7164 | 124484.6564 | 129492.772 | 126741.5872 | 130409.4234 | 123940.3973 | 125922.8701 | 129468.001 | 124739.7319 | 138674.9537 | 137805.0445 | 135488.3877 | 128425.0148 | 125652.4922 | 124380.3998 | 117896.1139 | 128447.5257 | 136431.3531 | 128956.0297 | 122416.635 | 121813.3846 | 127106.28 | 120141.8983 | 114520.567
NSW1 | Solar PV | 0 | 0.020872 | 12585.9181 | 11929.781 | 11338.0228 | 18901.398 | 27960.0397 | 44473.5596 | 42267.426 | 39967.5646 | 44405.6746 | 42090.6896 | 40002.7594 | 37967.8124 | 51350.1813 | 53864.1554 | 68877.0377 | 73214.7275 | 79391.2084 | 79559.0094 | 78209.9835 | 73924.7154 | 70070.8204 | 76666.7182 | 78539.0524 | 77743.0186 | 85105.5783
NSW1 | Grid Battery | 0 | 0.03085 | 9107.2052 | 8632.4247 | 20308.1157 | 26496.956 | 26413.2748 | 25036.2875 | 23794.3504 | 26237.5831 | 24869.7475 | 23573.2205 | 22403.8626 | 21176.3143 | 20072.3363 | 19025.9115 | 32102.6357 | 30343.6787 | 32023.7937 | 31917.1126 | 30333.8541 | 31418.8137 | 29780.9015 | 32637.0962 | 31018.1171 | 39474.7246 | 37461.2669
NSW1 | Pumped Hydro | 0 | 0 | 6082.1498 | 5765.071 | 5479.0921 | 5178.8832 | 4908.8942 | 4652.9804 | 4422.167 | 4179.8685 | 3961.9607 | 3755.4131 | 3569.124 | 3373.5653 | 3197.6983 | 3030.9937 | 2880.6398 | 2722.8043 | 2580.8573 | 2446.3104 | 2324.96 | 2197.5725 | 2083.0072 | 1974.4226 | 1876.4804 | 1773.6646 | 1681.1987
NSW1 | VPP | 0 | 0 | 0 | 0 | 0 | 0 | 0 | 0 | 0 | 0 | 0 | 0 | 0 | 0 | 0 | 0 | 0 | 0 | 0 | 0 | 0 | 0 | 0 | 0 | 0 | 0 | 0
Total excluding storage |  | 0 | 53907.3956 | 79960.1769 | 93491.9963 | 161609.89 | 180070.0121 | 186023.7986 | 204572.2534 | 194424.3431 | 196307.8885 | 202705.386 | 194159.0572 | 204650.7017 | 200322.7384 | 212572.4875 | 206681.5103 | 231732.3899 | 232759.5799 | 233880.57 | 244254.8838 | 249091.5737 | 238190.399 | 225956.3571 | 236883.2065 | 242143.4313 | 242539.3651 | 241997.103
Region | Technology | 2023-24 | 2024-25 | 2025-26 | 2026-27 | 2027-28 | 2028-29 | 2029-30 | 2030-31 | 2031-32 | 2032-33 | 2033-34 | 2034-35 | 2035-36 | 2036-37 | 2037-38 | 2038-39 | 2039-40 | 2040-41 | 2041-42 | 2042-43 | 2043-44 | 2044-45 | 2045-46 | 2046-47 | 2047-48 | 2048-49 | 2049-50
QLD1 | Black Coal | 0 | 0 | 0 | 0 | 0 | 0 | 0 | 0 | 0 | 0 | 0 | 0 | 0 | 0 | 0 | 0 | 0 | 0 | 0 | 0 | 0 | 0 | 0 | 0 | 0 | 0 | 0
QLD1 | Brown Coal | 0 | 0 | 0 | 0 | 0 | 0 | 0 | 0 | 0 | 0 | 0 | 0 | 0 | 0 | 0 | 0 | 0 | 0 | 0 | 0 | 0 | 0 | 0 | 0 | 0 | 0 | 0
QLD1 | CCGT | 0 | 0 | 0 | 0 | 0 | 0 | 0 | 0 | 0 | 0 | 0 | 0 | 0 | 0 | 0 | 0 | 0 | 0 | 0 | 0 | 0 | 0 | 0 | 0 | 0 | 0 | 0
QLD1 | Gas - Steam | 0 | 0 | 0 | 0 | 0 | 0 | 0 | 0 | 0 | 0 | 0 | 0 | 0 | 0 | 0 | 0 | 0 | 0 | 0 | 0 | 0 | 0 | 0 | 0 | 0 | 0 | 0
QLD1 | OCGT / Diesel | 0 | 0.0009499 | 0.00090038 | 0.00091312 | 0.0008742 | 259.7135 | 246.1739 | 233.3402 | 221.7653 | 209.6143 | 198.6866 | 188.3285 | 178.9864 | 169.1794 | 3533.865 | 3349.6351 | 3183.4748 | 3009.0463 | 2852.1766 | 2703.485 | 2569.3772 | 2428.5963 | 2301.987 | 6001.4438 | 5703.7391 | 10835.1232 | 10270.259
QLD1 | Hydro | 0 | 0 | 0 | 0 | 0 | 0 | 0 | 0 | 0 | 0 | 0 | 0 | 0 | 0 | 0 | 0 | 0 | 0 | 0 | 0 | 0 | 0 | 0 | 0 | 0 | 0 | 0
QLD1 | Hydrogen Turbine | 0 | 0 | 0 | 0 | 0 | 0 | 0 | 0 | 0 | 0 | 0 | 0 | 0 | 0 | 0 | 0 | 0 | 0 | 0 | 0 | 0 | 0 | 0 | 0 | 0 | 0 | 0
QLD1 | Wind | 0 | 23564.1124 | 22335.6517 | 30789.903 | 50012.9792 | 100308.74 | 95079.3749 | 117826.6834 | 112157.4731 | 125074.913 | 130213.5612 | 123453.3515 | 117329.3848 | 110900.6942 | 128533.8525 | 121833.0356 | 115789.4457 | 111591.8493 | 110040.766 | 111650.4594 | 111054.9842 | 104970.0784 | 99497.7051 | 122795.941 | 120518.3049 | 114706.243 | 111491.3646
QLD1 | Solar PV | 0 | 0.0084427 | 0.01178 | 0.011699 | 0.011272 | 2262.2553 | 2533.4371 | 9931.1954 | 14933.945 | 20331.354 | 33271.6744 | 38351.1364 | 36448.7086 | 34451.6174 | 49792.5877 | 49600.6871 | 93975.0771 | 105222.0619 | 100875.8313 | 139677.4559 | 132763.0198 | 125488.691 | 122394.1315 | 130190.1295 | 126346.828 | 131129.3613 | 135874.7808
QLD1 | Grid Battery | 0 | 0.0040576 | 0.0045377 | 0.0067993 | 0.0083723 | 15752.4229 | 14931.2066 | 17491.6534 | 17929.3304 | 24050.7177 | 33391.0865 | 31650.3191 | 30080.2889 | 28432.1349 | 26949.891 | 25544.9206 | 39040.5438 | 37081.387 | 44006.6005 | 69904.1756 | 66436.5445 | 62796.3647 | 59522.6206 | 56419.5458 | 53620.8254 | 66560.4469 | 63090.471
QLD1 | Pumped Hydro | 0 | 0 | 0.003825 | 0.0056363 | 0.0055674 | 2559.8808 | 2426.4273 | 2299.9311 | 2185.8419 | 2066.0756 | 3292.8938 | 3121.2265 | 2966.3965 | 2803.8623 | 14605.7228 | 13844.287 | 16947.3189 | 16018.7443 | 15183.6439 | 14392.0796 | 13678.1531 | 12928.7021 | 12254.6939 | 14816.5787 | 14081.5947 | 13310.0384 | 12616.1502
QLD1 | VPP | 0 | 0 | 0 | 0 | 0 | 0 | 0 | 0 | 0 | 0 | 0 | 0 | 0 | 0 | 0 | 0 | 0 | 0 | 0 | 0 | 0 | 0 | 0 | 0 | 0 | 0 | 0
Total excluding storage |  | 0 | 23564.1259 | 22335.6727 | 30789.928 | 50013.0053 | 121143.0124 | 115216.6197 | 147782.8035 | 147428.3557 | 171732.6746 | 200367.9025 | 196764.362 | 187003.7653 | 176757.4882 | 223415.9191 | 214172.5654 | 268935.8602 | 272923.0888 | 272959.0184 | 338327.6555 | 326502.0788 | 308612.4326 | 295971.1382 | 330223.6387 | 320271.292 | 336541.2129 | 333343.0256
Region | Technology | 2023-24 | 2024-25 | 2025-26 | 2026-27 | 2027-28 | 2028-29 | 2029-30 | 2030-31 | 2031-32 | 2032-33 | 2033-34 | 2034-35 | 2035-36 | 2036-37 | 2037-38 | 2038-39 | 2039-40 | 2040-41 | 2041-42 | 2042-43 | 2043-44 | 2044-45 | 2045-46 | 2046-47 | 2047-48 | 2048-49 | 2049-50
VIC1 | Black Coal | 0 | 0 | 0 | 0 | 0 | 0 | 0 | 0 | 0 | 0 | 0 | 0 | 0 | 0 | 0 | 0 | 0 | 0 | 0 | 0 | 0 | 0 | 0 | 0 | 0 | 0 | 0
VIC1 | Brown Coal | 0 | 0 | 0 | 0 | 0 | 0 | 0 | 0 | 0 | 0 | 0 | 0 | 0 | 0 | 0 | 0 | 0 | 0 | 0 | 0 | 0 | 0 | 0 | 0 | 0 | 0 | 0
VIC1 | CCGT | 0 | 0 | 0 | 0 | 0 | 0 | 0 | 0 | 0 | 0 | 0 | 0 | 0 | 0 | 0 | 0 | 0 | 0 | 0 | 0 | 0 | 0 | 0 | 0 | 0 | 0 | 0
VIC1 | Gas - Steam | 0 | 0 | 0 | 0 | 0 | 0 | 0 | 0 | 0 | 0 | 0 | 0 | 0 | 0 | 0 | 0 | 0 | 0 | 0 | 0 | 0 | 0 | 0 | 0 | 0 | 0 | 0
VIC1 | OCGT / Diesel | 0 | 0.001858 | 0.0017612 | 0.0016718 | 0.0015913 | 0.0015105 | 0.0014353 | 0.0013656 | 0.0012995 | 0.0013105 | 0.0012451 | 0.0016901 | 4500.4834 | 4253.8937 | 4032.1267 | 3821.921 | 3632.3328 | 3433.3106 | 4297.9599 | 4073.8956 | 7085.2514 | 12240.6273 | 11602.4903 | 10997.6211 | 10452.0785 | 9879.39 | 9364.3507
VIC1 | Hydro | 0 | 0 | 0 | 0 | 0 | 0 | 0 | 0 | 0 | 0 | 0 | 0 | 0 | 0 | 0 | 0 | 0 | 0 | 0 | 0 | 0 | 0 | 0 | 0 | 0 | 0 | 0
VIC1 | Hydrogen Turbine | 0 | 0 | 0 | 0 | 0 | 0 | 0 | 0 | 0 | 0 | 0 | 0 | 0 | 0 | 0 | 0 | 0 | 0 | 0 | 0 | 0 | 0 | 0 | 0 | 0 | 0 | 0
VIC1 | Wind | 0 | 18927.34 | 17940.6067 | 25758.4111 | 24480.6552 | 25673.8265 | 43382.5631 | 57446.85 | 54597.17 | 57740.4778 | 78907.9591 | 76216.781 | 72436.0086 | 70411.519 | 73088.7636 | 70451.232 | 67649.1111 | 64220.1198 | 60872.1516 | 63374.8813 | 60231.1477 | 56930.9737 | 74091.9809 | 119104.1942 | 136623.7722 | 130469.8213 | 132941.9005
VIC1 | Solar PV | 0 | 0.0073016 | 0.0072123 | 0.013236 | 0.012641 | 0.012011 | 0.011588 | 0.022822 | 0.021702 | 14750.2183 | 13981.2496 | 18225.2126 | 17321.142 | 16421.6929 | 16385.4195 | 20292.9834 | 32493.2386 | 33215.8978 | 45158.9574 | 46394.613 | 49017.7919 | 46414.3328 | 47038.9248 | 45376.44 | 43125.5185 | 41429.9807 | 40633.2361
VIC1 | Grid Battery | 0 | 0.0062395 | 0.0059669 | 0.034486 | 0.0329 | 0.031102 | 0.029571 | 3200.3078 | 3041.5551 | 18738.3244 | 17761.4451 | 16835.493 | 17055.1991 | 16120.7136 | 19543.6218 | 18524.7603 | 20229.4194 | 25650.4499 | 26666.9109 | 25276.6929 | 24022.8297 | 25825.44 | 24479.0901 | 23202.9295 | 22051.9367 | 20843.672 | 19829.3892
VIC1 | Pumped Hydro | 0 | 0 | 0.0034954 | 0.0079957 | 0.0076386 | 0.007257 | 0.0074055 | 0.012859 | 0.012233 | 0.013165 | 0.012553 | 0.011993 | 0.11655 | 0.11022 | 219.436 | 207.9962 | 197.6786 | 1532.6909 | 3695.5994 | 4207.239 | 3998.5368 | 5105.9719 | 4839.7881 | 4587.4769 | 4359.9127 | 4121.0257 | 3906.1855
VIC1 | VPP | 0 | 0 | 0 | 0 | 0 | 0 | 0 | 0 | 0 | 0 | 0 | 0 | 0 | 0 | 0 | 0 | 0 | 0 | 0 | 0 | 0 | 0 | 0 | 0 | 0 | 0 | 0
Total excluding storage |  | 0 | 18927.3554 | 17940.6251 | 25758.4685 | 24480.71 | 25673.8784 | 43382.6131 | 60647.1949 | 57638.7603 | 91229.035 | 110650.6675 | 111277.5002 | 111312.9497 | 107207.9294 | 113269.3675 | 113298.8929 | 124201.7804 | 128052.469 | 140691.5791 | 143327.3217 | 144355.5576 | 146517.3457 | 162052.2742 | 203268.6617 | 216613.2187 | 206743.8897 | 206675.062
Region | Technology | 2023-24 | 2024-25 | 2025-26 | 2026-27 | 2027-28 | 2028-29 | 2029-30 | 2030-31 | 2031-32 | 2032-33 | 2033-34 | 2034-35 | 2035-36 | 2036-37 | 2037-38 | 2038-39 | 2039-40 | 2040-41 | 2041-42 | 2042-43 | 2043-44 | 2044-45 | 2045-46 | 2046-47 | 2047-48 | 2048-49 | 2049-50
SA1 | Black Coal | 0 | 0 | 0 | 0 | 0 | 0 | 0 | 0 | 0 | 0 | 0 | 0 | 0 | 0 | 0 | 0 | 0 | 0 | 0 | 0 | 0 | 0 | 0 | 0 | 0 | 0 | 0
SA1 | Brown Coal | 0 | 0 | 0 | 0 | 0 | 0 | 0 | 0 | 0 | 0 | 0 | 0 | 0 | 0 | 0 | 0 | 0 | 0 | 0 | 0 | 0 | 0 | 0 | 0 | 0 | 0 | 0
SA1 | CCGT | 0 | 0 | 0 | 0 | 0 | 0 | 0 | 0 | 0 | 0 | 0 | 0 | 0 | 0 | 0 | 0 | 0 | 0 | 0 | 0 | 0 | 0 | 0 | 0 | 0 | 0 | 0
SA1 | Gas - Steam | 0 | 0 | 0 | 0 | 0 | 0 | 0 | 0 | 0 | 0 | 0 | 0 | 0 | 0 | 0 | 0 | 0 | 0 | 0 | 0 | 0 | 0 | 0 | 0 | 0 | 0 | 0
SA1 | OCGT / Diesel | 0 | 0.00096288 | 0.00091269 | 0.0010202 | 0.00097294 | 0.00092474 | 0.00088233 | 0.00097852 | 0.00093598 | 0.0010132 | 0.00096663 | 0.0010677 | 0.0028279 | 0.0026757 | 0.0025425 | 0.0024118 | 0.0023006 | 0.0021768 | 0.0020653 | 0.0019607 | 0.0095158 | 0.021958 | 0.020815 | 0.019731 | 0.018755 | 0.01773 | 0.016809
SA1 | Hydro | 0 | 0 | 0 | 0 | 0 | 0 | 0 | 0 | 0 | 0 | 0 | 0 | 0 | 0 | 0 | 0 | 0 | 0 | 0 | 0 | 0 | 0 | 0 | 0 | 0 | 0 | 0
SA1 | Hydrogen Turbine | 0 | 0 | 0 | 0 | 0 | 0 | 0 | 0 | 0 | 0 | 0 | 0 | 0 | 0 | 0 | 0 | 0 | 0 | 0 | 0 | 0 | 0 | 0 | 0 | 0 | 0 | 0
SA1 | Wind | 0 | 9100.9031 | 8626.4484 | 15061.9741 | 14317.6659 | 27531.2704 | 28167.5856 | 28898.3736 | 27464.8552 | 25960.0067 | 25485.2953 | 24156.6782 | 24640.93 | 23496.1135 | 33153.5311 | 33647.3761 | 34407.2184 | 32685.0268 | 30981.0681 | 34135.5613 | 32819.6425 | 32648.3372 | 30946.297 | 40629.4692 | 42372.9734 | 43057.3016 | 42863.1405
SA1 | Solar PV | 0 | 0.011665 | 0.014573 | 0.013979 | 0.01334 | 0.013159 | 0.012844 | 0.024875 | 0.023662 | 7377.2223 | 6992.6277 | 12518.544 | 11897.5552 | 11245.6665 | 14240.8499 | 14454.7868 | 16788.0732 | 32944.0441 | 36523.9743 | 39156.6742 | 54643.0146 | 51649.0239 | 48956.4208 | 46544.7086 | 44235.8345 | 43656.6581 | 41492.2268
SA1 | Grid Battery | 0 | 0.0043929 | 0.0053675 | 0.011094 | 0.011155 | 0.010549 | 0.010187 | 0.30266 | 0.28884 | 8894.665 | 8430.9622 | 7991.4334 | 12711.9687 | 12015.4568 | 11393.8344 | 10799.8432 | 10264.1119 | 18661.8662 | 24960.0162 | 23658.7833 | 29912.7692 | 29859.0208 | 28302.3894 | 26826.9095 | 25496.1471 | 24099.1667 | 22842.8168
SA1 | Pumped Hydro | 0 | 0 | 0.002949 | 0.0040582 | 0.0039239 | 0.0037447 | 0.0036364 | 0.0046232 | 0.0044079 | 0.0043176 | 0.0041751 | 0.0040312 | 0.0046279 | 0.0044107 | 0.0047314 | 0.0045047 | 0.0043415 | 0.0045096 | 0.0048083 | 0.0047695 | 0.0046491 | 0.0052506 | 0.0049935 | 0.0047444 | 0.0045206 | 0.0042893 | 0.0044151
SA1 | VPP | 0 | 0 | 0 | 0 | 0 | 0 | 0 | 0 | 0 | 0 | 0 | 0 | 0 | 0 | 0 | 0 | 0 | 0 | 0 | 0 | 0 | 0 | 0 | 0 | 0 | 0 | 0
Total excluding storage |  | 0 | 9100.9201 | 8626.4722 | 15062.0042 | 14317.6953 | 27531.2988 | 28167.6132 | 28898.7067 | 27465.1731 | 42231.8994 | 40908.8904 | 44666.6608 | 49250.4614 | 46757.244 | 58788.2227 | 58902.013 | 61459.4103 | 84290.9437 | 92465.0655 | 96951.0255 | 117375.4405 | 114156.4091 | 108205.1331 | 114001.1118 | 112104.9783 | 110813.1484 | 107198.2052
Region | Technology | 2023-24 | 2024-25 | 2025-26 | 2026-27 | 2027-28 | 2028-29 | 2029-30 | 2030-31 | 2031-32 | 2032-33 | 2033-34 | 2034-35 | 2035-36 | 2036-37 | 2037-38 | 2038-39 | 2039-40 | 2040-41 | 2041-42 | 2042-43 | 2043-44 | 2044-45 | 2045-46 | 2046-47 | 2047-48 | 2048-49 | 2049-50
TAS1 | Black Coal | 0 | 0 | 0 | 0 | 0 | 0 | 0 | 0 | 0 | 0 | 0 | 0 | 0 | 0 | 0 | 0 | 0 | 0 | 0 | 0 | 0 | 0 | 0 | 0 | 0 | 0 | 0
TAS1 | Brown Coal | 0 | 0 | 0 | 0 | 0 | 0 | 0 | 0 | 0 | 0 | 0 | 0 | 0 | 0 | 0 | 0 | 0 | 0 | 0 | 0 | 0 | 0 | 0 | 0 | 0 | 0 | 0
TAS1 | CCGT | 0 | 0 | 0 | 0 | 0 | 0 | 0 | 0 | 0 | 0 | 0 | 0 | 0 | 0 | 0 | 0 | 0 | 0 | 0 | 0 | 0 | 0 | 0 | 0 | 0 | 0 | 0
TAS1 | Gas - Steam | 0 | 0 | 0 | 0 | 0 | 0 | 0 | 0 | 0 | 0 | 0 | 0 | 0 | 0 | 0 | 0 | 0 | 0 | 0 | 0 | 0 | 0 | 0 | 0 | 0 | 0 | 0
TAS1 | OCGT / Diesel | 0 | 0.00087918 | 0.00083335 | 0.00079356 | 0.00077636 | 0.00077364 | 0.00078507 | 0.00089195 | 0.00085452 | 0.0009609 | 0.00091575 | 0.00089959 | 0.0017119 | 0.0016209 | 0.001539 | 0.0014616 | 0.0013928 | 0.001319 | 0.00162 | 0.0015395 | 0.0014689 | 0.0035816 | 0.0033975 | 0.0032236 | 0.0030671 | 0.0029029 | 0.0027548
TAS1 | Hydro | 0 | 0 | 0 | 0 | 0 | 0 | 0 | 0 | 0 | 0 | 0 | 0 | 0 | 0 | 0 | 0 | 0 | 0 | 0 | 0 | 0 | 0 | 0 | 0 | 0 | 0 | 0
TAS1 | Hydrogen Turbine | 0 | 0 | 0 | 0 | 0 | 0 | 0 | 0 | 0 | 0 | 0 | 0 | 0 | 0 | 0 | 0 | 0 | 0 | 0 | 0 | 0 | 0 | 0 | 0 | 0 | 0 | 0
TAS1 | Wind | 0 | 11503.0163 | 10903.3331 | 10643.5685 | 14746.905 | 17811.4769 | 24251.5411 | 23129.6197 | 34925.017 | 36107.4791 | 34225.099 | 32440.8524 | 30831.6075 | 29142.2877 | 27623.0223 | 26182.9599 | 24884.1408 | 23520.6932 | 22294.496 | 21132.2244 | 20083.9499 | 18983.5143 | 18652.6801 | 18159.4676 | 17258.6583 | 16313.0248 | 15462.5828
TAS1 | Solar PV | 0 | 0.0030753 | 0.0029224 | 0.0029835 | 0.0028533 | 0.0027275 | 0.0026897 | 0.0034057 | 0.0033369 | 0.0054818 | 0.0052064 | 0.051125 | 0.049183 | 0.046513 | 81.6982 | 77.4396 | 73.5984 | 69.5658 | 65.9439 | 62.5067 | 1350.1953 | 2190.9345 | 2076.7152 | 1968.4504 | 1870.8044 | 1768.2997 | 1676.1134
TAS1 | Grid Battery | 0 | 0.0032454 | 0.0037884 | 0.0042103 | 0.0050174 | 0.0047546 | 0.0057146 | 0.0099877 | 0.012427 | 0.014188 | 0.013516 | 0.012855 | 0.012974 | 0.012461 | 0.012109 | 0.012228 | 0.012878 | 0.012275 | 0.012545 | 0.011978 | 0.013176 | 0.01613 | 0.015346 | 0.014611 | 0.015848 | 0.016877 | 0.016564
TAS1 | Pumped Hydro | 0 | 0 | 0.0065517 | 0.0069144 | 0.0079217 | 0.0083256 | 0.011911 | 5.2918 | 3023.4685 | 5375.8969 | 5095.6372 | 4829.9881 | 6340.4443 | 5993.0398 | 5680.6065 | 5384.4612 | 5117.3623 | 4836.9727 | 4894.7618 | 4639.5847 | 4409.436 | 4764.2992 | 4515.9234 | 4280.4961 | 4068.16 | 3845.2583 | 3644.7947
TAS1 | VPP | 0 | 0 | 0 | 0 | 0 | 0 | 0 | 0 | 0 | 0 | 0 | 0 | 0 | 0 | 0 | 0 | 0 | 0 | 0 | 0 | 0 | 0 | 0 | 0 | 0 | 0 | 0
Total excluding storage |  | 0 | 11503.0235 | 10903.3472 | 10643.5834 | 14746.9215 | 17811.4935 | 24251.5622 | 23134.9258 | 37948.5021 | 41483.3967 | 39320.7558 | 37270.9055 | 37172.1156 | 35135.3881 | 33385.3406 | 31644.8744 | 30075.1158 | 28427.2453 | 27255.2159 | 25834.3293 | 25843.5959 | 25938.7677 | 25245.3374 | 24408.432 | 23197.6417 | 21926.6026 | 20783.5102

## BaseCase_Fuel Cost
Fuel cost by technology ($000s) - BaseCase, Step Change Scenario
Fuel | Real June 2021 dollars discounted to 1 July 2021
Explicitly modelled generation
Region | Technology | 2023-24 | 2024-25 | 2025-26 | 2026-27 | 2027-28 | 2028-29 | 2029-30 | 2030-31 | 2031-32 | 2032-33 | 2033-34 | 2034-35 | 2035-36 | 2036-37 | 2037-38 | 2038-39 | 2039-40 | 2040-41 | 2041-42 | 2042-43 | 2043-44 | 2044-45 | 2045-46 | 2046-47 | 2047-48 | 2048-49 | 2049-50
NEM | Black Coal | 1659280.56 | 1331397.7 | 1205145.298 | 1035461.762 | 780838.414 | 678066.79 | 573607.43 | 373594.158 | 342339.439 | 290076.24 | 170057.818 | 160012.394 | 131083.795 | 118248.22 | 117306.127 | 106015.1745 | 18059.856 | 6663.406 | 6287.8725 | 0 | 0 | 0 | 0 | 0 | 0 | 0 | 0
NEM | Brown Coal | 215882.073 | 178467.878 | 156379.214 | 113472.968 | 109710.134 | 87613.355 | 52884.879 | 32822.988 | 24766.903 | 0 | 0 | 0 | 0 | 0 | 0 | 0 | 0 | 0 | 0 | 0 | 0 | 0 | 0 | 0 | 0 | 0 | 0
NEM | CCGT | 148508.6189 | 113261.8364 | 192012.5384 | 217554.4734 | 216970.0681 | 234358.963 | 254671.5945 | 279474.2575 | 242103.7128 | 226107.2207 | 285529.9865 | 308262.731 | 220775.517 | 195098.433 | 137803.807 | 138604.0197 | 119352.7073 | 98334.1227 | 76754.4476 | 84037.4553 | 60329.9005 | 45265.6497 | 25882.1384 | 19838.662 | 18402.132 | 17075.348 | 16597.428
NEM | Gas - Steam | 11398.7254 | 10589.6301 | 32062.0305 | 14156.257 | 9331.492 | 19632.172 | 14584.028 | 75928.352 | 27940.446 | 69581.704 | 43845.612 | 52461.412 | 46105.832 | 52331.224 | 54769.36 | 54451.8 | 0 | 0 | 0 | 0 | 0 | 0 | 0 | 0 | 0 | 0 | 0
NEM | OCGT / Diesel | 17491.3487 | 13729.9145 | 30315.3495 | 36045.9142 | 25873.4525 | 33353.173 | 24040.3405 | 101258.2556 | 57298.8619 | 112264.0982 | 145716.6026 | 272115.617 | 164876.5523 | 215776.6067 | 212860.1319 | 192846.8717 | 386265.5589 | 308895.4494 | 173893.2004 | 192023.3528 | 354549.4025 | 220956.7756 | 257442.8634 | 306250.5943 | 189467.884 | 287694.7107 | 242938.8945
NEM | Hydro | 0 | 0 | 0 | 0 | 0 | 0 | 0 | 0 | 0 | 0 | 0 | 0 | 0 | 0 | 0 | 0 | 0 | 0 | 0 | 0 | 0 | 0 | 0 | 0 | 0 | 0 | 0
NEM | Hydrogen Turbine | 0 | 0 | 0 | 0 | 0 | 0 | 0 | 0 | 0 | 0 | 0 | 0 | 0 | 0 | 0 | 0 | 0 | 0 | 0 | 0 | 0 | 0 | 0 | 0 | 0 | 0 | 0
NEM | Wind | 0 | 0 | 0 | 0 | 0 | 0 | 0 | 0 | 0 | 0 | 0 | 0 | 0 | 0 | 0 | 0 | 0 | 0 | 0 | 0 | 0 | 0 | 0 | 0 | 0 | 0 | 0
NEM | Solar PV | 0 | 0 | 0 | 0 | 0 | 0 | 0 | 0 | 0 | 0 | 0 | 0 | 0 | 0 | 0 | 0 | 0 | 0 | 0 | 0 | 0 | 0 | 0 | 0 | 0 | 0 | 0
NEM | Grid Battery | 0 | 0 | 0 | 0 | 0 | 0 | 0 | 0 | 0 | 0 | 0 | 0 | 0 | 0 | 0 | 0 | 0 | 0 | 0 | 0 | 0 | 0 | 0 | 0 | 0 | 0 | 0
NEM | Pumped Hydro | 0 | 0 | 0 | 0 | 0 | 0 | 0 | 0 | 0 | 0 | 0 | 0 | 0 | 0 | 0 | 0 | 0 | 0 | 0 | 0 | 0 | 0 | 0 | 0 | 0 | 0 | 0
NEM | VPP | 0 | 0 | 0 | 0 | 0 | 0 | 0 | 0 | 0 | 0 | 0 | 0 | 0 | 0 | 0 | 0 | 0 | 0 | 0 | 0 | 0 | 0 | 0 | 0 | 0 | 0 | 0
Total excluding storage |  | 2052561.326 | 1647446.959 | 1615914.4304 | 1416691.3746 | 1142723.5606 | 1053024.453 | 919788.272 | 863078.0111 | 694449.3627 | 698029.2629 | 645150.0191 | 792852.154 | 562841.6963 | 581454.4837 | 522739.4259 | 491917.8659 | 523678.1222 | 413892.9781 | 256935.5205 | 276060.8081 | 414879.303 | 266222.4253 | 283325.0018 | 326089.2563 | 207870.016 | 304770.0587 | 259536.3225
Region | Technology | 2023-24 | 2024-25 | 2025-26 | 2026-27 | 2027-28 | 2028-29 | 2029-30 | 2030-31 | 2031-32 | 2032-33 | 2033-34 | 2034-35 | 2035-36 | 2036-37 | 2037-38 | 2038-39 | 2039-40 | 2040-41 | 2041-42 | 2042-43 | 2043-44 | 2044-45 | 2045-46 | 2046-47 | 2047-48
NSW1 | Black Coal | 910345.352 | 689862.84 | 556021.44 | 483704.892 | 338326.524 | 334616.976 | 264812.596 | 200981.36 | 188362.936 | 181477.868 | 97840.42 | 94303.744 | 77259.404 | 63866.008 | 66030.87 | 61387.536 | 0 | 0 | 0 | 0 | 0 | 0 | 0 | 0 | 0 | 0 | 0
NSW1 | Brown Coal | 0 | 0 | 0 | 0 | 0 | 0 | 0 | 0 | 0 | 0 | 0 | 0 | 0 | 0 | 0 | 0 | 0 | 0 | 0 | 0 | 0 | 0 | 0 | 0 | 0 | 0 | 0
NSW1 | CCGT | 875.6035 | 385.3814 | 17828.362 | 36914.04 | 42144.028 | 34316.368 | 54445.856 | 50266.704 | 43340.216 | 34981.128 | 56946.48 | 63815.204 | 38896.748 | 38885.636 | 39929.864 | 43311.508 | 40176.544 | 31063.928 | 24265.908 | 27858.528 | 0 | 0 | 0 | 0 | 0 | 0 | 0
NSW1 | Gas - Steam | 0 | 0 | 0 | 0 | 0 | 0 | 0 | 0 | 0 | 0 | 0 | 0 | 0 | 0 | 0 | 0 | 0 | 0 | 0 | 0 | 0 | 0 | 0 | 0 | 0 | 0 | 0
NSW1 | OCGT / Diesel | 927.3954 | 551.8723 | 3599.9376 | 3155.6245 | 2548.6396 | 488.0436 | 140.0384 | 11000.5342 | 2094.5998 | 10934.7031 | 22929.1687 | 73338.8436 | 28639.6224 | 60229.4684 | 29554.2291 | 46884.6635 | 106704.2696 | 114300.2919 | 50202.7875 | 47954.3408 | 96944.3508 | 41832.142 | 63764.419 | 62524.3377 | 48153.3389 | 46443.777 | 50785.6242
NSW1 | Hydro | 0 | 0 | 0 | 0 | 0 | 0 | 0 | 0 | 0 | 0 | 0 | 0 | 0 | 0 | 0 | 0 | 0 | 0 | 0 | 0 | 0 | 0 | 0 | 0 | 0 | 0 | 0
NSW1 | Hydrogen Turbine | 0 | 0 | 0 | 0 | 0 | 0 | 0 | 0 | 0 | 0 | 0 | 0 | 0 | 0 | 0 | 0 | 0 | 0 | 0 | 0 | 0 | 0 | 0 | 0 | 0 | 0 | 0
NSW1 | Wind | 0 | 0 | 0 | 0 | 0 | 0 | 0 | 0 | 0 | 0 | 0 | 0 | 0 | 0 | 0 | 0 | 0 | 0 | 0 | 0 | 0 | 0 | 0 | 0 | 0 | 0 | 0
NSW1 | Solar PV | 0 | 0 | 0 | 0 | 0 | 0 | 0 | 0 | 0 | 0 | 0 | 0 | 0 | 0 | 0 | 0 | 0 | 0 | 0 | 0 | 0 | 0 | 0 | 0 | 0 | 0 | 0
NSW1 | Grid Battery | 0 | 0 | 0 | 0 | 0 | 0 | 0 | 0 | 0 | 0 | 0 | 0 | 0 | 0 | 0 | 0 | 0 | 0 | 0 | 0 | 0 | 0 | 0 | 0 | 0 | 0 | 0
NSW1 | Pumped Hydro | 0 | 0 | 0 | 0 | 0 | 0 | 0 | 0 | 0 | 0 | 0 | 0 | 0 | 0 | 0 | 0 | 0 | 0 | 0 | 0 | 0 | 0 | 0 | 0 | 0 | 0 | 0
NSW1 | VPP | 0 | 0 | 0 | 0 | 0 | 0 | 0 | 0 | 0 | 0 | 0 | 0 | 0 | 0 | 0 | 0 | 0 | 0 | 0 | 0 | 0 | 0 | 0 | 0 | 0 | 0 | 0
Total excluding storage |  | 912148.3509 | 690800.0937 | 577449.7396 | 523774.5565 | 383019.1916 | 369421.3876 | 319398.4904 | 262248.5982 | 233797.7518 | 227393.6991 | 177716.0687 | 231457.7916 | 144795.7744 | 162981.1124 | 135514.9631 | 151583.7075 | 146880.8136 | 145364.2199 | 74468.6955 | 75812.8688 | 96944.3508 | 41832.142 | 63764.419 | 62524.3377 | 48153.3389 | 46443.777 | 50785.6242
Region | Technology | 2023-24 | 2024-25 | 2025-26 | 2026-27 | 2027-28 | 2028-29 | 2029-30 | 2030-31 | 2031-32 | 2032-33 | 2033-34 | 2034-35 | 2035-36 | 2036-37 | 2037-38 | 2038-39 | 2039-40 | 2040-41 | 2041-42 | 2042-43 | 2043-44 | 2044-45 | 2045-46 | 2046-47 | 2047-48
QLD1 | Black Coal | 748935.208 | 641534.86 | 649123.858 | 551756.87 | 442511.89 | 343449.814 | 308794.834 | 172612.798 | 153976.503 | 108598.372 | 72217.398 | 65708.65 | 53824.391 | 54382.212 | 51275.257 | 44627.6385 | 18059.856 | 6663.406 | 6287.8725 | 0 | 0 | 0 | 0 | 0 | 0 | 0 | 0
QLD1 | Brown Coal | 0 | 0 | 0 | 0 | 0 | 0 | 0 | 0 | 0 | 0 | 0 | 0 | 0 | 0 | 0 | 0 | 0 | 0 | 0 | 0 | 0 | 0 | 0 | 0 | 0 | 0 | 0
QLD1 | CCGT | 70563.2319 | 61553.231 | 97713.9444 | 133455.0134 | 132683.0681 | 137711.571 | 145353.8665 | 157021.9215 | 146873.0648 | 134900.2167 | 171687.4945 | 178657.491 | 139821.185 | 108889.633 | 97873.943 | 95292.5117 | 79176.1633 | 67270.1947 | 52488.5396 | 56178.9273 | 60329.9005 | 45265.6497 | 25882.1384 | 19838.662 | 18402.132 | 17075.348 | 16597.428
QLD1 | Gas - Steam | 0 | 0 | 0 | 0 | 0 | 0 | 0 | 0 | 0 | 0 | 0 | 0 | 0 | 0 | 0 | 0 | 0 | 0 | 0 | 0 | 0 | 0 | 0 | 0 | 0 | 0 | 0
QLD1 | OCGT / Diesel | 215.0463 | 0.025344 | 214.3519 | 1427.8224 | 1899.6946 | 1217.7747 | 402.0651 | 23749.2716 | 22323.9419 | 23278.4373 | 61331.1105 | 65091.4515 | 57702.489 | 65887.1135 | 50228.6523 | 37240.5904 | 71068.411 | 55070.2419 | 24693.6227 | 34605.6124 | 42993.8115 | 27738.208 | 42234.1736 | 68892.1031 | 22943.1577 | 68184.2662 | 46211.5119
QLD1 | Hydro | 0 | 0 | 0 | 0 | 0 | 0 | 0 | 0 | 0 | 0 | 0 | 0 | 0 | 0 | 0 | 0 | 0 | 0 | 0 | 0 | 0 | 0 | 0 | 0 | 0 | 0 | 0
QLD1 | Hydrogen Turbine | 0 | 0 | 0 | 0 | 0 | 0 | 0 | 0 | 0 | 0 | 0 | 0 | 0 | 0 | 0 | 0 | 0 | 0 | 0 | 0 | 0 | 0 | 0 | 0 | 0 | 0 | 0
QLD1 | Wind | 0 | 0 | 0 | 0 | 0 | 0 | 0 | 0 | 0 | 0 | 0 | 0 | 0 | 0 | 0 | 0 | 0 | 0 | 0 | 0 | 0 | 0 | 0 | 0 | 0 | 0 | 0
QLD1 | Solar PV | 0 | 0 | 0 | 0 | 0 | 0 | 0 | 0 | 0 | 0 | 0 | 0 | 0 | 0 | 0 | 0 | 0 | 0 | 0 | 0 | 0 | 0 | 0 | 0 | 0 | 0 | 0
QLD1 | Grid Battery | 0 | 0 | 0 | 0 | 0 | 0 | 0 | 0 | 0 | 0 | 0 | 0 | 0 | 0 | 0 | 0 | 0 | 0 | 0 | 0 | 0 | 0 | 0 | 0 | 0 | 0 | 0
QLD1 | Pumped Hydro | 0 | 0 | 0 | 0 | 0 | 0 | 0 | 0 | 0 | 0 | 0 | 0 | 0 | 0 | 0 | 0 | 0 | 0 | 0 | 0 | 0 | 0 | 0 | 0 | 0 | 0 | 0
QLD1 | VPP | 0 | 0 | 0 | 0 | 0 | 0 | 0 | 0 | 0 | 0 | 0 | 0 | 0 | 0 | 0 | 0 | 0 | 0 | 0 | 0 | 0 | 0 | 0 | 0 | 0 | 0 | 0
Total excluding storage |  | 819713.4862 | 703088.1164 | 747052.1543 | 686639.7058 | 577094.6527 | 482379.1597 | 454550.7656 | 353383.9911 | 323173.5097 | 266777.026 | 305236.003 | 309457.5925 | 251348.065 | 229158.9585 | 199377.8523 | 177160.7406 | 168304.4303 | 129003.8426 | 83470.0348 | 90784.5397 | 103323.712 | 73003.8577 | 68116.312 | 88730.7651 | 41345.2897 | 85259.6142 | 62808.9399
Region | Technology | 2023-24 | 2024-25 | 2025-26 | 2026-27 | 2027-28 | 2028-29 | 2029-30 | 2030-31 | 2031-32 | 2032-33 | 2033-34 | 2034-35 | 2035-36 | 2036-37 | 2037-38 | 2038-39 | 2039-40 | 2040-41 | 2041-42 | 2042-43 | 2043-44 | 2044-45 | 2045-46 | 2046-47 | 2047-48
VIC1 | Black Coal | 0 | 0 | 0 | 0 | 0 | 0 | 0 | 0 | 0 | 0 | 0 | 0 | 0 | 0 | 0 | 0 | 0 | 0 | 0 | 0 | 0 | 0 | 0 | 0 | 0 | 0 | 0
VIC1 | Brown Coal | 215882.073 | 178467.878 | 156379.214 | 113472.968 | 109710.134 | 87613.355 | 52884.879 | 32822.988 | 24766.903 | 0 | 0 | 0 | 0 | 0 | 0 | 0 | 0 | 0 | 0 | 0 | 0 | 0 | 0 | 0 | 0 | 0 | 0
VIC1 | CCGT | 0 | 0 | 0 | 0 | 0 | 0 | 0 | 0 | 0 | 0 | 0 | 0 | 0 | 0 | 0 | 0 | 0 | 0 | 0 | 0 | 0 | 0 | 0 | 0 | 0 | 0 | 0
VIC1 | Gas - Steam | 1711.8704 | 1785.6091 | 6571.1645 | 14156.257 | 9331.492 | 19632.172 | 14584.028 | 75928.352 | 27940.446 | 69581.704 | 43845.612 | 52461.412 | 46105.832 | 52331.224 | 54769.36 | 54451.8 | 0 | 0 | 0 | 0 | 0 | 0 | 0 | 0 | 0 | 0 | 0
VIC1 | OCGT / Diesel | 2798.4956 | 1801.8126 | 4109.4971 | 14302.7472 | 8110.015 | 13138.6164 | 7827.3322 | 33624.2507 | 11198.8414 | 51926.8861 | 32170.1897 | 84485.8469 | 53801.869 | 65241.8685 | 96178.1522 | 78147.0425 | 165646.1929 | 114927.8078 | 83215.5215 | 91049.1291 | 191482.3112 | 143982.4747 | 146020.1492 | 173044.4846 | 116970.5197 | 171235.395 | 143736.9325
VIC1 | Hydro | 0 | 0 | 0 | 0 | 0 | 0 | 0 | 0 | 0 | 0 | 0 | 0 | 0 | 0 | 0 | 0 | 0 | 0 | 0 | 0 | 0 | 0 | 0 | 0 | 0 | 0 | 0
VIC1 | Hydrogen Turbine | 0 | 0 | 0 | 0 | 0 | 0 | 0 | 0 | 0 | 0 | 0 | 0 | 0 | 0 | 0 | 0 | 0 | 0 | 0 | 0 | 0 | 0 | 0 | 0 | 0 | 0 | 0
VIC1 | Wind | 0 | 0 | 0 | 0 | 0 | 0 | 0 | 0 | 0 | 0 | 0 | 0 | 0 | 0 | 0 | 0 | 0 | 0 | 0 | 0 | 0 | 0 | 0 | 0 | 0 | 0 | 0
VIC1 | Solar PV | 0 | 0 | 0 | 0 | 0 | 0 | 0 | 0 | 0 | 0 | 0 | 0 | 0 | 0 | 0 | 0 | 0 | 0 | 0 | 0 | 0 | 0 | 0 | 0 | 0 | 0 | 0
VIC1 | Grid Battery | 0 | 0 | 0 | 0 | 0 | 0 | 0 | 0 | 0 | 0 | 0 | 0 | 0 | 0 | 0 | 0 | 0 | 0 | 0 | 0 | 0 | 0 | 0 | 0 | 0 | 0 | 0
VIC1 | Pumped Hydro | 0 | 0 | 0 | 0 | 0 | 0 | 0 | 0 | 0 | 0 | 0 | 0 | 0 | 0 | 0 | 0 | 0 | 0 | 0 | 0 | 0 | 0 | 0 | 0 | 0 | 0 | 0
VIC1 | VPP | 0 | 0 | 0 | 0 | 0 | 0 | 0 | 0 | 0 | 0 | 0 | 0 | 0 | 0 | 0 | 0 | 0 | 0 | 0 | 0 | 0 | 0 | 0 | 0 | 0 | 0 | 0
Total excluding storage |  | 220392.439 | 182055.2997 | 167059.8756 | 141931.9722 | 127151.641 | 120384.1434 | 75296.2392 | 142375.5907 | 63906.1904 | 121508.5901 | 76015.8017 | 136947.2589 | 99907.701 | 117573.0925 | 150947.5122 | 132598.8425 | 165646.1929 | 114927.8078 | 83215.5215 | 91049.1291 | 191482.3112 | 143982.4747 | 146020.1492 | 173044.4846 | 116970.5197 | 171235.395 | 143736.9325
Region | Technology | 2023-24 | 2024-25 | 2025-26 | 2026-27 | 2027-28 | 2028-29 | 2029-30 | 2030-31 | 2031-32 | 2032-33 | 2033-34 | 2034-35 | 2035-36 | 2036-37 | 2037-38 | 2038-39 | 2039-40 | 2040-41 | 2041-42 | 2042-43 | 2043-44 | 2044-45 | 2045-46 | 2046-47 | 2047-48
SA1 | Black Coal | 0 | 0 | 0 | 0 | 0 | 0 | 0 | 0 | 0 | 0 | 0 | 0 | 0 | 0 | 0 | 0 | 0 | 0 | 0 | 0 | 0 | 0 | 0 | 0 | 0 | 0 | 0
SA1 | Brown Coal | 0 | 0 | 0 | 0 | 0 | 0 | 0 | 0 | 0 | 0 | 0 | 0 | 0 | 0 | 0 | 0 | 0 | 0 | 0 | 0 | 0 | 0 | 0 | 0 | 0 | 0 | 0
SA1 | CCGT | 77069.7835 | 51323.224 | 76470.232 | 47185.42 | 42142.972 | 62331.024 | 54871.872 | 72185.632 | 51890.432 | 56225.876 | 56896.012 | 65790.036 | 42057.584 | 47323.164 | 0 | 0 | 0 | 0 | 0 | 0 | 0 | 0 | 0 | 0 | 0 | 0 | 0
SA1 | Gas - Steam | 9686.855 | 8804.021 | 25490.866 | 0 | 0 | 0 | 0 | 0 | 0 | 0 | 0 | 0 | 0 | 0 | 0 | 0 | 0 | 0 | 0 | 0 | 0 | 0 | 0 | 0 | 0 | 0 | 0
SA1 | OCGT / Diesel | 13550.4036 | 11376.1895 | 22391.548 | 17138.101 | 13315.0885 | 18508.7234 | 15566.8485 | 32353.2642 | 21371.3798 | 24790.0142 | 28418.8234 | 46602.5132 | 23780.4083 | 23527.3348 | 34802.5942 | 29649.4419 | 39223.6473 | 23979.389 | 15176.6 | 17832.0578 | 22385.0248 | 7186.8581 | 5140.0967 | 1657.807 | 1262.5137 | 1408.6836 | 1931.9006
SA1 | Hydro | 0 | 0 | 0 | 0 | 0 | 0 | 0 | 0 | 0 | 0 | 0 | 0 | 0 | 0 | 0 | 0 | 0 | 0 | 0 | 0 | 0 | 0 | 0 | 0 | 0 | 0 | 0
SA1 | Hydrogen Turbine | 0 | 0 | 0 | 0 | 0 | 0 | 0 | 0 | 0 | 0 | 0 | 0 | 0 | 0 | 0 | 0 | 0 | 0 | 0 | 0 | 0 | 0 | 0 | 0 | 0 | 0 | 0
SA1 | Wind | 0 | 0 | 0 | 0 | 0 | 0 | 0 | 0 | 0 | 0 | 0 | 0 | 0 | 0 | 0 | 0 | 0 | 0 | 0 | 0 | 0 | 0 | 0 | 0 | 0 | 0 | 0
SA1 | Solar PV | 0 | 0 | 0 | 0 | 0 | 0 | 0 | 0 | 0 | 0 | 0 | 0 | 0 | 0 | 0 | 0 | 0 | 0 | 0 | 0 | 0 | 0 | 0 | 0 | 0 | 0 | 0
SA1 | Grid Battery | 0 | 0 | 0 | 0 | 0 | 0 | 0 | 0 | 0 | 0 | 0 | 0 | 0 | 0 | 0 | 0 | 0 | 0 | 0 | 0 | 0 | 0 | 0 | 0 | 0 | 0 | 0
SA1 | Pumped Hydro | 0 | 0 | 0 | 0 | 0 | 0 | 0 | 0 | 0 | 0 | 0 | 0 | 0 | 0 | 0 | 0 | 0 | 0 | 0 | 0 | 0 | 0 | 0 | 0 | 0 | 0 | 0
SA1 | VPP | 0 | 0 | 0 | 0 | 0 | 0 | 0 | 0 | 0 | 0 | 0 | 0 | 0 | 0 | 0 | 0 | 0 | 0 | 0 | 0 | 0 | 0 | 0 | 0 | 0 | 0 | 0
Total excluding storage |  | 100307.0421 | 71503.4345 | 124352.646 | 64323.521 | 55458.0605 | 80839.7474 | 70438.7205 | 104538.8962 | 73261.8118 | 81015.8902 | 85314.8354 | 112392.5492 | 65837.9923 | 70850.4988 | 34802.5942 | 29649.4419 | 39223.6473 | 23979.389 | 15176.6 | 17832.0578 | 22385.0248 | 7186.8581 | 5140.0967 | 1657.807 | 1262.5137 | 1408.6836 | 1931.9006
Region | Technology | 2023-24 | 2024-25 | 2025-26 | 2026-27 | 2027-28 | 2028-29 | 2029-30 | 2030-31 | 2031-32 | 2032-33 | 2033-34 | 2034-35 | 2035-36 | 2036-37 | 2037-38 | 2038-39 | 2039-40 | 2040-41 | 2041-42 | 2042-43 | 2043-44 | 2044-45 | 2045-46 | 2046-47 | 2047-48
TAS1 | Black Coal | 0 | 0 | 0 | 0 | 0 | 0 | 0 | 0 | 0 | 0 | 0 | 0 | 0 | 0 | 0 | 0 | 0 | 0 | 0 | 0 | 0 | 0 | 0 | 0 | 0 | 0 | 0
TAS1 | Brown Coal | 0 | 0 | 0 | 0 | 0 | 0 | 0 | 0 | 0 | 0 | 0 | 0 | 0 | 0 | 0 | 0 | 0 | 0 | 0 | 0 | 0 | 0 | 0 | 0 | 0 | 0 | 0
TAS1 | CCGT | 0 | 0 | 0 | 0 | 0 | 0 | 0 | 0 | 0 | 0 | 0 | 0 | 0 | 0 | 0 | 0 | 0 | 0 | 0 | 0 | 0 | 0 | 0 | 0 | 0 | 0 | 0
TAS1 | Gas - Steam | 0 | 0 | 0 | 0 | 0 | 0 | 0 | 0 | 0 | 0 | 0 | 0 | 0 | 0 | 0 | 0 | 0 | 0 | 0 | 0 | 0 | 0 | 0 | 0 | 0 | 0 | 0
TAS1 | OCGT / Diesel | 0.0077425 | 0.014758 | 0.014891 | 21.6192 | 0.014768 | 0.014977 | 104.0563 | 530.9348 | 310.099 | 1334.0576 | 867.3104 | 2596.9618 | 952.1636 | 890.8214 | 2096.5042 | 925.1334 | 3623.038 | 617.7188 | 604.6687 | 582.2127 | 743.9042 | 217.0928 | 284.0248 | 131.8619 | 138.3541 | 422.589 | 272.9253
TAS1 | Hydro | 0 | 0 | 0 | 0 | 0 | 0 | 0 | 0 | 0 | 0 | 0 | 0 | 0 | 0 | 0 | 0 | 0 | 0 | 0 | 0 | 0 | 0 | 0 | 0 | 0 | 0 | 0
TAS1 | Hydrogen Turbine | 0 | 0 | 0 | 0 | 0 | 0 | 0 | 0 | 0 | 0 | 0 | 0 | 0 | 0 | 0 | 0 | 0 | 0 | 0 | 0 | 0 | 0 | 0 | 0 | 0 | 0 | 0
TAS1 | Wind | 0 | 0 | 0 | 0 | 0 | 0 | 0 | 0 | 0 | 0 | 0 | 0 | 0 | 0 | 0 | 0 | 0 | 0 | 0 | 0 | 0 | 0 | 0 | 0 | 0 | 0 | 0
TAS1 | Solar PV | 0 | 0 | 0 | 0 | 0 | 0 | 0 | 0 | 0 | 0 | 0 | 0 | 0 | 0 | 0 | 0 | 0 | 0 | 0 | 0 | 0 | 0 | 0 | 0 | 0 | 0 | 0
TAS1 | Grid Battery | 0 | 0 | 0 | 0 | 0 | 0 | 0 | 0 | 0 | 0 | 0 | 0 | 0 | 0 | 0 | 0 | 0 | 0 | 0 | 0 | 0 | 0 | 0 | 0 | 0 | 0 | 0
TAS1 | Pumped Hydro | 0 | 0 | 0 | 0 | 0 | 0 | 0 | 0 | 0 | 0 | 0 | 0 | 0 | 0 | 0 | 0 | 0 | 0 | 0 | 0 | 0 | 0 | 0 | 0 | 0 | 0 | 0
TAS1 | VPP | 0 | 0 | 0 | 0 | 0 | 0 | 0 | 0 | 0 | 0 | 0 | 0 | 0 | 0 | 0 | 0 | 0 | 0 | 0 | 0 | 0 | 0 | 0 | 0 | 0 | 0 | 0
Total excluding storage |  | 0.0077425 | 0.014758 | 0.014891 | 21.6192 | 0.014768 | 0.014977 | 104.0563 | 530.9348 | 310.099 | 1334.0576 | 867.3104 | 2596.9618 | 952.1636 | 890.8214 | 2096.5042 | 925.1334 | 3623.038 | 617.7188 | 604.6687 | 582.2127 | 743.9042 | 217.0928 | 284.0248 | 131.8619 | 138.3541 | 422.589 | 272.9253

## BaseCase_Build Cost
New generation build cost (CAPEX) by technology ($000s) - BaseCase, Step Change Scenario
CAPEX | Real June 2021 dollars discounted to 1 July 2021. The total capital costs are annualised for modelling purposes.
Explicitly modelled generation
Region | Technology | 2023-24 | 2024-25 | 2025-26 | 2026-27 | 2027-28 | 2028-29 | 2029-30 | 2030-31 | 2031-32 | 2032-33 | 2033-34 | 2034-35 | 2035-36 | 2036-37 | 2037-38 | 2038-39 | 2039-40 | 2040-41 | 2041-42 | 2042-43 | 2043-44 | 2044-45 | 2045-46 | 2046-47 | 2047-48 | 2048-49 | 2049-50
NEM | Black Coal | 0 | 0 | 0 | 0 | 0 | 0 | 0 | 0 | 0 | 0 | 0 | 0 | 0 | 0 | 0 | 0 | 0 | 0 | 0 | 0 | 0 | 0 | 0 | 0 | 0 | 0 | 0
NEM | Brown Coal | 0 | 0 | 0 | 0 | 0 | 0 | 0 | 0 | 0 | 0 | 0 | 0 | 0 | 0 | 0 | 0 | 0 | 0 | 0 | 0 | 0 | 0 | 0 | 0 | 0 | 0 | 0
NEM | CCGT | 0 | 0 | 0 | 0 | 0 | 0 | 0 | 0 | 0 | 0 | 0 | 0 | 0 | 0 | 0 | 0 | 0 | 0 | 0 | 0 | 0 | 0 | 0 | 0 | 0 | 0 | 0
NEM | Gas - Steam | 0 | 0 | 0 | 0 | 0 | 0 | 0 | 0 | 0 | 0 | 0 | 0 | 0 | 0 | 0 | 0 | 0 | 0 | 0 | 0 | 0 | 0 | 0 | 0 | 0 | 0 | 0
NEM | OCGT / Diesel | 0 | 0.067491 | 0.063973 | 0.062466 | 0.059667 | 1926.3512 | 1825.9259 | 1730.738 | 1644.884 | 1554.761 | 1473.7073 | 1396.885 | 34446.5893 | 32559.1978 | 73051.3803 | 69243.0146 | 65808.1803 | 62202.4298 | 66559.0201 | 63089.1187 | 88687.0068 | 124107.5414 | 117637.4801 | 154863.6122 | 147181.5235 | 178062.605 | 168779.7028
NEM | Hydro | 0 | 0 | 0 | 0 | 0 | 0 | 0 | 0 | 0 | 0 | 0 | 0 | 0 | 0 | 0 | 0 | 0 | 0 | 0 | 0 | 0 | 0 | 0 | 0 | 0 | 0 | 0
NEM | Hydrogen Turbine | 0 | 0 | 0 | 0 | 0 | 0 | 0 | 0 | 0 | 0 | 0 | 0 | 0 | 0 | 0 | 0 | 0 | 0 | 0 | 0 | 0 | 0 | 0 | 0 | 0 | 0 | 0
NEM | Wind | 0 | 748832.8583 | 716451.0587 | 948238.9208 | 1438222.3835 | 1894263.0838 | 2001824.5893 | 2245485.1432 | 2217725.3105 | 2323050.7607 | 2488552.8263 | 2379523.0463 | 2388971.4222 | 2310181.3668 | 2453479.2489 | 2345772.6109 | 2270758.3061 | 2195382.9747 | 2103744.6888 | 2199511.2553 | 2206326.7429 | 2094265.1529 | 2030618.4913 | 2302808.0167 | 2343768.3427 | 2244048.0461 | 1992428.8266
NEM | Solar PV | 0 | 0.24733 | 56452.8129 | 53509.8127 | 50855.538 | 91824.0829 | 129641.3079 | 225623.5367 | 236225.6692 | 341548.3762 | 403012.883 | 451910.0407 | 429492.8164 | 406719.3807 | 511183.9491 | 532832.1727 | 775659.3612 | 877443.993 | 955179.1934 | 1087007.6856 | 1122594.8243 | 1065014 | 1035803.6954 | 1077211.3897 | 1056556.2913 | 1064661.6239 | 1106109.7856
NEM | Grid Battery | 0 | 0.29487 | 50506.9476 | 47874.1003 | 103913.2144 | 205324.9249 | 200149.5459 | 216250.1224 | 210544.6253 | 333130.7959 | 355157.6932 | 336642.3644 | 342110.1496 | 323365.3115 | 321434.6779 | 304677.4256 | 394022.7735 | 424322.3866 | 472777.609 | 543356.5419 | 539821.6023 | 533179.7588 | 488086.3566 | 475531.2841 | 431936.8525 | 446218.299 | 421391.9748
NEM | Pumped Hydro | 0 | 0 | 70451.2253 | 66778.5183 | 63465.9559 | 93446.4622 | 88574.8876 | 83994.5601 | 101097.2152 | 113301.5124 | 124692.3539 | 118191.8126 | 125069.4401 | 118216.6594 | 269061.3 | 255034.4098 | 291005.0305 | 294646.0487 | 314646.6357 | 308458.6239 | 293157.3817 | 301589.9256 | 285867.2739 | 311532.4826 | 296078.7555 | 279856.0679 | 265266.422
NEM | VPP | 0 | 0 | 0 | 0 | 0 | 0 | 0 | 0 | 0 | 0 | 0 | 0 | 0 | 0 | 0 | 0 | 0 | 0 | 0 | 0 | 0 | 0 | 0 | 0 | 0 | 0 | 0
Total excluding storage |  | 0 | 748833.468 | 893862.1084 | 1116401.4146 | 1656457.1515 | 2286784.905 | 2422016.2567 | 2773084.1004 | 2767237.7042 | 3112586.2062 | 3372889.4637 | 3287664.1488 | 3320090.4176 | 3191041.9162 | 3628210.5562 | 3507559.6336 | 3797253.6516 | 3853997.8328 | 3912907.147 | 4201423.2255 | 4250587.558 | 4118156.3787 | 3958013.2973 | 4321946.7854 | 4275521.7655 | 4212846.6419 | 3953976.7119
Region | Technology | 2023-24 | 2024-25 | 2025-26 | 2026-27 | 2027-28 | 2028-29 | 2029-30 | 2030-31 | 2031-32 | 2032-33 | 2033-34 | 2034-35 | 2035-36 | 2036-37 | 2037-38 | 2038-39 | 2039-40 | 2040-41 | 2041-42 | 2042-43 | 2043-44 | 2044-45 | 2045-46 | 2046-47 | 2047-48 | 2048-49 | 2049-50
NSW1 | Black Coal | 0 | 0 | 0 | 0 | 0 | 0 | 0 | 0 | 0 | 0 | 0 | 0 | 0 | 0 | 0 | 0 | 0 | 0 | 0 | 0 | 0 | 0 | 0 | 0 | 0 | 0 | 0
NSW1 | Brown Coal | 0 | 0 | 0 | 0 | 0 | 0 | 0 | 0 | 0 | 0 | 0 | 0 | 0 | 0 | 0 | 0 | 0 | 0 | 0 | 0 | 0 | 0 | 0 | 0 | 0 | 0 | 0
NSW1 | CCGT | 0 | 0 | 0 | 0 | 0 | 0 | 0 | 0 | 0 | 0 | 0 | 0 | 0 | 0 | 0 | 0 | 0 | 0 | 0 | 0 | 0 | 0 | 0 | 0 | 0 | 0 | 0
NSW1 | Gas - Steam | 0 | 0 | 0 | 0 | 0 | 0 | 0 | 0 | 0 | 0 | 0 | 0 | 0 | 0 | 0 | 0 | 0 | 0 | 0 | 0 | 0 | 0 | 0 | 0 | 0 | 0 | 0
NSW1 | OCGT / Diesel | 0 | 0.028116 | 0.02665 | 0.025261 | 0.024013 | 0.022725 | 0.021573 | 0.020478 | 0.019479 | 0.018433 | 0.017516 | 0.016656 | 0.015837 | 0.015011 | 17559.7807 | 16644.3419 | 15818.6909 | 14951.9559 | 14172.4701 | 13433.6209 | 12767.2394 | 12067.699 | 11438.5773 | 26758.6586 | 25431.2816 | 24037.8552 | 22784.6896
NSW1 | Hydro | 0 | 0 | 0 | 0 | 0 | 0 | 0 | 0 | 0 | 0 | 0 | 0 | 0 | 0 | 0 | 0 | 0 | 0 | 0 | 0 | 0 | 0 | 0 | 0 | 0 | 0 | 0
NSW1 | Hydrogen Turbine | 0 | 0 | 0 | 0 | 0 | 0 | 0 | 0 | 0 | 0 | 0 | 0 | 0 | 0 | 0 | 0 | 0 | 0 | 0 | 0 | 0 | 0 | 0 | 0 | 0 | 0 | 0
NSW1 | Wind | 0 | 334860.2779 | 324059.9862 | 415000.4754 | 772882.1998 | 802815.6614 | 787386.303 | 812032.746 | 771751.4465 | 786299.0021 | 810421.5203 | 780041.0634 | 858847.1544 | 850836.7381 | 834570.2586 | 791061.8736 | 774347.8913 | 766297.6695 | 726348.5036 | 786251.8252 | 832524.8511 | 786909.2916 | 746987.6888 | 742462.1238 | 772323.9064 | 730006.8758 | 607580.5402
NSW1 | Solar PV | 0 | 0.09643 | 56452.6344 | 53509.6096 | 50855.3437 | 82268.0569 | 119041.2367 | 185119.3363 | 175936.3974 | 166358.9359 | 182699.9869 | 173175.3535 | 164584.9015 | 156121.5485 | 199593.5128 | 205778.1278 | 250717.4253 | 262399.4537 | 289435.3388 | 287642.568 | 283260.7668 | 267740.3911 | 253782.3617 | 281591.2981 | 290315.5912 | 288343.1969 | 318877.6376
NSW1 | Grid Battery | 0 | 0.18518 | 50506.8286 | 47873.7855 | 103912.897 | 131767.671 | 130427.0236 | 123627.5439 | 117494.9392 | 124902.1175 | 118390.6346 | 112218.6113 | 106651.9636 | 100808.3083 | 95552.9004 | 90571.4707 | 132117.4114 | 124878.4739 | 128744.192 | 126923.111 | 120627.0442 | 122331.729 | 98656.9489 | 106403.9503 | 81120.2676 | 93836.0956 | 87173.8414
NSW1 | Pumped Hydro | 0 | 0 | 70451.0317 | 66778.2304 | 63465.6671 | 59988.2745 | 56860.9248 | 53896.6133 | 51223.0445 | 48416.4414 | 45892.3627 | 43499.8704 | 41342.0393 | 39076.8341 | 37039.7462 | 35108.7645 | 33367.177 | 31538.9291 | 29894.7207 | 28336.2308 | 26930.5981 | 25455.0418 | 24128.0027 | 22870.2714 | 21735.78 | 20544.8372 | 19473.7797
NSW1 | VPP | 0 | 0 | 0 | 0 | 0 | 0 | 0 | 0 | 0 | 0 | 0 | 0 | 0 | 0 | 0 | 0 | 0 | 0 | 0 | 0 | 0 | 0 | 0 | 0 | 0 | 0 | 0
Total excluding storage |  | 0 | 334860.5876 | 501470.5075 | 583162.1261 | 991116.1316 | 1076839.6866 | 1093715.5097 | 1174676.26 | 1116405.8471 | 1125976.5154 | 1157404.522 | 1108934.9152 | 1171426.0745 | 1146843.4441 | 1184316.1987 | 1139164.5785 | 1206368.5959 | 1200066.4821 | 1188595.2251 | 1242587.3559 | 1276110.4997 | 1214504.1525 | 1134993.5794 | 1180086.3022 | 1190926.8269 | 1156768.8608 | 1055890.4884
Region | Technology | 2023-24 | 2024-25 | 2025-26 | 2026-27 | 2027-28 | 2028-29 | 2029-30 | 2030-31 | 2031-32 | 2032-33 | 2033-34 | 2034-35 | 2035-36 | 2036-37 | 2037-38 | 2038-39 | 2039-40 | 2040-41 | 2041-42 | 2042-43 | 2043-44 | 2044-45 | 2045-46 | 2046-47 | 2047-48 | 2048-49 | 2049-50
QLD1 | Black Coal | 0 | 0 | 0 | 0 | 0 | 0 | 0 | 0 | 0 | 0 | 0 | 0 | 0 | 0 | 0 | 0 | 0 | 0 | 0 | 0 | 0 | 0 | 0 | 0 | 0 | 0 | 0
QLD1 | Brown Coal | 0 | 0 | 0 | 0 | 0 | 0 | 0 | 0 | 0 | 0 | 0 | 0 | 0 | 0 | 0 | 0 | 0 | 0 | 0 | 0 | 0 | 0 | 0 | 0 | 0 | 0 | 0
QLD1 | CCGT | 0 | 0 | 0 | 0 | 0 | 0 | 0 | 0 | 0 | 0 | 0 | 0 | 0 | 0 | 0 | 0 | 0 | 0 | 0 | 0 | 0 | 0 | 0 | 0 | 0 | 0 | 0
QLD1 | Gas - Steam | 0 | 0 | 0 | 0 | 0 | 0 | 0 | 0 | 0 | 0 | 0 | 0 | 0 | 0 | 0 | 0 | 0 | 0 | 0 | 0 | 0 | 0 | 0 | 0 | 0 | 0 | 0
QLD1 | OCGT / Diesel | 0 | 0.0080807 | 0.0076594 | 0.0077566 | 0.007427 | 1926.3014 | 1825.8781 | 1730.6902 | 1644.8384 | 1554.7147 | 1473.6634 | 1396.8374 | 1327.5466 | 1254.8079 | 25819.2062 | 24473.1812 | 23259.1768 | 21984.764 | 20838.6389 | 19752.2643 | 18772.4432 | 17743.8667 | 16818.831 | 43384.5063 | 41232.3957 | 77918.6236 | 73856.5132
QLD1 | Hydro | 0 | 0 | 0 | 0 | 0 | 0 | 0 | 0 | 0 | 0 | 0 | 0 | 0 | 0 | 0 | 0 | 0 | 0 | 0 | 0 | 0 | 0 | 0 | 0 | 0 | 0 | 0
QLD1 | Hydrogen Turbine | 0 | 0 | 0 | 0 | 0 | 0 | 0 | 0 | 0 | 0 | 0 | 0 | 0 | 0 | 0 | 0 | 0 | 0 | 0 | 0 | 0 | 0 | 0 | 0 | 0 | 0 | 0
QLD1 | Wind | 0 | 152331.8075 | 144390.3395 | 196404.4245 | 313864.8643 | 628472.4233 | 595708.4612 | 730388.9871 | 695171.5335 | 769850.6656 | 798362.6993 | 756918.4714 | 719371.143 | 679955.4881 | 780215.1119 | 739540.3907 | 702855.112 | 676394.4535 | 663945.14 | 675337.4372 | 670364.7006 | 633634.192 | 600601.1319 | 734892.9685 | 718944.2034 | 684042.0338 | 624084.9141
QLD1 | Solar PV | 0 | 0.04088 | 0.056175 | 0.055587 | 0.053495 | 9555.89 | 10599.9393 | 40503.9651 | 60289.0476 | 81432.8403 | 131444.0807 | 150146.8488 | 142698.7374 | 134880.0133 | 185537.89 | 183629.0114 | 320304.7985 | 353640.9022 | 338769.5634 | 460790.4189 | 437977.0288 | 413979.4659 | 404724.8189 | 434089.1572 | 422643.6927 | 443607.6751 | 466789.9972
QLD1 | Grid Battery | 0 | 0.024786 | 0.027401 | 0.039198 | 0.046697 | 73556.9979 | 69722.2732 | 79618.5584 | 80690.7199 | 103049.6924 | 137071.3361 | 129925.4374 | 123480.4201 | 116714.7022 | 110630.0497 | 104862.6071 | 149242.5096 | 141660.3467 | 163115.6754 | 244947.4186 | 232796.6805 | 220041.3163 | 208569.9668 | 197696.6469 | 187889.8004 | 198382.466 | 188040.2522
QLD1 | Pumped Hydro | 0 | 0 | 0.045143 | 0.066104 | 0.065389 | 33457.9687 | 31713.7147 | 30060.3935 | 28569.2324 | 27003.8721 | 42893.6366 | 40657.4774 | 38640.6436 | 36523.4523 | 188418.5702 | 178595.8015 | 218358.1942 | 206393.9494 | 195634.0755 | 185435.1435 | 176236.5383 | 166580.2159 | 157895.9394 | 190232.5122 | 180795.931 | 170889.7923 | 161980.8458
QLD1 | VPP | 0 | 0 | 0 | 0 | 0 | 0 | 0 | 0 | 0 | 0 | 0 | 0 | 0 | 0 | 0 | 0 | 0 | 0 | 0 | 0 | 0 | 0 | 0 | 0 | 0 | 0 | 0
Total excluding storage |  | 0 | 152331.8813 | 144390.4758 | 196404.5931 | 313865.0373 | 746969.5813 | 709570.2665 | 882302.5943 | 866365.3718 | 982891.7852 | 1111245.4161 | 1079045.0723 | 1025518.4907 | 969328.4638 | 1290620.8279 | 1231100.9919 | 1414019.7911 | 1400074.4158 | 1382303.0932 | 1586262.6826 | 1536147.3914 | 1451979.0568 | 1388610.688 | 1600295.7912 | 1551506.0232 | 1574840.5909 | 1514752.5225
Region | Technology | 2023-24 | 2024-25 | 2025-26 | 2026-27 | 2027-28 | 2028-29 | 2029-30 | 2030-31 | 2031-32 | 2032-33 | 2033-34 | 2034-35 | 2035-36 | 2036-37 | 2037-38 | 2038-39 | 2039-40 | 2040-41 | 2041-42 | 2042-43 | 2043-44 | 2044-45 | 2045-46 | 2046-47 | 2047-48 | 2048-49 | 2049-50
VIC1 | Black Coal | 0 | 0 | 0 | 0 | 0 | 0 | 0 | 0 | 0 | 0 | 0 | 0 | 0 | 0 | 0 | 0 | 0 | 0 | 0 | 0 | 0 | 0 | 0 | 0 | 0 | 0 | 0
VIC1 | Brown Coal | 0 | 0 | 0 | 0 | 0 | 0 | 0 | 0 | 0 | 0 | 0 | 0 | 0 | 0 | 0 | 0 | 0 | 0 | 0 | 0 | 0 | 0 | 0 | 0 | 0 | 0 | 0
VIC1 | CCGT | 0 | 0 | 0 | 0 | 0 | 0 | 0 | 0 | 0 | 0 | 0 | 0 | 0 | 0 | 0 | 0 | 0 | 0 | 0 | 0 | 0 | 0 | 0 | 0 | 0 | 0 | 0
VIC1 | Gas - Steam | 0 | 0 | 0 | 0 | 0 | 0 | 0 | 0 | 0 | 0 | 0 | 0 | 0 | 0 | 0 | 0 | 0 | 0 | 0 | 0 | 0 | 0 | 0 | 0 | 0 | 0 | 0
VIC1 | OCGT / Diesel | 0 | 0.015601 | 0.014788 | 0.014039 | 0.013363 | 0.012686 | 0.012054 | 0.011467 | 0.010912 | 0.011105 | 0.010551 | 0.014259 | 33118.9897 | 31304.3396 | 29672.3599 | 28125.4597 | 26730.2823 | 25265.6813 | 31547.881 | 29903.2047 | 57147.2392 | 94295.7849 | 89379.8909 | 84720.2758 | 80517.6831 | 76105.9719 | 72138.358
VIC1 | Hydro | 0 | 0 | 0 | 0 | 0 | 0 | 0 | 0 | 0 | 0 | 0 | 0 | 0 | 0 | 0 | 0 | 0 | 0 | 0 | 0 | 0 | 0 | 0 | 0 | 0 | 0 | 0
VIC1 | Hydrogen Turbine | 0 | 0 | 0 | 0 | 0 | 0 | 0 | 0 | 0 | 0 | 0 | 0 | 0 | 0 | 0 | 0 | 0 | 0 | 0 | 0 | 0 | 0 | 0 | 0 | 0 | 0 | 0
VIC1 | Wind | 0 | 123366.1374 | 116934.7275 | 167098.265 | 158809.2904 | 165980.1655 | 275468.3086 | 363350.1212 | 345325.9536 | 364134.7929 | 492746.3756 | 475717.7927 | 452119.5685 | 439179.2103 | 453712.1765 | 437259.9693 | 419802.3127 | 398482.0445 | 377708.0995 | 391927.8713 | 372486.1132 | 352076.9214 | 374158.7399 | 470514.193 | 494086.3695 | 474167.486 | 448143.4393
VIC1 | Solar PV | 0 | 0.036771 | 0.036264 | 0.064133 | 0.061229 | 0.058164 | 0.056073 | 0.10552 | 0.10034 | 63657.5173 | 60338.8791 | 77409.1416 | 73569.2236 | 69742.9366 | 69998.9526 | 87064.5896 | 141012.9101 | 144944.4742 | 198534.6342 | 201558.9947 | 210297.2719 | 199116.6365 | 202720.6791 | 195625.6582 | 185921.5472 | 178085.6504 | 173544.8185
VIC1 | Grid Battery | 0 | 0.038203 | 0.036509 | 0.18836 | 0.17963 | 0.16982 | 0.16136 | 13002.7272 | 12357.7213 | 71647.2451 | 67912.0811 | 64371.6411 | 64976.1274 | 61415.9668 | 73124.8034 | 69312.6107 | 74712.8939 | 92280.4693 | 95156.9276 | 90196.1403 | 85721.9151 | 90730.4016 | 86000.3808 | 81516.8974 | 77473.2111 | 73228.3157 | 69617.2792
VIC1 | Pumped Hydro | 0 | 0 | 0.043335 | 0.096113 | 0.091851 | 0.087297 | 0.090003 | 0.16004 | 0.15225 | 0.1674 | 0.15972 | 0.15269 | 1.6827 | 1.5912 | 3209.8149 | 3042.4792 | 2891.5573 | 22318.8314 | 53735.0296 | 61149.0362 | 58115.7077 | 74101.5033 | 70238.436 | 66576.7168 | 63274.1448 | 59807.2442 | 56689.3312
VIC1 | VPP | 0 | 0 | 0 | 0 | 0 | 0 | 0 | 0 | 0 | 0 | 0 | 0 | 0 | 0 | 0 | 0 | 0 | 0 | 0 | 0 | 0 | 0 | 0 | 0 | 0 | 0 | 0
Total excluding storage |  | 0 | 123366.228 | 116934.8584 | 167098.6277 | 158809.6364 | 165980.4935 | 275468.6281 | 376353.1254 | 357683.9384 | 499439.7338 | 620997.506 | 617498.7424 | 623785.5918 | 601644.0446 | 629718.1074 | 624805.1085 | 665149.9563 | 683291.5006 | 756682.5719 | 774735.2473 | 783768.2472 | 810321.2477 | 822498.1267 | 898953.7411 | 901272.9557 | 861394.6682 | 820133.226
Region | Technology | 2023-24 | 2024-25 | 2025-26 | 2026-27 | 2027-28 | 2028-29 | 2029-30 | 2030-31 | 2031-32 | 2032-33 | 2033-34 | 2034-35 | 2035-36 | 2036-37 | 2037-38 | 2038-39 | 2039-40 | 2040-41 | 2041-42 | 2042-43 | 2043-44 | 2044-45 | 2045-46 | 2046-47 | 2047-48 | 2048-49 | 2049-50
SA1 | Black Coal | 0 | 0 | 0 | 0 | 0 | 0 | 0 | 0 | 0 | 0 | 0 | 0 | 0 | 0 | 0 | 0 | 0 | 0 | 0 | 0 | 0 | 0 | 0 | 0 | 0 | 0 | 0
SA1 | Brown Coal | 0 | 0 | 0 | 0 | 0 | 0 | 0 | 0 | 0 | 0 | 0 | 0 | 0 | 0 | 0 | 0 | 0 | 0 | 0 | 0 | 0 | 0 | 0 | 0 | 0 | 0 | 0
SA1 | CCGT | 0 | 0 | 0 | 0 | 0 | 0 | 0 | 0 | 0 | 0 | 0 | 0 | 0 | 0 | 0 | 0 | 0 | 0 | 0 | 0 | 0 | 0 | 0 | 0 | 0 | 0 | 0
SA1 | Gas - Steam | 0 | 0 | 0 | 0 | 0 | 0 | 0 | 0 | 0 | 0 | 0 | 0 | 0 | 0 | 0 | 0 | 0 | 0 | 0 | 0 | 0 | 0 | 0 | 0 | 0 | 0 | 0
SA1 | OCGT / Diesel | 0 | 0.0081957 | 0.0077684 | 0.0086427 | 0.0082425 | 0.0078342 | 0.0074758 | 0.0082947 | 0.0079335 | 0.0085672 | 0.0081731 | 0.0090336 | 0.023051 | 0.02181 | 0.020726 | 0.019661 | 0.018755 | 0.017746 | 0.016837 | 0.015985 | 0.0729 | 0.1626 | 0.15413 | 0.14611 | 0.13888 | 0.13129 | 0.12233
SA1 | Hydro | 0 | 0 | 0 | 0 | 0 | 0 | 0 | 0 | 0 | 0 | 0 | 0 | 0 | 0 | 0 | 0 | 0 | 0 | 0 | 0 | 0 | 0 | 0 | 0 | 0 | 0 | 0
SA1 | Hydrogen Turbine | 0 | 0 | 0 | 0 | 0 | 0 | 0 | 0 | 0 | 0 | 0 | 0 | 0 | 0 | 0 | 0 | 0 | 0 | 0 | 0 | 0 | 0 | 0 | 0 | 0 | 0 | 0
SA1 | Wind | 0 | 58448.0539 | 55400.999 | 95908.6665 | 91168.5307 | 175822.9206 | 179228.3342 | 183289.4661 | 174197.2992 | 164652.717 | 161322.1512 | 152911.9929 | 155312.1221 | 148028.8474 | 202819.5346 | 205244.8149 | 209652.5912 | 199099.7694 | 188720.1608 | 206636.0292 | 198505.9139 | 196456.4928 | 186214.7162 | 235873.8425 | 245255.2484 | 248873.2028 | 232152.3229
SA1 | Solar PV | 0 | 0.05679 | 0.070426 | 0.067503 | 0.064403 | 0.063192 | 0.061504 | 0.11217 | 0.1067 | 30099.0558 | 28529.9108 | 51178.4778 | 48639.7433 | 45974.6832 | 55742.0777 | 56065.1655 | 63343.5954 | 116193.9073 | 128188.2117 | 136777.3647 | 186242.0072 | 176037.4669 | 166860.1583 | 158591.8379 | 150724.8086 | 148055.2889 | 140670.0261
SA1 | Grid Battery | 0 | 0.026835 | 0.032234 | 0.062336 | 0.062249 | 0.058865 | 0.056621 | 1.2442 | 1.1871 | 33531.6768 | 31783.5803 | 30126.6166 | 47001.5807 | 44426.2787 | 42126.8708 | 39930.6838 | 37949.9034 | 65503.0443 | 85760.7613 | 81289.8217 | 100675.9089 | 100076.2566 | 94859.0089 | 89913.7419 | 85453.5241 | 80771.3697 | 76560.553
SA1 | Pumped Hydro | 0 | 0 | 0.052947 | 0.070613 | 0.068572 | 0.06559 | 0.06409 | 0.080967 | 0.077247 | 0.076526 | 0.074411 | 0.072159 | 0.08532 | 0.081292 | 0.087084 | 0.082888 | 0.079799 | 0.082753 | 0.089122 | 0.089058 | 0.086655 | 0.098636 | 0.093733 | 0.089023 | 0.084788 | 0.080398 | 0.082265
SA1 | VPP | 0 | 0 | 0 | 0 | 0 | 0 | 0 | 0 | 0 | 0 | 0 | 0 | 0 | 0 | 0 | 0 | 0 | 0 | 0 | 0 | 0 | 0 | 0 | 0 | 0 | 0 | 0
Total excluding storage |  | 0 | 58448.1457 | 55401.1624 | 95908.8756 | 91168.7342 | 175823.116 | 179228.5238 | 183290.9117 | 174198.6783 | 228283.5347 | 221635.7249 | 234217.1684 | 250953.5545 | 238429.9123 | 300688.5909 | 301240.7668 | 310946.1886 | 380796.8214 | 402669.2398 | 424703.3207 | 485423.9896 | 472570.4776 | 447934.1313 | 484379.6575 | 481433.8048 | 477700.073 | 449383.1066
Region | Technology | 2023-24 | 2024-25 | 2025-26 | 2026-27 | 2027-28 | 2028-29 | 2029-30 | 2030-31 | 2031-32 | 2032-33 | 2033-34 | 2034-35 | 2035-36 | 2036-37 | 2037-38 | 2038-39 | 2039-40 | 2040-41 | 2041-42 | 2042-43 | 2043-44 | 2044-45 | 2045-46 | 2046-47 | 2047-48 | 2048-49 | 2049-50
TAS1 | Black Coal | 0 | 0 | 0 | 0 | 0 | 0 | 0 | 0 | 0 | 0 | 0 | 0 | 0 | 0 | 0 | 0 | 0 | 0 | 0 | 0 | 0 | 0 | 0 | 0 | 0 | 0 | 0
TAS1 | Brown Coal | 0 | 0 | 0 | 0 | 0 | 0 | 0 | 0 | 0 | 0 | 0 | 0 | 0 | 0 | 0 | 0 | 0 | 0 | 0 | 0 | 0 | 0 | 0 | 0 | 0 | 0 | 0
TAS1 | CCGT | 0 | 0 | 0 | 0 | 0 | 0 | 0 | 0 | 0 | 0 | 0 | 0 | 0 | 0 | 0 | 0 | 0 | 0 | 0 | 0 | 0 | 0 | 0 | 0 | 0 | 0 | 0
TAS1 | Gas - Steam | 0 | 0 | 0 | 0 | 0 | 0 | 0 | 0 | 0 | 0 | 0 | 0 | 0 | 0 | 0 | 0 | 0 | 0 | 0 | 0 | 0 | 0 | 0 | 0 | 0 | 0 | 0
TAS1 | OCGT / Diesel | 0 | 0.0074981 | 0.0071072 | 0.006767 | 0.0066211 | 0.006596 | 0.0066891 | 0.0075714 | 0.0072535 | 0.0081329 | 0.0077501 | 0.0076285 | 0.01417 | 0.013417 | 0.012739 | 0.012099 | 0.01153 | 0.010918 | 0.013357 | 0.012693 | 0.012112 | 0.028228 | 0.026778 | 0.025408 | 0.024176 | 0.022882 | 0.019751
TAS1 | Hydro | 0 | 0 | 0 | 0 | 0 | 0 | 0 | 0 | 0 | 0 | 0 | 0 | 0 | 0 | 0 | 0 | 0 | 0 | 0 | 0 | 0 | 0 | 0 | 0 | 0 | 0 | 0
TAS1 | Hydrogen Turbine | 0 | 0 | 0 | 0 | 0 | 0 | 0 | 0 | 0 | 0 | 0 | 0 | 0 | 0 | 0 | 0 | 0 | 0 | 0 | 0 | 0 | 0 | 0 | 0 | 0 | 0 | 0
TAS1 | Wind | 0 | 79826.5816 | 75665.0065 | 73827.0894 | 101497.4983 | 121171.913 | 164033.1822 | 156423.8228 | 231279.0777 | 238113.5831 | 225700.08 | 213933.726 | 203321.4343 | 192181.0829 | 182162.1672 | 172665.5624 | 164100.3989 | 155109.0378 | 147022.785 | 139358.0925 | 132445.164 | 125188.2552 | 122656.2145 | 119064.8889 | 113158.6151 | 106958.4476 | 80467.6103
TAS1 | Solar PV | 0 | 0.016459 | 0.015642 | 0.015919 | 0.015219 | 0.01454 | 0.0143 | 0.017593 | 0.017209 | 0.026883 | 0.025535 | 0.21887 | 0.21059 | 0.19916 | 311.5161 | 295.2783 | 280.6319 | 265.2556 | 251.4453 | 238.3392 | 4817.7496 | 8140.0396 | 7715.6774 | 7313.4383 | 6950.6515 | 6569.8126 | 6227.3063
TAS1 | Grid Battery | 0 | 0.019869 | 0.022865 | 0.024957 | 0.028784 | 0.027265 | 0.031211 | 0.048736 | 0.057771 | 0.064086 | 0.061007 | 0.057993 | 0.057869 | 0.055428 | 0.053619 | 0.053447 | 0.055106 | 0.052436 | 0.05272 | 0.050258 | 0.053483 | 0.055263 | 0.051175 | 0.04758 | 0.049278 | 0.052054 | 0.049109
TAS1 | Pumped Hydro | 0 | 0 | 0.052208 | 0.055068 | 0.062986 | 0.066162 | 0.094004 | 37.3123 | 21304.7088 | 37880.955 | 35906.1204 | 34034.2399 | 45084.9892 | 42614.7005 | 40393.0817 | 38287.2818 | 36388.0222 | 34394.2561 | 35382.7207 | 33538.1244 | 31874.4509 | 35453.0659 | 33604.802 | 31852.8932 | 30272.8149 | 28614.1138 | 27122.383
TAS1 | VPP | 0 | 0 | 0 | 0 | 0 | 0 | 0 | 0 | 0 | 0 | 0 | 0 | 0 | 0 | 0 | 0 | 0 | 0 | 0 | 0 | 0 | 0 | 0 | 0 | 0 | 0 | 0
Total excluding storage |  | 0 | 79826.6254 | 75665.1043 | 73827.1921 | 101497.6119 | 121172.0275 | 164033.3284 | 156461.2089 | 252583.8687 | 275994.6371 | 261606.2947 | 247968.2504 | 248406.7061 | 234796.0514 | 222866.8314 | 211248.188 | 200769.1197 | 189768.6129 | 182657.0171 | 173134.6191 | 169137.4301 | 168781.4441 | 163976.7718 | 158231.2934 | 150382.155 | 142142.449 | 113817.3684

## BaseCase_Rehab Cost
Rehabilition cost by technology ($000s) - BaseCase, Step Change Scenario
Rehab | Real June 2021 dollars discounted to 1 July 2021
Explicitly modelled generation
Region | Technology | 2023-24 | 2024-25 | 2025-26 | 2026-27 | 2027-28 | 2028-29 | 2029-30 | 2030-31 | 2031-32 | 2032-33 | 2033-34 | 2034-35 | 2035-36 | 2036-37 | 2037-38 | 2038-39 | 2039-40 | 2040-41 | 2041-42 | 2042-43 | 2043-44 | 2044-45 | 2045-46 | 2046-47 | 2047-48 | 2048-49 | 2049-50
NEM | Black Coal | 0 | 0 | 0 | 0 | 0 | 0 | 0 | 0 | 0 | 0 | 0 | 0 | 0 | 0 | 0 | 0 | 0 | 0 | 0 | 0 | 0 | 0 | 0 | 0 | 0 | 0 | 0
NEM | Brown Coal | 0 | 0 | 0 | 0 | 0 | 0 | 0 | 0 | 0 | 0 | 0 | 0 | 0 | 0 | 0 | 0 | 0 | 0 | 0 | 0 | 0 | 0 | 0 | 0 | 0 | 0 | 0
NEM | CCGT | 0 | 0 | 0 | 0 | 0 | 0 | 0 | 0 | 0 | 0 | 0 | 0 | 0 | 0 | 0 | 0 | 0 | 0 | 0 | 0 | 0 | 0 | 0 | 0 | 0 | 0 | 0
NEM | Gas - Steam | 0 | 0 | 0 | 0 | 0 | 0 | 0 | 0 | 0 | 0 | 0 | 0 | 0 | 0 | 0 | 0 | 0 | 0 | 0 | 0 | 0 | 0 | 0 | 0 | 0 | 0 | 0
NEM | OCGT / Diesel | 0 | 0 | 0 | 0 | 0 | 0 | 0 | 0 | 0 | 0 | 0 | 0 | 0 | 0 | 0 | 0 | 0 | 0 | 0 | 0 | 0 | 0 | 0 | 0 | 0 | 0 | 0
NEM | Hydro | 0 | 0 | 0 | 0 | 0 | 0 | 0 | 0 | 0 | 0 | 0 | 0 | 0 | 0 | 0 | 0 | 0 | 0 | 0 | 0 | 0 | 0 | 0 | 0 | 0 | 0 | 0
NEM | Hydrogen Turbine | 0 | 0 | 0 | 0 | 0 | 0 | 0 | 0 | 0 | 0 | 0 | 0 | 0 | 0 | 0 | 0 | 0 | 0 | 0 | 0 | 0 | 0 | 0 | 0 | 0 | 0 | 0
NEM | Wind | 0 | 0 | 0 | 0 | 0 | 0 | 0 | 0 | 0 | 0 | 0 | 0 | 0 | 0 | 0 | 0 | 0 | 0 | 0 | 0 | 0 | 0 | 0 | 0 | 0 | 0 | 0
NEM | Solar PV | 0 | 0 | 0 | 0 | 0 | 0 | 0 | 0 | 0 | 0 | 0 | 0 | 0 | 0 | 0 | 0 | 0 | 0 | 0 | 0 | 0 | 0 | 0 | 0 | 0 | 0 | 0
NEM | Grid Battery | 0 | 0 | 0 | 0 | 0 | 0 | 0 | 0 | 0 | 0 | 0 | 0 | 0 | 0 | 0 | 0 | 0 | 0 | 0 | 0 | 0 | 0 | 0 | 0 | 0 | 0 | 0
NEM | Pumped Hydro | 0 | 0 | 0 | 0 | 0 | 0 | 0 | 0 | 0 | 0 | 0 | 0 | 0 | 0 | 0 | 0 | 0 | 0 | 0 | 0 | 0 | 0 | 0 | 0 | 0 | 0 | 0
NEM | VPP | 0 | 0 | 0 | 0 | 0 | 0 | 0 | 0 | 0 | 0 | 0 | 0 | 0 | 0 | 0 | 0 | 0 | 0 | 0 | 0 | 0 | 0 | 0 | 0 | 0 | 0 | 0
Total excluding storage |  | 0 | 0 | 0 | 0 | 0 | 0 | 0 | 0 | 0 | 0 | 0 | 0 | 0 | 0 | 0 | 0 | 0 | 0 | 0 | 0 | 0 | 0 | 0 | 0 | 0 | 0 | 0
Region | Technology | 2023-24 | 2024-25 | 2025-26 | 2026-27 | 2027-28 | 2028-29 | 2029-30 | 2030-31 | 2031-32 | 2032-33 | 2033-34 | 2034-35 | 2035-36 | 2036-37 | 2037-38 | 2038-39 | 2039-40 | 2040-41 | 2041-42 | 2042-43 | 2043-44 | 2044-45 | 2045-46 | 2046-47 | 2047-48 | 2048-49 | 2049-50
NSW1 | Black Coal | 0 | 0 | 0 | 0 | 0 | 0 | 0 | 0 | 0 | 0 | 0 | 0 | 0 | 0 | 0 | 0 | 0 | 0 | 0 | 0 | 0 | 0 | 0 | 0 | 0 | 0 | 0
NSW1 | Brown Coal | 0 | 0 | 0 | 0 | 0 | 0 | 0 | 0 | 0 | 0 | 0 | 0 | 0 | 0 | 0 | 0 | 0 | 0 | 0 | 0 | 0 | 0 | 0 | 0 | 0 | 0 | 0
NSW1 | CCGT | 0 | 0 | 0 | 0 | 0 | 0 | 0 | 0 | 0 | 0 | 0 | 0 | 0 | 0 | 0 | 0 | 0 | 0 | 0 | 0 | 0 | 0 | 0 | 0 | 0 | 0 | 0
NSW1 | Gas - Steam | 0 | 0 | 0 | 0 | 0 | 0 | 0 | 0 | 0 | 0 | 0 | 0 | 0 | 0 | 0 | 0 | 0 | 0 | 0 | 0 | 0 | 0 | 0 | 0 | 0 | 0 | 0
NSW1 | OCGT / Diesel | 0 | 0 | 0 | 0 | 0 | 0 | 0 | 0 | 0 | 0 | 0 | 0 | 0 | 0 | 0 | 0 | 0 | 0 | 0 | 0 | 0 | 0 | 0 | 0 | 0 | 0 | 0
NSW1 | Hydro | 0 | 0 | 0 | 0 | 0 | 0 | 0 | 0 | 0 | 0 | 0 | 0 | 0 | 0 | 0 | 0 | 0 | 0 | 0 | 0 | 0 | 0 | 0 | 0 | 0 | 0 | 0
NSW1 | Hydrogen Turbine | 0 | 0 | 0 | 0 | 0 | 0 | 0 | 0 | 0 | 0 | 0 | 0 | 0 | 0 | 0 | 0 | 0 | 0 | 0 | 0 | 0 | 0 | 0 | 0 | 0 | 0 | 0
NSW1 | Wind | 0 | 0 | 0 | 0 | 0 | 0 | 0 | 0 | 0 | 0 | 0 | 0 | 0 | 0 | 0 | 0 | 0 | 0 | 0 | 0 | 0 | 0 | 0 | 0 | 0 | 0 | 0
NSW1 | Solar PV | 0 | 0 | 0 | 0 | 0 | 0 | 0 | 0 | 0 | 0 | 0 | 0 | 0 | 0 | 0 | 0 | 0 | 0 | 0 | 0 | 0 | 0 | 0 | 0 | 0 | 0 | 0
NSW1 | Grid Battery | 0 | 0 | 0 | 0 | 0 | 0 | 0 | 0 | 0 | 0 | 0 | 0 | 0 | 0 | 0 | 0 | 0 | 0 | 0 | 0 | 0 | 0 | 0 | 0 | 0 | 0 | 0
NSW1 | Pumped Hydro | 0 | 0 | 0 | 0 | 0 | 0 | 0 | 0 | 0 | 0 | 0 | 0 | 0 | 0 | 0 | 0 | 0 | 0 | 0 | 0 | 0 | 0 | 0 | 0 | 0 | 0 | 0
NSW1 | VPP | 0 | 0 | 0 | 0 | 0 | 0 | 0 | 0 | 0 | 0 | 0 | 0 | 0 | 0 | 0 | 0 | 0 | 0 | 0 | 0 | 0 | 0 | 0 | 0 | 0 | 0 | 0
Total excluding storage |  | 0 | 0 | 0 | 0 | 0 | 0 | 0 | 0 | 0 | 0 | 0 | 0 | 0 | 0 | 0 | 0 | 0 | 0 | 0 | 0 | 0 | 0 | 0 | 0 | 0 | 0 | 0
Region | Technology | 2023-24 | 2024-25 | 2025-26 | 2026-27 | 2027-28 | 2028-29 | 2029-30 | 2030-31 | 2031-32 | 2032-33 | 2033-34 | 2034-35 | 2035-36 | 2036-37 | 2037-38 | 2038-39 | 2039-40 | 2040-41 | 2041-42 | 2042-43 | 2043-44 | 2044-45 | 2045-46 | 2046-47 | 2047-48 | 2048-49 | 2049-50
QLD1 | Black Coal | 0 | 0 | 0 | 0 | 0 | 0 | 0 | 0 | 0 | 0 | 0 | 0 | 0 | 0 | 0 | 0 | 0 | 0 | 0 | 0 | 0 | 0 | 0 | 0 | 0 | 0 | 0
QLD1 | Brown Coal | 0 | 0 | 0 | 0 | 0 | 0 | 0 | 0 | 0 | 0 | 0 | 0 | 0 | 0 | 0 | 0 | 0 | 0 | 0 | 0 | 0 | 0 | 0 | 0 | 0 | 0 | 0
QLD1 | CCGT | 0 | 0 | 0 | 0 | 0 | 0 | 0 | 0 | 0 | 0 | 0 | 0 | 0 | 0 | 0 | 0 | 0 | 0 | 0 | 0 | 0 | 0 | 0 | 0 | 0 | 0 | 0
QLD1 | Gas - Steam | 0 | 0 | 0 | 0 | 0 | 0 | 0 | 0 | 0 | 0 | 0 | 0 | 0 | 0 | 0 | 0 | 0 | 0 | 0 | 0 | 0 | 0 | 0 | 0 | 0 | 0 | 0
QLD1 | OCGT / Diesel | 0 | 0 | 0 | 0 | 0 | 0 | 0 | 0 | 0 | 0 | 0 | 0 | 0 | 0 | 0 | 0 | 0 | 0 | 0 | 0 | 0 | 0 | 0 | 0 | 0 | 0 | 0
QLD1 | Hydro | 0 | 0 | 0 | 0 | 0 | 0 | 0 | 0 | 0 | 0 | 0 | 0 | 0 | 0 | 0 | 0 | 0 | 0 | 0 | 0 | 0 | 0 | 0 | 0 | 0 | 0 | 0
QLD1 | Hydrogen Turbine | 0 | 0 | 0 | 0 | 0 | 0 | 0 | 0 | 0 | 0 | 0 | 0 | 0 | 0 | 0 | 0 | 0 | 0 | 0 | 0 | 0 | 0 | 0 | 0 | 0 | 0 | 0
QLD1 | Wind | 0 | 0 | 0 | 0 | 0 | 0 | 0 | 0 | 0 | 0 | 0 | 0 | 0 | 0 | 0 | 0 | 0 | 0 | 0 | 0 | 0 | 0 | 0 | 0 | 0 | 0 | 0
QLD1 | Solar PV | 0 | 0 | 0 | 0 | 0 | 0 | 0 | 0 | 0 | 0 | 0 | 0 | 0 | 0 | 0 | 0 | 0 | 0 | 0 | 0 | 0 | 0 | 0 | 0 | 0 | 0 | 0
QLD1 | Grid Battery | 0 | 0 | 0 | 0 | 0 | 0 | 0 | 0 | 0 | 0 | 0 | 0 | 0 | 0 | 0 | 0 | 0 | 0 | 0 | 0 | 0 | 0 | 0 | 0 | 0 | 0 | 0
QLD1 | Pumped Hydro | 0 | 0 | 0 | 0 | 0 | 0 | 0 | 0 | 0 | 0 | 0 | 0 | 0 | 0 | 0 | 0 | 0 | 0 | 0 | 0 | 0 | 0 | 0 | 0 | 0 | 0 | 0
QLD1 | VPP | 0 | 0 | 0 | 0 | 0 | 0 | 0 | 0 | 0 | 0 | 0 | 0 | 0 | 0 | 0 | 0 | 0 | 0 | 0 | 0 | 0 | 0 | 0 | 0 | 0 | 0 | 0
Total excluding storage |  | 0 | 0 | 0 | 0 | 0 | 0 | 0 | 0 | 0 | 0 | 0 | 0 | 0 | 0 | 0 | 0 | 0 | 0 | 0 | 0 | 0 | 0 | 0 | 0 | 0 | 0 | 0
Region | Technology | 2023-24 | 2024-25 | 2025-26 | 2026-27 | 2027-28 | 2028-29 | 2029-30 | 2030-31 | 2031-32 | 2032-33 | 2033-34 | 2034-35 | 2035-36 | 2036-37 | 2037-38 | 2038-39 | 2039-40 | 2040-41 | 2041-42 | 2042-43 | 2043-44 | 2044-45 | 2045-46 | 2046-47 | 2047-48 | 2048-49 | 2049-50
VIC1 | Black Coal | 0 | 0 | 0 | 0 | 0 | 0 | 0 | 0 | 0 | 0 | 0 | 0 | 0 | 0 | 0 | 0 | 0 | 0 | 0 | 0 | 0 | 0 | 0 | 0 | 0 | 0 | 0
VIC1 | Brown Coal | 0 | 0 | 0 | 0 | 0 | 0 | 0 | 0 | 0 | 0 | 0 | 0 | 0 | 0 | 0 | 0 | 0 | 0 | 0 | 0 | 0 | 0 | 0 | 0 | 0 | 0 | 0
VIC1 | CCGT | 0 | 0 | 0 | 0 | 0 | 0 | 0 | 0 | 0 | 0 | 0 | 0 | 0 | 0 | 0 | 0 | 0 | 0 | 0 | 0 | 0 | 0 | 0 | 0 | 0 | 0 | 0
VIC1 | Gas - Steam | 0 | 0 | 0 | 0 | 0 | 0 | 0 | 0 | 0 | 0 | 0 | 0 | 0 | 0 | 0 | 0 | 0 | 0 | 0 | 0 | 0 | 0 | 0 | 0 | 0 | 0 | 0
VIC1 | OCGT / Diesel | 0 | 0 | 0 | 0 | 0 | 0 | 0 | 0 | 0 | 0 | 0 | 0 | 0 | 0 | 0 | 0 | 0 | 0 | 0 | 0 | 0 | 0 | 0 | 0 | 0 | 0 | 0
VIC1 | Hydro | 0 | 0 | 0 | 0 | 0 | 0 | 0 | 0 | 0 | 0 | 0 | 0 | 0 | 0 | 0 | 0 | 0 | 0 | 0 | 0 | 0 | 0 | 0 | 0 | 0 | 0 | 0
VIC1 | Hydrogen Turbine | 0 | 0 | 0 | 0 | 0 | 0 | 0 | 0 | 0 | 0 | 0 | 0 | 0 | 0 | 0 | 0 | 0 | 0 | 0 | 0 | 0 | 0 | 0 | 0 | 0 | 0 | 0
VIC1 | Wind | 0 | 0 | 0 | 0 | 0 | 0 | 0 | 0 | 0 | 0 | 0 | 0 | 0 | 0 | 0 | 0 | 0 | 0 | 0 | 0 | 0 | 0 | 0 | 0 | 0 | 0 | 0
VIC1 | Solar PV | 0 | 0 | 0 | 0 | 0 | 0 | 0 | 0 | 0 | 0 | 0 | 0 | 0 | 0 | 0 | 0 | 0 | 0 | 0 | 0 | 0 | 0 | 0 | 0 | 0 | 0 | 0
VIC1 | Grid Battery | 0 | 0 | 0 | 0 | 0 | 0 | 0 | 0 | 0 | 0 | 0 | 0 | 0 | 0 | 0 | 0 | 0 | 0 | 0 | 0 | 0 | 0 | 0 | 0 | 0 | 0 | 0
VIC1 | Pumped Hydro | 0 | 0 | 0 | 0 | 0 | 0 | 0 | 0 | 0 | 0 | 0 | 0 | 0 | 0 | 0 | 0 | 0 | 0 | 0 | 0 | 0 | 0 | 0 | 0 | 0 | 0 | 0
VIC1 | VPP | 0 | 0 | 0 | 0 | 0 | 0 | 0 | 0 | 0 | 0 | 0 | 0 | 0 | 0 | 0 | 0 | 0 | 0 | 0 | 0 | 0 | 0 | 0 | 0 | 0 | 0 | 0
Total excluding storage |  | 0 | 0 | 0 | 0 | 0 | 0 | 0 | 0 | 0 | 0 | 0 | 0 | 0 | 0 | 0 | 0 | 0 | 0 | 0 | 0 | 0 | 0 | 0 | 0 | 0 | 0 | 0
Region | Technology | 2023-24 | 2024-25 | 2025-26 | 2026-27 | 2027-28 | 2028-29 | 2029-30 | 2030-31 | 2031-32 | 2032-33 | 2033-34 | 2034-35 | 2035-36 | 2036-37 | 2037-38 | 2038-39 | 2039-40 | 2040-41 | 2041-42 | 2042-43 | 2043-44 | 2044-45 | 2045-46 | 2046-47 | 2047-48 | 2048-49 | 2049-50
SA1 | Black Coal | 0 | 0 | 0 | 0 | 0 | 0 | 0 | 0 | 0 | 0 | 0 | 0 | 0 | 0 | 0 | 0 | 0 | 0 | 0 | 0 | 0 | 0 | 0 | 0 | 0 | 0 | 0
SA1 | Brown Coal | 0 | 0 | 0 | 0 | 0 | 0 | 0 | 0 | 0 | 0 | 0 | 0 | 0 | 0 | 0 | 0 | 0 | 0 | 0 | 0 | 0 | 0 | 0 | 0 | 0 | 0 | 0
SA1 | CCGT | 0 | 0 | 0 | 0 | 0 | 0 | 0 | 0 | 0 | 0 | 0 | 0 | 0 | 0 | 0 | 0 | 0 | 0 | 0 | 0 | 0 | 0 | 0 | 0 | 0 | 0 | 0
SA1 | Gas - Steam | 0 | 0 | 0 | 0 | 0 | 0 | 0 | 0 | 0 | 0 | 0 | 0 | 0 | 0 | 0 | 0 | 0 | 0 | 0 | 0 | 0 | 0 | 0 | 0 | 0 | 0 | 0
SA1 | OCGT / Diesel | 0 | 0 | 0 | 0 | 0 | 0 | 0 | 0 | 0 | 0 | 0 | 0 | 0 | 0 | 0 | 0 | 0 | 0 | 0 | 0 | 0 | 0 | 0 | 0 | 0 | 0 | 0
SA1 | Hydro | 0 | 0 | 0 | 0 | 0 | 0 | 0 | 0 | 0 | 0 | 0 | 0 | 0 | 0 | 0 | 0 | 0 | 0 | 0 | 0 | 0 | 0 | 0 | 0 | 0 | 0 | 0
SA1 | Hydrogen Turbine | 0 | 0 | 0 | 0 | 0 | 0 | 0 | 0 | 0 | 0 | 0 | 0 | 0 | 0 | 0 | 0 | 0 | 0 | 0 | 0 | 0 | 0 | 0 | 0 | 0 | 0 | 0
SA1 | Wind | 0 | 0 | 0 | 0 | 0 | 0 | 0 | 0 | 0 | 0 | 0 | 0 | 0 | 0 | 0 | 0 | 0 | 0 | 0 | 0 | 0 | 0 | 0 | 0 | 0 | 0 | 0
SA1 | Solar PV | 0 | 0 | 0 | 0 | 0 | 0 | 0 | 0 | 0 | 0 | 0 | 0 | 0 | 0 | 0 | 0 | 0 | 0 | 0 | 0 | 0 | 0 | 0 | 0 | 0 | 0 | 0
SA1 | Grid Battery | 0 | 0 | 0 | 0 | 0 | 0 | 0 | 0 | 0 | 0 | 0 | 0 | 0 | 0 | 0 | 0 | 0 | 0 | 0 | 0 | 0 | 0 | 0 | 0 | 0 | 0 | 0
SA1 | Pumped Hydro | 0 | 0 | 0 | 0 | 0 | 0 | 0 | 0 | 0 | 0 | 0 | 0 | 0 | 0 | 0 | 0 | 0 | 0 | 0 | 0 | 0 | 0 | 0 | 0 | 0 | 0 | 0
SA1 | VPP | 0 | 0 | 0 | 0 | 0 | 0 | 0 | 0 | 0 | 0 | 0 | 0 | 0 | 0 | 0 | 0 | 0 | 0 | 0 | 0 | 0 | 0 | 0 | 0 | 0 | 0 | 0
Total excluding storage |  | 0 | 0 | 0 | 0 | 0 | 0 | 0 | 0 | 0 | 0 | 0 | 0 | 0 | 0 | 0 | 0 | 0 | 0 | 0 | 0 | 0 | 0 | 0 | 0 | 0 | 0 | 0
Region | Technology | 2023-24 | 2024-25 | 2025-26 | 2026-27 | 2027-28 | 2028-29 | 2029-30 | 2030-31 | 2031-32 | 2032-33 | 2033-34 | 2034-35 | 2035-36 | 2036-37 | 2037-38 | 2038-39 | 2039-40 | 2040-41 | 2041-42 | 2042-43 | 2043-44 | 2044-45 | 2045-46 | 2046-47 | 2047-48 | 2048-49 | 2049-50
TAS1 | Black Coal | 0 | 0 | 0 | 0 | 0 | 0 | 0 | 0 | 0 | 0 | 0 | 0 | 0 | 0 | 0 | 0 | 0 | 0 | 0 | 0 | 0 | 0 | 0 | 0 | 0 | 0 | 0
TAS1 | Brown Coal | 0 | 0 | 0 | 0 | 0 | 0 | 0 | 0 | 0 | 0 | 0 | 0 | 0 | 0 | 0 | 0 | 0 | 0 | 0 | 0 | 0 | 0 | 0 | 0 | 0 | 0 | 0
TAS1 | CCGT | 0 | 0 | 0 | 0 | 0 | 0 | 0 | 0 | 0 | 0 | 0 | 0 | 0 | 0 | 0 | 0 | 0 | 0 | 0 | 0 | 0 | 0 | 0 | 0 | 0 | 0 | 0
TAS1 | Gas - Steam | 0 | 0 | 0 | 0 | 0 | 0 | 0 | 0 | 0 | 0 | 0 | 0 | 0 | 0 | 0 | 0 | 0 | 0 | 0 | 0 | 0 | 0 | 0 | 0 | 0 | 0 | 0
TAS1 | OCGT / Diesel | 0 | 0 | 0 | 0 | 0 | 0 | 0 | 0 | 0 | 0 | 0 | 0 | 0 | 0 | 0 | 0 | 0 | 0 | 0 | 0 | 0 | 0 | 0 | 0 | 0 | 0 | 0
TAS1 | Hydro | 0 | 0 | 0 | 0 | 0 | 0 | 0 | 0 | 0 | 0 | 0 | 0 | 0 | 0 | 0 | 0 | 0 | 0 | 0 | 0 | 0 | 0 | 0 | 0 | 0 | 0 | 0
TAS1 | Hydrogen Turbine | 0 | 0 | 0 | 0 | 0 | 0 | 0 | 0 | 0 | 0 | 0 | 0 | 0 | 0 | 0 | 0 | 0 | 0 | 0 | 0 | 0 | 0 | 0 | 0 | 0 | 0 | 0
TAS1 | Wind | 0 | 0 | 0 | 0 | 0 | 0 | 0 | 0 | 0 | 0 | 0 | 0 | 0 | 0 | 0 | 0 | 0 | 0 | 0 | 0 | 0 | 0 | 0 | 0 | 0 | 0 | 0
TAS1 | Solar PV | 0 | 0 | 0 | 0 | 0 | 0 | 0 | 0 | 0 | 0 | 0 | 0 | 0 | 0 | 0 | 0 | 0 | 0 | 0 | 0 | 0 | 0 | 0 | 0 | 0 | 0 | 0
TAS1 | Grid Battery | 0 | 0 | 0 | 0 | 0 | 0 | 0 | 0 | 0 | 0 | 0 | 0 | 0 | 0 | 0 | 0 | 0 | 0 | 0 | 0 | 0 | 0 | 0 | 0 | 0 | 0 | 0
TAS1 | Pumped Hydro | 0 | 0 | 0 | 0 | 0 | 0 | 0 | 0 | 0 | 0 | 0 | 0 | 0 | 0 | 0 | 0 | 0 | 0 | 0 | 0 | 0 | 0 | 0 | 0 | 0 | 0 | 0
TAS1 | VPP | 0 | 0 | 0 | 0 | 0 | 0 | 0 | 0 | 0 | 0 | 0 | 0 | 0 | 0 | 0 | 0 | 0 | 0 | 0 | 0 | 0 | 0 | 0 | 0 | 0 | 0 | 0
Total excluding storage |  | 0 | 0 | 0 | 0 | 0 | 0 | 0 | 0 | 0 | 0 | 0 | 0 | 0 | 0 | 0 | 0 | 0 | 0 | 0 | 0 | 0 | 0 | 0 | 0 | 0 | 0 | 0

## BaseCase_REZ Tx Cost
REZ transmission expansion cost by region ($000s) - BaseCase, Step Change Scenario
REZ Expansion | Real June 2021 dollars discounted to 1 July 2021. As with the total capital costs, the REZ transmission expansion costs are annualised for modelling purposes.
Explicitly modelled generation
Region | Technology | 2023-24 | 2024-25 | 2025-26 | 2026-27 | 2027-28 | 2028-29 | 2029-30 | 2030-31 | 2031-32 | 2032-33 | 2033-34 | 2034-35 | 2035-36 | 2036-37 | 2037-38 | 2038-39 | 2039-40 | 2040-41 | 2041-42 | 2042-43 | 2043-44 | 2044-45 | 2045-46 | 2046-47 | 2047-48 | 2048-49 | 2049-50
NSW1 | Transmission | 0 | 0.00059083 | 0.00077598 | 0.0009967 | 0.0010443 | 0.0014507 | 0.0022195 | 3387.4204 | 3851.1789 | 7696.169 | 14462.9105 | 13708.9199 | 13028.882 | 12315.0058 | 12891.9581 | 12496.7811 | 11878.259 | 18503.8656 | 17539.2093 | 28460.4376 | 38785.7001 | 36660.5607 | 36581.7076 | 60482.0996 | 69734.6519 | 70823.7805 | 67131.5462
QLD1 | Transmission | 69.5153 | 65.8376 | 62.4059 | 79.7347 | 89.1976 | 52755.8329 | 50009.0637 | 58126.6791 | 58606.3887 | 75632.9772 | 85899.9716 | 83093.373 | 78886.542 | 75519.4609 | 124334.141 | 118478.3757 | 149720.72 | 166803.7632 | 163564.2881 | 211973.4654 | 219113.1277 | 207230.6125 | 200786.4717 | 210225.3655 | 211967.6251 | 217318.8697 | 231911.3918
VIC1 | Transmission | 0 | 0.00019517 | 0.00020253 | 0.00022508 | 0.00022469 | 0.00023962 | 0.00032037 | 0.00048493 | 0.0012923 | 5853.7174 | 29059.2148 | 27544.2794 | 26504.1032 | 25051.895 | 23745.8725 | 23524.471 | 22811.7045 | 21561.8098 | 20874.7567 | 27776.2786 | 27821.5081 | 26297.1168 | 25108.9586 | 23799.9608 | 23842.5077 | 22536.1331 | 21361.2639
SA1 | Transmission | 57.1304 | 1396.3439 | 1389.8947 | 2619.2538 | 2489.3246 | 2381.2586 | 2257.4964 | 2139.8822 | 2033.7324 | 2246.3053 | 2129.2013 | 2018.2018 | 1919.2102 | 1814.0538 | 16615.4172 | 16689.2909 | 16038.1169 | 19199.9634 | 18205.2823 | 21236.6621 | 41345.0644 | 40219.4931 | 38682.3717 | 43715.8594 | 44362.5923 | 43520.9865 | 41256.8025
TAS1 | Transmission | 0 | 0.00047668 | 59.3395 | 427.2261 | 6519.8122 | 6162.5822 | 5841.3102 | 5536.787 | 5262.132 | 4973.8105 | 4714.5124 | 4468.7322 | 4247.0585 | 4014.3545 | 3805.0754 | 3606.7066 | 3427.7941 | 3239.979 | 3071.0702 | 2910.9673 | 2962.42 | 2846.4417 | 2698.0493 | 2557.3927 | 2430.532 | 2297.3587 | 2177.5913
NEM | Total | 126.6457 | 1462.1827 | 1511.6411 | 3126.2158 | 9098.3357 | 61299.6754 | 58107.8729 | 69190.7691 | 69753.4333 | 96402.9794 | 136265.8105 | 130833.5064 | 124585.7958 | 118714.77 | 181392.4642 | 174795.6253 | 203876.5946 | 229309.381 | 223254.6066 | 292357.8111 | 330027.8203 | 313254.2248 | 303857.5588 | 340780.678 | 352337.909 | 356497.1286 | 363838.5957

## BaseCase_USE+DSP Cost
USE+DSP cost by region ($000s) - BaseCase, Step Change Scenario
USE+DSP | Real June 2021 dollars discounted to 1 July 2021
Explicitly modelled generation
Region | Technology | 2023-24 | 2024-25 | 2025-26 | 2026-27 | 2027-28 | 2028-29 | 2029-30 | 2030-31 | 2031-32 | 2032-33 | 2033-34 | 2034-35 | 2035-36 | 2036-37 | 2037-38 | 2038-39 | 2039-40 | 2040-41 | 2041-42 | 2042-43 | 2043-44 | 2044-45 | 2045-46 | 2046-47 | 2047-48 | 2048-49 | 2049-50
NSW1 | USE+DSP | 32851.4762 | 37654.4588 | 111046.5692 | 1189.4485 | 14657.0855 | 18.2312 | 0.13341 | 816.8256 | 0.1347 | 817.8988 | 10024.2914 | 24.9877 | 414.6873 | 98.3352 | 6031.1437 | 0.13756 | 2578.8116 | 10019.6818 | 6241.4602 | 10283.9155 | 13563.3615 | 9574.8073 | 11581.4483 | 13279.1275 | 11311.4042 | 11236.3195 | 12604.2568
QLD1 | USE+DSP | 0.015808 | 0.015666 | 0.015979 | 576.9973 | 22.9009 | 76973.2161 | 0.01644 | 3218.5483 | 1262.6104 | 808.6967 | 1004.9579 | 2516.5985 | 2594.6266 | 897.1931 | 5600.7806 | 0.016951 | 8368.0427 | 11232.1166 | 12784.5678 | 34784.1932 | 47783.3731 | 40715.3782 | 51901.7772 | 58293.497 | 54076.6971 | 57485.0292 | 57020.7296
VIC1 | USE+DSP | 26910.2811 | 20619.7062 | 24.5136 | 30511.0729 | 433.0433 | 0.17143 | 665.7095 | 676.1291 | 0.17348 | 920.0767 | 147.6315 | 405.9759 | 2578.8303 | 83.3675 | 2608.232 | 15.0468 | 1926.3269 | 3923.2134 | 6142.9135 | 5642.9287 | 6661.3926 | 6592.8112 | 5537.3015 | 4744.3094 | 5216.0208 | 8168.1292 | 9317.0025
SA1 | USE+DSP | 808.6517 | 0.018469 | 8.8026 | 846.8691 | 204.3332 | 0.018972 | 0.018907 | 857.0239 | 0.019121 | 753.073 | 0.019518 | 81.6509 | 940.8502 | 147.0633 | 4707.7081 | 0.020156 | 649.5034 | 2814.8359 | 2389.9621 | 3574.8565 | 5878.492 | 4275.4368 | 4525.0269 | 4759.0534 | 4668.8658 | 6117.2278 | 6385.6043
TAS1 | USE+DSP | 0.011136 | 0.011001 | 0.011072 | 0.011124 | 0.011141 | 0.011174 | 0.0113 | 36.2347 | 0.011655 | 43.8491 | 0.011866 | 86.1595 | 675.1613 | 79.3807 | 335.1979 | 0.01245 | 245.2185 | 1267.1073 | 1845.1015 | 1654.5559 | 2068.4777 | 1848.1022 | 1265.5733 | 1879.6014 | 1755.5992 | 2706.7567 | 1835.2095
NEM | Total | 60570.4359 | 58274.2101 | 111079.9125 | 33124.3989 | 15317.3741 | 76991.6489 | 665.8895 | 5604.7616 | 1262.9493 | 3343.5943 | 11176.9122 | 3115.3725 | 7204.1557 | 1305.3397 | 19283.0623 | 15.2339 | 13767.9031 | 29256.955 | 29404.0052 | 55940.4497 | 75955.0969 | 63006.5358 | 74811.1271 | 82955.5889 | 77028.5872 | 85713.4624 | 87162.8027

## Option 5_CF
Annual capacity factor by technology - Option 5, Step Change Scenario
Explicitly modelled generation
Region | Technology | 2023-24 | 2024-25 | 2025-26 | 2026-27 | 2027-28 | 2028-29 | 2029-30 | 2030-31 | 2031-32 | 2032-33 | 2033-34 | 2034-35 | 2035-36 | 2036-37 | 2037-38 | 2038-39 | 2039-40 | 2040-41 | 2041-42 | 2042-43 | 2043-44 | 2044-45 | 2045-46 | 2046-47 | 2047-48 | 2048-49 | 2049-50
NEM | Black Coal | 58.97% | 51.64% | 52.7% | 63.31% | 60.31% | 61.89% | 63.39% | 59.84% | 57.74% | 58.6% | 62.54% | 62.46% | 54.68% | 53.17% | 55.82% | 52.87% | 56.02% | 44.53% | 43.43% | - | - | - | - | - | - | - | -
NEM | Brown Coal | 68.74% | 60.14% | 65.82% | 62.99% | 63.45% | 63.57% | 66.12% | 63.91% | 50.96% | - | - | - | - | - | - | - | - | - | - | - | - | - | - | - | - | - | -
NEM | CCGT | 8.139% | 6.613% | 12.98% | 16.41% | 16.81% | 19.66% | 22.78% | 26.94% | 23.82% | 23.15% | 31.15% | 35.62% | 26.67% | 28.04% | 27.73% | 31.13% | 30.96% | 26.54% | 22.23% | 25.82% | 27.41% | 21.86% | 24.1% | 28.83% | 28.41% | 28.03% | 28.74%
NEM | Gas - Steam | 0.9866% | 0.9479% | 2.998% | 3.749% | 2.486% | 5.239% | 4.396% | 23.13% | 4.058% | 8.947% | 7.801% | 13.93% | 8.197% | 11.36% | 12.66% | 13.52% | - | - | - | - | - | - | - | - | - | - | -
NEM | OCGT / Diesel | 0.3094% | 0.2412% | 0.5401% | 0.5882% | 0.4336% | 0.6043% | 0.4992% | 2.305% | 1.097% | 1.807% | 3.545% | 6.609% | 3.718% | 4.962% | 3.943% | 3.8% | 9.581% | 9.43% | 4.747% | 6.576% | 10.23% | 5.62% | 7.246% | 8.604% | 6.322% | 7.92% | 7.876%
NEM | Hydro | 26.73% | 24.26% | 24.8% | 23.99% | 20.35% | 25.02% | 26.93% | 26.22% | 24.85% | 23.73% | 25.87% | 26.4% | 24.22% | 22.29% | 26.55% | 24.2% | 22.37% | 21.65% | 20.68% | 23.47% | 23.54% | 21.9% | 21.06% | 27.45% | 25.92% | 25.97% | 24.95%
NEM | Hydrogen Turbine | bar: 2023-24 to 2049-50
NEM | Wind | 32.72% | 33.39% | 34.05% | 35.47% | 37.26% | 36.2% | 35.91% | 34.95% | 36.67% | 35.36% | 34.51% | 33.92% | 35.07% | 36.08% | 34.86% | 34.94% | 34.04% | 34.11% | 33.58% | 32.79% | 32.03% | 32.88% | 33.84% | 32.78% | 31.94% | 31.62% | 31.25%
NEM | Solar PV | 26.38% | 22.22% | 23.44% | 24.67% | 24.45% | 22.4% | 23.54% | 24.31% | 24.66% | 24.82% | 24.36% | 23.7% | 24.42% | 24.47% | 20.75% | 21.93% | 21.61% | 20.29% | 21.27% | 20.89% | 19.88% | 20.02% | 20.56% | 17.83% | 17.88% | 18.79% | 18.27%
NEM | Grid Battery | 4.764% | 4.718% | 7.355% | 11.15% | 15.27% | 17.4% | 17.61% | 19.32% | 18.65% | 20.92% | 19.86% | 19.19% | 19.97% | 20.18% | 18.39% | 18.72% | 20.16% | 19.26% | 21.07% | 20.41% | 19.6% | 19.26% | 20.12% | 16.91% | 16.65% | 17.36% | 16.58%
NEM | Pumped Hydro | 7.63% | 12.58% | 13.03% | 19.42% | 9.902% | 13.34% | 14.73% | 19.34% | 19.78% | 18.85% | 20.4% | 20.43% | 21.37% | 22.13% | 20.16% | 20.76% | 20.74% | 18.08% | 18.79% | 18.88% | 17.01% | 16.04% | 15.73% | 16.63% | 14.42% | 14.67% | 12.95%
NEM | VPP | 7.928% | 8.089% | 8.67% | 8.501% | 8.239% | 7.729% | 7.55% | 7.48% | 7.274% | 7.258% | 7.194% | 6.913% | 7.026% | 7.039% | 6.633% | 6.531% | 6.67% | 6.388% | 6.625% | 6.492% | 6.316% | 6.475% | 6.669% | 6.278% | 6.189% | 6.325% | 6.163%
Region | Technology | 2023-24 | 2024-25 | 2025-26 | 2026-27 | 2027-28 | 2028-29 | 2029-30 | 2030-31 | 2031-32 | 2032-33 | 2033-34 | 2034-35 | 2035-36 | 2036-37 | 2037-38 | 2038-39 | 2039-40 | 2040-41 | 2041-42 | 2042-43 | 2043-44 | 2044-45 | 2045-46 | 2046-47 | 2047-48 | 2048-49 | 2049-50
NSW1 | Black Coal | 57.9% | 48.25% | 44.38% | 64.22% | 58.52% | 64.25% | 66.91% | 57.56% | 56.53% | 57.26% | 61.39% | 63.16% | 55.43% | 49.25% | 54.81% | 54.63% | - | - | - | - | - | - | - | - | - | - | -
NSW1 | Brown Coal | bar: 2023-24 to 2049-50
NSW1 | CCGT | 0.3544% | 0.1613% | 7.972% | 17.46% | 19.77% | 17.01% | 28.5% | 28.89% | 26.44% | 24.07% | 36.27% | 42.79% | 27.76% | 28.87% | 30.79% | 36.78% | 37.21% | 29.4% | 25.24% | 30.25% | - | - | - | - | - | - | -
NSW1 | Gas - Steam | bar: 2023-24 to 2049-50
NSW1 | OCGT / Diesel | 0.05169% | 0.02283% | 0.1553% | 0.1465% | 0.1202% | 0.0245% | 0.0001833% | 0.6638% | 0.1194% | 0.5166% | 1.047% | 3.826% | 1.722% | 3.097% | 1.708% | 2.223% | 7.379% | 9.205% | 4.177% | 5.109% | 9.414% | 5.631% | 8.498% | 7.329% | 7.031% | 6.555% | 8.014%
NSW1 | Hydro | 9.225% | 12.9% | 13.51% | 13.59% | 11.34% | 16.27% | 13.8% | 14.03% | 13.26% | 11.77% | 14.45% | 15.09% | 14.01% | 12.34% | 17.05% | 14.39% | 12.72% | 12.28% | 11.17% | 13.03% | 13.39% | 12.1% | 10.39% | 16.17% | 15.73% | 15.72% | 15.23%
NSW1 | Hydrogen Turbine | bar: 2023-24 to 2049-50
NSW1 | Wind | 36.21% | 33.88% | 34.03% | 35.41% | 35.91% | 36.37% | 34.49% | 34.21% | 34% | 34.07% | 33.22% | 32.69% | 34.06% | 34.05% | 34.46% | 32.85% | 32.51% | 30.56% | 31.94% | 30.59% | 29.44% | 30.57% | 31.11% | 32.07% | 29.65% | 29.44% | 27.75%
NSW1 | Solar PV | 26.9% | 21.22% | 22.17% | 24.46% | 24.7% | 22.42% | 23.25% | 24.66% | 24.44% | 24.71% | 24.34% | 23.63% | 25.04% | 24.78% | 21.14% | 21.71% | 22.45% | 20.75% | 21.78% | 20.62% | 19.49% | 20.51% | 20.93% | 18.53% | 17.52% | 18.75% | 18.16%
NSW1 | Grid Battery | 4.715% | 5.73% | 12.26% | 23.82% | 24.35% | 22.18% | 22.45% | 24.24% | 22.92% | 23.88% | 22.26% | 20.75% | 22.62% | 22.61% | 21.24% | 21.18% | 21.73% | 20.6% | 22.66% | 20.95% | 18.99% | 20.01% | 20.49% | 17.73% | 16.83% | 18.29% | 18.21%
NSW1 | Pumped Hydro | 5.258% | 10.46% | 17.34% | 27.2% | 8.959% | 14.7% | 16.04% | 21.28% | 21.81% | 20.96% | 23.01% | 23.04% | 24.13% | 25.4% | 23.87% | 22.44% | 20.95% | 16.13% | 18.08% | 18.23% | 15.83% | 14.49% | 15.05% | 19% | 14.71% | 14.51% | 11.94%
NSW1 | VPP | 6.822% | 7.851% | 8.797% | 8.675% | 8.389% | 7.767% | 7.492% | 7.569% | 7.345% | 7.398% | 7.357% | 7.039% | 7.207% | 7.092% | 6.765% | 6.64% | 6.809% | 6.533% | 6.744% | 6.588% | 6.321% | 6.613% | 6.69% | 6.319% | 6.188% | 6.426% | 6.394%
Region | Technology | 2023-24 | 2024-25 | 2025-26 | 2026-27 | 2027-28 | 2028-29 | 2029-30 | 2030-31 | 2031-32 | 2032-33 | 2033-34 | 2034-35 | 2035-36 | 2036-37 | 2037-38 | 2038-39 | 2039-40 | 2040-41 | 2041-42 | 2042-43 | 2043-44 | 2044-45 | 2045-46 | 2046-47 | 2047-48 | 2048-49 | 2049-50
QLD1 | Black Coal | 60.08% | 55.11% | 62.03% | 62.58% | 61.53% | 60.2% | 61.25% | 61.83% | 58.8% | 60.13% | 63.49% | 61.9% | 54.06% | 56.4% | 56.65% | 51.43% | 56.02% | 44.53% | 43.43% | - | - | - | - | - | - | - | -
QLD1 | Brown Coal | bar: 2023-24 to 2049-50
QLD1 | CCGT | 7.297% | 6.109% | 12.05% | 18.12% | 18.92% | 22.1% | 24.66% | 29.07% | 28.05% | 26.58% | 36.12% | 39.39% | 32.12% | 34.39% | 31.38% | 34.42% | 34.41% | 30.54% | 25.32% | 29.02% | 32.74% | 26.11% | 35.92% | 62.14% | 61.25% | 60.42% | 61.95%
QLD1 | Gas - Steam | bar: 2023-24 to 2049-50
QLD1 | OCGT / Diesel | 0.01426% | 3.215e-06% | 0.01581% | 0.1076% | 0.1439% | 0.1135% | 0.0529% | 2.521% | 2.116% | 2.047% | 7.826% | 10.04% | 7.437% | 10.25% | 5.068% | 4.203% | 9.783% | 8.85% | 4.028% | 7.278% | 8.985% | 5.474% | 8.248% | 10.19% | 4.437% | 6.685% | 6.168%
QLD1 | Hydro | 54.44% | 54.49% | 55.85% | 53.53% | 54.61% | 55.54% | 55.05% | 54.61% | 54.45% | 54.58% | 54.09% | 53.62% | 53.24% | 53.36% | 38.01% | 35.51% | 28.77% | 26.71% | 25.39% | - | - | - | - | - | - | - | -
QLD1 | Hydrogen Turbine | bar: 2023-24 to 2049-50
QLD1 | Wind | 40.69% | 36.75% | 38.81% | 38.62% | 39.9% | 37.77% | 37.36% | 36.86% | 36.17% | 35.57% | 33.54% | 33.4% | 32.98% | 35.12% | 34.53% | 34.08% | 33.77% | 31.74% | 32.38% | 31.13% | 31.31% | 30.53% | 32.29% | 31.65% | 30.62% | 31.66% | 29.77%
QLD1 | Solar PV | 26.9% | 24.11% | 26.33% | 26.61% | 25.77% | 23.21% | 25.51% | 25.41% | 26.29% | 25.89% | 25.39% | 24.93% | 24.99% | 24.94% | 21.11% | 23.46% | 21.92% | 21.29% | 22.02% | 22.57% | 22.07% | 21.21% | 21.21% | 18.42% | 19.43% | 20.24% | 19.74%
QLD1 | Grid Battery | 6.123% | 6.096% | 6.218% | 6.298% | 6.3% | 21.47% | 21.46% | 22.72% | 22.35% | 23.15% | 22.11% | 21.99% | 22.21% | 22.66% | 19.63% | 20.69% | 21.67% | 21.95% | 22.31% | 22.88% | 21.69% | 21.14% | 21.63% | 18.17% | 18.98% | 18.59% | 18.59%
QLD1 | Pumped Hydro | 8.628% | 13.47% | 9.289% | 12.66% | 13.1% | 9.443% | 10.99% | 13.81% | 13.78% | 12.06% | 12.7% | 15.06% | 16.13% | 16.07% | 16.79% | 19.52% | 20.4% | 19.14% | 19.19% | 19.53% | 17.59% | 16.71% | 15.52% | 14.91% | 13.71% | 14.33% | 13.03%
QLD1 | VPP | 8.294% | 8.164% | 8.264% | 8.473% | 8.119% | 7.707% | 7.579% | 7.623% | 7.503% | 7.434% | 7.492% | 7.327% | 7.211% | 7.244% | 6.72% | 6.706% | 6.83% | 6.762% | 6.802% | 6.912% | 6.874% | 6.748% | 6.899% | 6.685% | 6.64% | 6.536% | 6.556%
Region | Technology | 2023-24 | 2024-25 | 2025-26 | 2026-27 | 2027-28 | 2028-29 | 2029-30 | 2030-31 | 2031-32 | 2032-33 | 2033-34 | 2034-35 | 2035-36 | 2036-37 | 2037-38 | 2038-39 | 2039-40 | 2040-41 | 2041-42 | 2042-43 | 2043-44 | 2044-45 | 2045-46 | 2046-47 | 2047-48 | 2048-49 | 2049-50
VIC1 | Black Coal | bar: 2023-24 to 2049-50
VIC1 | Brown Coal | 68.74% | 60.14% | 65.82% | 62.99% | 63.45% | 63.57% | 66.12% | 63.91% | 50.96% | - | - | - | - | - | - | - | - | - | - | - | - | - | - | - | - | - | -
VIC1 | CCGT | bar: 2023-24 to 2049-50
VIC1 | Gas - Steam | 0.386% | 0.4194% | 1.613% | 3.749% | 2.486% | 5.239% | 4.396% | 23.13% | 4.058% | 8.947% | 7.801% | 13.93% | 8.197% | 11.36% | 12.66% | 13.52% | - | - | - | - | - | - | - | - | - | - | -
VIC1 | OCGT / Diesel | 0.1382% | 0.09496% | 0.2359% | 0.8792% | 0.5054% | 0.8589% | 0.5765% | 2.608% | 0.409% | 2.064% | 1.911% | 5.802% | 2.751% | 2.888% | 4.661% | 3.947% | 11.89% | 10.14% | 5.788% | 7.609% | 11.86% | 5.878% | 6.452% | 8.988% | 7.8% | 11.27% | 10.47%
VIC1 | Hydro | 13.86% | 16.82% | 17.37% | 16.47% | 13.77% | 20.65% | 17.23% | 14.89% | 14.91% | 13.6% | 16.62% | 17.17% | 16.34% | 13.67% | 20.58% | 17.22% | 14.9% | 14.91% | 13.59% | 16.62% | 17.19% | 16.3% | 13.68% | 20.57% | 20.6% | 20.59% | 20.54%
VIC1 | Hydrogen Turbine | bar: 2023-24 to 2049-50
VIC1 | Wind | 28.18% | 29.24% | 30.06% | 31.46% | 35.82% | 33.41% | 34.85% | 32.64% | 37.21% | 33.57% | 34.29% | 33.62% | 35.09% | 36.28% | 32.96% | 35.9% | 34.04% | 37.86% | 34.07% | 34.97% | 34.1% | 35.82% | 36.47% | 32.52% | 34.9% | 32.78% | 36.1%
VIC1 | Solar PV | 23.27% | 19.93% | 20.09% | 20.4% | 19.89% | 19.75% | 19.53% | 19.09% | 21.35% | 23.28% | 22.33% | 21.47% | 21.97% | 22.58% | 19.52% | 19.71% | 19.18% | 18.12% | 19.71% | 18.88% | 18% | 19.2% | 20.14% | 16.93% | 17.19% | 17.97% | 17.03%
VIC1 | Grid Battery | 4.88% | 4.527% | 5.316% | 5.227% | 5.032% | 4.803% | 4.74% | 9.539% | 9.451% | 12.42% | 11.56% | 11.06% | 14.28% | 14.19% | 13.79% | 13.79% | 15.93% | 14.71% | 18.85% | 17.14% | 16.36% | 16.4% | 17.18% | 14.83% | 14.51% | 15.75% | 13.51%
VIC1 | Pumped Hydro | - | - | - | - | - | - | - | - | - | - | - | - | - | - | - | - | - | - | - | - | - | 24.15% | 25.17% | 23.16% | 22.29% | 22.68% | 22.62%
VIC1 | VPP | 8.363% | 7.873% | 9.423% | 8.903% | 8.599% | 7.993% | 7.762% | 7.411% | 7.023% | 6.979% | 6.692% | 6.414% | 6.769% | 6.867% | 6.477% | 6.331% | 6.471% | 5.973% | 6.435% | 6.103% | 5.766% | 6.183% | 6.454% | 5.983% | 5.98% | 6.186% | 5.757%
Region | Technology | 2023-24 | 2024-25 | 2025-26 | 2026-27 | 2027-28 | 2028-29 | 2029-30 | 2030-31 | 2031-32 | 2032-33 | 2033-34 | 2034-35 | 2035-36 | 2036-37 | 2037-38 | 2038-39 | 2039-40 | 2040-41 | 2041-42 | 2042-43 | 2043-44 | 2044-45 | 2045-46 | 2046-47 | 2047-48 | 2048-49 | 2049-50
SA1 | Black Coal | bar: 2023-24 to 2049-50
SA1 | Brown Coal | bar: 2023-24 to 2049-50
SA1 | CCGT | 17.25% | 16.1% | 25.07% | 16.81% | 14.59% | 22.21% | 21.31% | 29.45% | 18.2% | 21.11% | 24.11% | 32.28% | 19.78% | 23.8% | - | - | - | - | - | - | - | - | - | - | - | - | -
SA1 | Gas - Steam | 1.362% | 1.278% | 3.863% | - | - | - | - | - | - | - | - | - | - | - | - | - | - | - | - | - | - | - | - | - | - | - | -
SA1 | OCGT / Diesel | 1.298% | 1.178% | 2.398% | 1.721% | 1.347% | 2.095% | 1.988% | 5.696% | 2.889% | 5.098% | 7.158% | 12.1% | 6.825% | 8.037% | 9.72% | 10.47% | 14.93% | 10.99% | 7.211% | 9.291% | 11.99% | 4.414% | 4.078% | 2.209% | 1.321% | 2.552% | 2.723%
SA1 | Hydro | bar: 2023-24 to 2049-50
SA1 | Hydrogen Turbine | bar: 2023-24 to 2049-50
SA1 | Wind | 32.79% | 32.43% | 31.42% | 34.83% | 34.57% | 33.3% | 33.31% | 31.94% | 34.38% | 32.43% | 33.07% | 29.9% | 34.45% | 34.79% | 32.75% | 33.85% | 31.8% | 33.33% | 31.24% | 31.79% | 29.14% | 32.25% | 32.74% | 31.03% | 31.17% | 29.64% | 30.31%
SA1 | Solar PV | 25.53% | 21.91% | 22.5% | 21.83% | 21.99% | 21.68% | 20.91% | 19.91% | 19.81% | 22.22% | 21.09% | 21.22% | 21.39% | 23.04% | 19.05% | 19.32% | 18.11% | 16.48% | 18.74% | 16.61% | 16.16% | 16.21% | 18.25% | 15.12% | 14.59% | 15.1% | 14.69%
SA1 | Grid Battery | 4.395% | 4.474% | 4.329% | 4.26% | 4.259% | 4.177% | 4.128% | 4.239% | 4.145% | 14.85% | 14.04% | 13.72% | 15.2% | 15.66% | 15.65% | 15.62% | 15.66% | 15.64% | 18.26% | 15.57% | 18.2% | 16.82% | 19.1% | 14.95% | 13.4% | 14.59% | 12.57%
SA1 | Pumped Hydro | bar: 2023-24 to 2049-50
SA1 | VPP | 9.097% | 9.067% | 8.682% | 8.174% | 7.996% | 7.686% | 7.6% | 7.364% | 7.217% | 7.299% | 7.323% | 6.895% | 6.924% | 7.134% | 6.747% | 6.603% | 6.581% | 6.193% | 6.58% | 6.324% | 6.463% | 6.367% | 6.932% | 6.182% | 5.849% | 6.153% | 5.685%
Region | Technology | 2023-24 | 2024-25 | 2025-26 | 2026-27 | 2027-28 | 2028-29 | 2029-30 | 2030-31 | 2031-32 | 2032-33 | 2033-34 | 2034-35 | 2035-36 | 2036-37 | 2037-38 | 2038-39 | 2039-40 | 2040-41 | 2041-42 | 2042-43 | 2043-44 | 2044-45 | 2045-46 | 2046-47 | 2047-48 | 2048-49 | 2049-50
TAS1 | Black Coal | bar: 2023-24 to 2049-50
TAS1 | Brown Coal | bar: 2023-24 to 2049-50
TAS1 | CCGT | bar: 2023-24 to 2049-50
TAS1 | Gas - Steam | bar: 2023-24 to 2049-50
TAS1 | OCGT / Diesel | 7.615e-06% | 1.557e-05% | 1.653e-05% | 0.01193% | 1.814e-05% | 1.93e-05% | 0.08681% | 0.3242% | 0.1291% | 0.5533% | 0.1831% | 1.191% | 0.8097% | 0.7935% | 1.008% | 0.7819% | 3.686% | 2.031% | 1.205% | 2.065% | 2.19% | 0.9187% | 1.161% | 1.451% | 0.8513% | 2.647% | 1.747%
TAS1 | Hydro | 53.81% | 40.31% | 40.72% | 39.2% | 33.06% | 35.73% | 46.84% | 46.64% | 43.38% | 42.71% | 43.7% | 44.17% | 39.59% | 37.92% | 40.96% | 39.81% | 38.38% | 36.79% | 36.27% | 39.88% | 39.22% | 36.56% | 38.18% | 44.73% | 40.71% | 40.89% | 38.48%
TAS1 | Hydrogen Turbine | bar: 2023-24 to 2049-50
TAS1 | Wind | 37.86% | 44.81% | 47.83% | 48.19% | 50.82% | 47.43% | 47.55% | 46.54% | 48.84% | 48.79% | 46.29% | 47.79% | 48.62% | 50.73% | 48.74% | 47.55% | 46.53% | 50.59% | 49.34% | 47.3% | 49% | 50.67% | 52.21% | 50.53% | 49.1% | 48.09% | 52.01%
TAS1 | Solar PV | - | - | - | - | - | - | - | - | - | - | - | - | - | - | - | - | - | 17.18% | 17.97% | 20% | 18.69% | 19.83% | 19.86% | 16.93% | 18.85% | 19.12% | 17.93%
TAS1 | Grid Battery | bar: 2023-24 to 2049-50
TAS1 | Pumped Hydro | - | - | - | - | - | - | - | 18.97% | 24.79% | 20.32% | 20.83% | 19.25% | 19.54% | 19.69% | 19.98% | 19.52% | 21.49% | 20.38% | 19.57% | 18.23% | 18.63% | 18.31% | 18.78% | 17.3% | 17% | 16.69% | 15.6%
TAS1 | VPP | 0.773% | 3.512% | 2.97% | 3.493% | 4.27% | 4.37% | 5.207% | 5.666% | 6.339% | 5.781% | 5.674% | 5.007% | 5.072% | 5.034% | 4.695% | 4.465% | 5.023% | 4.652% | 4.817% | 4.618% | 4.414% | 4.56% | 4.684% | 4.142% | 4.251% | 4.426% | 4.197%
Explicitly modelled pumping
Region | Technology | 2023-24 | 2024-25 | 2025-26 | 2026-27 | 2027-28 | 2028-29 | 2029-30 | 2030-31 | 2031-32 | 2032-33 | 2033-34 | 2034-35 | 2035-36 | 2036-37 | 2037-38 | 2038-39 | 2039-40 | 2040-41 | 2041-42 | 2042-43 | 2043-44 | 2044-45 | 2045-46 | 2046-47 | 2047-48 | 2048-49 | 2049-50
NEM | Grid Battery pump | 5.936% | 5.903% | 9.118% | 13.85% | 18.86% | 21.24% | 21.53% | 23.55% | 22.82% | 25.38% | 24.1% | 23.3% | 24.2% | 24.48% | 22.36% | 22.71% | 24.35% | 23.38% | 25.43% | 24.68% | 23.65% | 23.27% | 24.34% | 20.39% | 20.13% | 20.92% | 20.02%
NEM | Pumped Hydro Pump | 11.2% | 19.46% | 18.35% | 26.94% | 16.06% | 17.61% | 20.8% | 25.98% | 27.93% | 25.3% | 28.24% | 26.66% | 28.77% | 30.24% | 26.72% | 27.84% | 27.28% | 24.18% | 24.53% | 25.22% | 21.75% | 21.07% | 21.17% | 21.73% | 19.17% | 19.06% | 16.64%
NEM | VPP pump | 9.3% | 9.528% | 10.21% | 9.993% | 9.704% | 9.084% | 8.891% | 8.792% | 8.578% | 8.528% | 8.464% | 8.136% | 8.26% | 8.28% | 7.819% | 7.689% | 7.829% | 7.535% | 7.778% | 7.646% | 7.425% | 7.617% | 7.858% | 7.375% | 7.294% | 7.428% | 7.248%
Region | Technology | 2023-24 | 2024-25 | 2025-26 | 2026-27 | 2027-28 | 2028-29 | 2029-30 | 2030-31 | 2031-32 | 2032-33 | 2033-34 | 2034-35 | 2035-36 | 2036-37 | 2037-38 | 2038-39 | 2039-40 | 2040-41 | 2041-42 | 2042-43 | 2043-44 | 2044-45 | 2045-46 | 2046-47 | 2047-48 | 2048-49 | 2049-50
NSW1 | Grid Battery pump | 5.593% | 6.822% | 14.77% | 28.68% | 29.39% | 26.68% | 27.09% | 29.16% | 27.68% | 28.75% | 26.81% | 25% | 27.23% | 27.24% | 25.68% | 25.52% | 26.13% | 24.91% | 27.26% | 25.23% | 22.86% | 24.11% | 24.77% | 21.29% | 20.36% | 21.97% | 21.94%
NSW1 | Pumped Hydro Pump | 9.077% | 17.36% | 20.34% | 30.79% | 15.08% | 18.47% | 21.86% | 27.28% | 29.66% | 26.91% | 30.66% | 28.45% | 31.12% | 33.24% | 29.93% | 29.5% | 26.68% | 21.39% | 22.84% | 24.18% | 19.18% | 18.67% | 19.99% | 23.66% | 19.06% | 17.74% | 14.71%
NSW1 | VPP pump | 7.999% | 9.241% | 10.35% | 10.21% | 9.874% | 9.135% | 8.814% | 8.904% | 8.664% | 8.687% | 8.656% | 8.285% | 8.473% | 8.343% | 7.983% | 7.813% | 7.989% | 7.709% | 7.912% | 7.753% | 7.436% | 7.779% | 7.889% | 7.417% | 7.3% | 7.54% | 7.523%
Region | Technology | 2023-24 | 2024-25 | 2025-26 | 2026-27 | 2027-28 | 2028-29 | 2029-30 | 2030-31 | 2031-32 | 2032-33 | 2033-34 | 2034-35 | 2035-36 | 2036-37 | 2037-38 | 2038-39 | 2039-40 | 2040-41 | 2041-42 | 2042-43 | 2043-44 | 2044-45 | 2045-46 | 2046-47 | 2047-48 | 2048-49 | 2049-50
QLD1 | Grid Battery pump | 7.268% | 7.257% | 7.423% | 7.477% | 7.5% | 25.86% | 25.85% | 27.37% | 27% | 27.84% | 26.65% | 26.54% | 26.71% | 27.28% | 23.73% | 24.89% | 26.07% | 26.51% | 26.87% | 27.58% | 26.12% | 25.48% | 26.04% | 21.94% | 22.81% | 22.42% | 22.37%
QLD1 | Pumped Hydro Pump | 15% | 23.22% | 14.71% | 19.91% | 20.68% | 14.28% | 16.68% | 20.99% | 21.02% | 18.22% | 19.2% | 22.04% | 23.53% | 23.63% | 23.19% | 26.46% | 27.68% | 26.31% | 25.97% | 26.59% | 23.69% | 22.71% | 21.37% | 19.96% | 18.53% | 19.55% | 17.35%
QLD1 | VPP pump | 9.731% | 9.605% | 9.749% | 9.951% | 9.552% | 9.067% | 8.917% | 8.968% | 8.852% | 8.725% | 8.82% | 8.631% | 8.477% | 8.515% | 7.93% | 7.879% | 8.024% | 7.97% | 8% | 8.133% | 8.086% | 7.939% | 8.112% | 7.873% | 7.801% | 7.695% | 7.704%
Region | Technology | 2023-24 | 2024-25 | 2025-26 | 2026-27 | 2027-28 | 2028-29 | 2029-30 | 2030-31 | 2031-32 | 2032-33 | 2033-34 | 2034-35 | 2035-36 | 2036-37 | 2037-38 | 2038-39 | 2039-40 | 2040-41 | 2041-42 | 2042-43 | 2043-44 | 2044-45 | 2045-46 | 2046-47 | 2047-48 | 2048-49 | 2049-50
VIC1 | Grid Battery pump | 5.796% | 5.407% | 6.327% | 6.206% | 6.009% | 5.7% | 5.661% | 11.43% | 11.38% | 14.93% | 13.89% | 13.29% | 17.17% | 17.08% | 16.6% | 16.66% | 19.11% | 17.78% | 22.66% | 20.75% | 19.63% | 19.76% | 20.78% | 17.78% | 17.58% | 18.88% | 16.28%
VIC1 | Pumped Hydro Pump | - | - | - | - | - | - | - | - | - | - | - | - | - | - | - | - | - | - | - | - | - | 31.78% | 33.47% | 30.11% | 29.68% | 29.67% | 29.76%
VIC1 | VPP pump | 9.812% | 9.29% | 11.09% | 10.46% | 10.14% | 9.384% | 9.154% | 8.7% | 8.286% | 8.205% | 7.875% | 7.542% | 7.957% | 8.079% | 7.622% | 7.471% | 7.591% | 7.05% | 7.549% | 7.201% | 6.763% | 7.273% | 7.616% | 7.017% | 7.059% | 7.256% | 6.773%
Region | Technology | 2023-24 | 2024-25 | 2025-26 | 2026-27 | 2027-28 | 2028-29 | 2029-30 | 2030-31 | 2031-32 | 2032-33 | 2033-34 | 2034-35 | 2035-36 | 2036-37 | 2037-38 | 2038-39 | 2039-40 | 2040-41 | 2041-42 | 2042-43 | 2043-44 | 2044-45 | 2045-46 | 2046-47 | 2047-48 | 2048-49 | 2049-50
SA1 | Grid Battery pump | 5.788% | 5.914% | 5.709% | 5.625% | 5.639% | 5.501% | 5.466% | 5.626% | 5.514% | 18.83% | 17.73% | 17.34% | 19.05% | 19.63% | 19.47% | 19.5% | 19.42% | 19.34% | 22.31% | 19.13% | 22.21% | 20.53% | 23.37% | 18.17% | 16.45% | 17.72% | 15.35%
SA1 | Pumped Hydro Pump | bar: 2023-24 to 2049-50
SA1 | VPP pump | 10.68% | 10.68% | 10.2% | 9.617% | 9.431% | 9.021% | 8.966% | 8.644% | 8.49% | 8.608% | 8.6% | 8.111% | 8.146% | 8.393% | 7.938% | 7.791% | 7.722% | 7.306% | 7.72% | 7.455% | 7.599% | 7.493% | 8.16% | 7.258% | 6.905% | 7.216% | 6.688%
Region | Technology | 2023-24 | 2024-25 | 2025-26 | 2026-27 | 2027-28 | 2028-29 | 2029-30 | 2030-31 | 2031-32 | 2032-33 | 2033-34 | 2034-35 | 2035-36 | 2036-37 | 2037-38 | 2038-39 | 2039-40 | 2040-41 | 2041-42 | 2042-43 | 2043-44 | 2044-45 | 2045-46 | 2046-47 | 2047-48 | 2048-49 | 2049-50
TAS1 | Grid Battery pump | bar: 2023-24 to 2049-50
TAS1 | Pumped Hydro Pump | - | - | - | - | - | - | - | 24.96% | 32.92% | 26.72% | 27.67% | 25.1% | 25.69% | 26.19% | 26.04% | 25.74% | 28.21% | 27.12% | 25.66% | 23.76% | 24.57% | 24.04% | 25.02% | 22.45% | 22.68% | 21.64% | 20.53%
TAS1 | VPP pump | 0.8828% | 4.155% | 3.483% | 4.108% | 5.049% | 5.122% | 6.15% | 6.646% | 7.458% | 6.81% | 6.674% | 5.9% | 5.955% | 5.946% | 5.503% | 5.254% | 5.908% | 5.496% | 5.668% | 5.414% | 5.193% | 5.364% | 5.533% | 4.85% | 5.025% | 5.184% | 4.937%
Non-controllable capacity
Region | Technology | 2023-24 | 2024-25 | 2025-26 | 2026-27 | 2027-28 | 2028-29 | 2029-30 | 2030-31 | 2031-32 | 2032-33 | 2033-34 | 2034-35 | 2035-36 | 2036-37 | 2037-38 | 2038-39 | 2039-40 | 2040-41 | 2041-42 | 2042-43 | 2043-44 | 2044-45 | 2045-46 | 2046-47 | 2047-48 | 2048-49 | 2049-50
NEM | Distributed PV | 14.23% | 13.97% | 13.66% | 14.76% | 14.89% | 13.44% | 14.16% | 14.79% | 15.16% | 15.21% | 14.84% | 14.44% | 15.53% | 15.58% | 13.97% | 14.7% | 15.35% | 15.67% | 15.69% | 15.31% | 14.87% | 15.93% | 15.94% | 14.29% | 15.04% | 15.67% | 15.97%
NEM | Behind the meter battery | 4.897% | 4.862% | 4.791% | 4.705% | 4.639% | 4.529% | 4.488% | 4.437% | 4.376% | 4.329% | 4.385% | 4.417% | 4.433% | 4.398% | 4.361% | 4.299% | 4.266% | 4.207% | 4.151% | 4.111% | 4.152% | 4.184% | 4.217% | 4.239% | 4.261% | 4.237% | 4.213%
NEM | Behind the meter battery pump | 5.764% | 5.722% | 5.638% | 5.537% | 5.461% | 5.329% | 5.283% | 5.222% | 5.15% | 5.095% | 5.16% | 5.199% | 5.218% | 5.177% | 5.133% | 5.06% | 5.021% | 4.95% | 4.886% | 4.838% | 4.886% | 4.925% | 4.963% | 4.99% | 5.016% | 4.988% | 4.958%
Region | Technology | 2023-24 | 2024-25 | 2025-26 | 2026-27 | 2027-28 | 2028-29 | 2029-30 | 2030-31 | 2031-32 | 2032-33 | 2033-34 | 2034-35 | 2035-36 | 2036-37 | 2037-38 | 2038-39 | 2039-40 | 2040-41 | 2041-42 | 2042-43 | 2043-44 | 2044-45 | 2045-46 | 2046-47 | 2047-48 | 2048-49 | 2049-50
NSW1 | Distributed PV | 13.95% | 13.97% | 13.61% | 15.11% | 14.98% | 13.37% | 13.79% | 14.67% | 15.35% | 14.94% | 14.77% | 14.29% | 15.76% | 15.56% | 13.87% | 14.28% | 15.19% | 15.83% | 15.4% | 15.21% | 14.69% | 16.12% | 15.89% | 14.16% | 14.59% | 15.47% | 16.09%
NSW1 | Behind the meter battery | 4.884% | 4.831% | 4.757% | 4.683% | 4.62% | 4.52% | 4.491% | 4.444% | 4.405% | 4.375% | 4.441% | 4.454% | 4.456% | 4.412% | 4.358% | 4.289% | 4.257% | 4.188% | 4.148% | 4.121% | 4.175% | 4.211% | 4.237% | 4.254% | 4.256% | 4.24% | 4.206%
NSW1 | Behind the meter battery pump | 5.747% | 5.687% | 5.598% | 5.511% | 5.44% | 5.32% | 5.287% | 5.232% | 5.182% | 5.148% | 5.225% | 5.24% | 5.245% | 5.193% | 5.129% | 5.046% | 5.012% | 4.928% | 4.883% | 4.849% | 4.911% | 4.959% | 4.986% | 5.008% | 5.011% | 4.991% | 4.951%
Region | Technology | 2023-24 | 2024-25 | 2025-26 | 2026-27 | 2027-28 | 2028-29 | 2029-30 | 2030-31 | 2031-32 | 2032-33 | 2033-34 | 2034-35 | 2035-36 | 2036-37 | 2037-38 | 2038-39 | 2039-40 | 2040-41 | 2041-42 | 2042-43 | 2043-44 | 2044-45 | 2045-46 | 2046-47 | 2047-48 | 2048-49 | 2049-50
QLD1 | Distributed PV | 15.03% | 14.46% | 14.67% | 15.73% | 15.87% | 13.4% | 14.58% | 15.12% | 16% | 15.82% | 15.21% | 15.39% | 16.39% | 16.42% | 13.85% | 15.06% | 15.64% | 16.42% | 16.23% | 15.62% | 15.79% | 16.72% | 16.74% | 14.11% | 15.37% | 15.91% | 16.71%
QLD1 | Behind the meter battery | 4.94% | 4.904% | 4.833% | 4.738% | 4.663% | 4.563% | 4.529% | 4.478% | 4.408% | 4.348% | 4.393% | 4.421% | 4.437% | 4.396% | 4.354% | 4.3% | 4.282% | 4.232% | 4.163% | 4.125% | 4.169% | 4.194% | 4.229% | 4.244% | 4.261% | 4.245% | 4.236%
QLD1 | Behind the meter battery pump | 5.815% | 5.773% | 5.687% | 5.578% | 5.487% | 5.368% | 5.33% | 5.269% | 5.189% | 5.118% | 5.17% | 5.205% | 5.223% | 5.176% | 5.124% | 5.063% | 5.038% | 4.98% | 4.9% | 4.855% | 4.906% | 4.935% | 4.976% | 4.996% | 5.017% | 4.999% | 4.984%
Region | Technology | 2023-24 | 2024-25 | 2025-26 | 2026-27 | 2027-28 | 2028-29 | 2029-30 | 2030-31 | 2031-32 | 2032-33 | 2033-34 | 2034-35 | 2035-36 | 2036-37 | 2037-38 | 2038-39 | 2039-40 | 2040-41 | 2041-42 | 2042-43 | 2043-44 | 2044-45 | 2045-46 | 2046-47 | 2047-48 | 2048-49 | 2049-50
VIC1 | Distributed PV | 13.3% | 13.06% | 12.42% | 13.32% | 13.59% | 13.11% | 13.75% | 14.34% | 13.9% | 14.65% | 14.31% | 13.53% | 14.42% | 14.65% | 13.83% | 14.47% | 15.09% | 14.55% | 15.26% | 14.92% | 14.07% | 14.95% | 15.11% | 14.28% | 14.94% | 15.54% | 14.95%
VIC1 | Behind the meter battery | 4.922% | 4.924% | 4.853% | 4.759% | 4.698% | 4.556% | 4.474% | 4.403% | 4.302% | 4.208% | 4.268% | 4.344% | 4.395% | 4.391% | 4.402% | 4.332% | 4.283% | 4.218% | 4.147% | 4.064% | 4.079% | 4.124% | 4.164% | 4.22% | 4.277% | 4.242% | 4.209%
VIC1 | Behind the meter battery pump | 5.794% | 5.795% | 5.709% | 5.602% | 5.531% | 5.362% | 5.266% | 5.18% | 5.063% | 4.951% | 5.023% | 5.115% | 5.172% | 5.166% | 5.183% | 5.097% | 5.041% | 4.963% | 4.88% | 4.783% | 4.802% | 4.853% | 4.9% | 4.969% | 5.033% | 4.993% | 4.954%
Region | Technology | 2023-24 | 2024-25 | 2025-26 | 2026-27 | 2027-28 | 2028-29 | 2029-30 | 2030-31 | 2031-32 | 2032-33 | 2033-34 | 2034-35 | 2035-36 | 2036-37 | 2037-38 | 2038-39 | 2039-40 | 2040-41 | 2041-42 | 2042-43 | 2043-44 | 2044-45 | 2045-46 | 2046-47 | 2047-48 | 2048-49 | 2049-50
SA1 | Distributed PV | 15.11% | 14.83% | 14.15% | 14.8% | 15.36% | 14.69% | 15.37% | 15.62% | 15.63% | 16.06% | 15.54% | 14.77% | 15.4% | 15.93% | 15.16% | 15.87% | 16.14% | 16.14% | 16.55% | 16% | 15.2% | 15.81% | 16.3% | 15.49% | 16.24% | 16.49% | 16.45%
SA1 | Behind the meter battery | 4.815% | 4.725% | 4.641% | 4.542% | 4.474% | 4.387% | 4.404% | 4.389% | 4.377% | 4.405% | 4.448% | 4.451% | 4.434% | 4.377% | 4.295% | 4.252% | 4.207% | 4.164% | 4.135% | 4.149% | 4.202% | 4.208% | 4.244% | 4.225% | 4.248% | 4.192% | 4.182%
SA1 | Behind the meter battery pump | 5.667% | 5.562% | 5.46% | 5.346% | 5.265% | 5.161% | 5.184% | 5.165% | 5.152% | 5.183% | 5.234% | 5.238% | 5.218% | 5.153% | 5.054% | 5.004% | 4.953% | 4.903% | 4.87% | 4.885% | 4.947% | 4.956% | 4.995% | 4.971% | 4.998% | 4.935% | 4.924%
Region | Technology | 2023-24 | 2024-25 | 2025-26 | 2026-27 | 2027-28 | 2028-29 | 2029-30 | 2030-31 | 2031-32 | 2032-33 | 2033-34 | 2034-35 | 2035-36 | 2036-37 | 2037-38 | 2038-39 | 2039-40 | 2040-41 | 2041-42 | 2042-43 | 2043-44 | 2044-45 | 2045-46 | 2046-47 | 2047-48 | 2048-49 | 2049-50
TAS1 | Distributed PV | 12.03% | 12.09% | 11.56% | 12.4% | 12.42% | 12.16% | 12.24% | 12.52% | 12.4% | 12.76% | 12.71% | 12.11% | 12.89% | 12.83% | 12.48% | 12.53% | 12.81% | 12.66% | 12.97% | 12.94% | 12.31% | 13.07% | 12.97% | 12.63% | 12.69% | 12.99% | 12.77%
TAS1 | Behind the meter battery | 4.891% | 4.832% | 4.753% | 4.664% | 4.597% | 4.506% | 4.479% | 4.427% | 4.378% | 4.382% | 4.417% | 4.439% | 4.429% | 4.4% | 4.347% | 4.292% | 4.268% | 4.207% | 4.152% | 4.139% | 4.176% | 4.183% | 4.231% | 4.218% | 4.232% | 4.231% | 4.186%
TAS1 | Behind the meter battery pump | 5.757% | 5.685% | 5.596% | 5.489% | 5.412% | 5.302% | 5.27% | 5.211% | 5.154% | 5.156% | 5.198% | 5.224% | 5.215% | 5.178% | 5.116% | 5.054% | 5.023% | 4.952% | 4.886% | 4.87% | 4.914% | 4.925% | 4.979% | 4.967% | 4.983% | 4.979% | 4.926%

## Option 5_Generation
Annual sent-out generation by technology (GWh) - Option 5, Step Change Scenario
Explicitly modelled generation
Region | Technology | 2023-24 | 2024-25 | 2025-26 | 2026-27 | 2027-28 | 2028-29 | 2029-30 | 2030-31 | 2031-32 | 2032-33 | 2033-34 | 2034-35 | 2035-36 | 2036-37 | 2037-38 | 2038-39 | 2039-40 | 2040-41 | 2041-42 | 2042-43 | 2043-44 | 2044-45 | 2045-46 | 2046-47 | 2047-48 | 2048-49 | 2049-50
NEM | Black Coal | 85013.7673 | 74436.9014 | 72735.4542 | 67532.6595 | 53652.0304 | 44873.8148 | 40601.151 | 30988.1929 | 29904.1548 | 26601.0519 | 16885.8853 | 16864.4965 | 14761.9677 | 14356.1947 | 15071.13 | 14274.6902 | 4180.9445 | 1661.7603 | 1620.6699 | 0 | 0 | 0 | 0 | 0 | 0 | 0 | 0
NEM | Brown Coal | 29023.3554 | 25393.5936 | 23755.8858 | 18595.9556 | 18729.9817 | 15647.618 | 9963.0662 | 6494.2925 | 5178.0102 | 0 | 0 | 0 | 0 | 0 | 0 | 0 | 0 | 0 | 0 | 0 | 0 | 0 | 0 | 0 | 0 | 0 | 0
NEM | CCGT | 2106.7797 | 1607.5783 | 3156.2517 | 3988.4239 | 4086.1041 | 4778.4522 | 5538.5905 | 6548.2633 | 5789.3377 | 5627.1595 | 7571.1789 | 8658.3527 | 6481.9788 | 5869.4957 | 4520.6732 | 5074.5898 | 4655.1259 | 3991.4015 | 3343.1756 | 3881.9542 | 3064.9279 | 2444.2867 | 1334.1087 | 979.8724 | 965.7393 | 952.6987 | 976.8633
NEM | Gas - Steam | 112.3538 | 107.9452 | 341.3718 | 164.1995 | 108.9058 | 229.4814 | 192.5307 | 1013.1032 | 177.7485 | 391.896 | 341.6678 | 610.3204 | 359.0224 | 497.3526 | 554.5386 | 592.2165 | 0 | 0 | 0 | 0 | 0 | 0 | 0 | 0 | 0 | 0 | 0
NEM | OCGT / Diesel | 200.0527 | 171.8191 | 384.7599 | 419.0051 | 308.9131 | 437.4841 | 361.3914 | 1591.438 | 757.4414 | 1203.6318 | 2177.3844 | 3991.7051 | 2399.2887 | 3201.8906 | 3082.0648 | 2970.3479 | 7118.9686 | 6907.6703 | 3477.5306 | 4762.7561 | 8408.5826 | 5087.946 | 6560.2493 | 8662.9631 | 6041.4524 | 9299.0623 | 8889.586
NEM | Hydro | 17540.7893 | 15923.6203 | 16279.9626 | 15748.4443 | 13355.6756 | 16419.3747 | 17672.9316 | 17206.6978 | 16309.2531 | 15572.7894 | 16980.4144 | 17328.1263 | 15896.3167 | 14627.5149 | 17225.4135 | 15699.7409 | 14512.4164 | 14048.5925 | 13417.4124 | 15090.4602 | 15135.1808 | 14079.3054 | 13541.2823 | 17650.3286 | 16663.5662 | 16698.2613 | 16041.0393
NEM | Hydrogen Turbine | 0 | 0 | 0 | 0 | 0 | 0 | 0 | 0 | 0 | 0 | 0 | 0 | 0 | 0 | 0 | 0 | 0 | 0 | 0 | 0 | 0 | 0 | 0 | 0 | 0 | 0 | 0
NEM | Wind | 28820.8168 | 46858.1769 | 47926.2866 | 56570.2427 | 74916.0588 | 88861.8128 | 93213.0091 | 100007.7067 | 108560.3107 | 113564.3837 | 122189.3621 | 120319.6634 | 128650.1048 | 134324.8945 | 142437.165 | 140836.7963 | 138040.9475 | 138647.3379 | 137427.1518 | 144760.1789 | 145266.4464 | 147263.2277 | 149446.3056 | 169319.1113 | 174553.5189 | 175328.0126 | 176053.3461
NEM | Solar PV | 20920.1863 | 19298.6223 | 22134.3964 | 23292.4464 | 23085.2898 | 22518.8911 | 25764.0174 | 31264.9718 | 32482.498 | 39573.496 | 42329.8988 | 45653.7656 | 47054.9158 | 47953.2014 | 51622.1396 | 56998.8864 | 77210.4725 | 84416.3778 | 96951.458 | 112264.6161 | 117675.5628 | 117532.6644 | 122073.3345 | 115248.0898 | 116882.4437 | 128763.6945 | 132120.8209
NEM | Grid Battery | 419.3954 | 415.3369 | 921.1326 | 1396.5821 | 2755.6208 | 5053.5728 | 5230.6434 | 6337.5184 | 6170.5794 | 11372.5166 | 10963.0742 | 10551.5656 | 12057.4055 | 12094.8607 | 11729.6424 | 11936.8098 | 18461.7123 | 19616.1061 | 28342.0356 | 32458.7744 | 32794.0307 | 34923.842 | 35812.4648 | 30484.9823 | 29097.0339 | 32855.711 | 31664.6577
NEM | Pumped Hydro | 541.3711 | 892.3006 | 1750.6641 | 2608.8156 | 3118.9201 | 4379.0758 | 4836.2808 | 6411.2397 | 6557.1002 | 7044.7107 | 7622.1555 | 8100.8275 | 8725.1959 | 9035.6421 | 11574.5402 | 11919.4418 | 12726.2856 | 11096.1465 | 11530.5511 | 11583.8263 | 10436.7894 | 9934.3159 | 9742.7679 | 11371.3064 | 9863.7679 | 10055.2305 | 8874.3977
NEM | VPP | 221.3478 | 441.4774 | 786.4567 | 1145.9876 | 1546.4451 | 1900.8797 | 2525.8343 | 3062.6595 | 3516.609 | 4132.2073 | 4851.5025 | 5456.026 | 6363.7645 | 7223.9482 | 7585.6149 | 8217.3858 | 8950.5637 | 9073.3284 | 9853.8002 | 10095.8309 | 10242.3515 | 10951.2302 | 11735.5652 | 11498.6513 | 11771.8107 | 12502.6592 | 12631.4096
Total excluding storage |  | 184920.2157 | 185547.372 | 190172.6224 | 191462.7622 | 195663.9453 | 205100.4575 | 205899.4463 | 210926.0837 | 215403.043 | 225083.8429 | 231912.5238 | 237534.8491 | 242749.9608 | 249184.9953 | 265402.9223 | 268520.9056 | 285857.4371 | 289458.7212 | 305963.7851 | 334898.397 | 343023.8722 | 342216.8182 | 350246.0782 | 365215.3052 | 365839.333 | 386455.33 | 387252.1206
Region | Technology | 2023-24 | 2024-25 | 2025-26 | 2026-27 | 2027-28 | 2028-29 | 2029-30 | 2030-31 | 2031-32 | 2032-33 | 2033-34 | 2034-35 | 2035-36 | 2036-37 | 2037-38 | 2038-39 | 2039-40 | 2040-41 | 2041-42 | 2042-43 | 2043-44 | 2044-45 | 2045-46 | 2046-47 | 2047-48 | 2048-49 | 2049-50
NSW1 | Black Coal | 42248.4235 | 35209.9696 | 32385.1225 | 30661.2697 | 21173.0022 | 19390.5846 | 16177.8172 | 13916.4663 | 13667.8793 | 13842.891 | 7474.9292 | 7690.1639 | 6749.3447 | 5997.2819 | 6673.9656 | 6651.8091 | 0 | 0 | 0 | 0 | 0 | 0 | 0 | 0 | 0 | 0 | 0
NSW1 | Brown Coal | 0 | 0 | 0 | 0 | 0 | 0 | 0 | 0 | 0 | 0 | 0 | 0 | 0 | 0 | 0 | 0 | 0 | 0 | 0 | 0 | 0 | 0 | 0 | 0 | 0 | 0 | 0
NSW1 | CCGT | 13.6601 | 6.2159 | 307.2552 | 672.8377 | 761.9965 | 655.4807 | 1098.4847 | 1113.7054 | 1019.2035 | 927.6708 | 1397.9375 | 1649.4242 | 1070.0616 | 1112.7856 | 1186.9618 | 1417.4773 | 1434.1307 | 1133.0223 | 972.8428 | 1165.9515 | 0 | 0 | 0 | 0 | 0 | 0 | 0
NSW1 | Gas - Steam | 0 | 0 | 0 | 0 | 0 | 0 | 0 | 0 | 0 | 0 | 0 | 0 | 0 | 0 | 0 | 0 | 0 | 0 | 0 | 0 | 0 | 0 | 0 | 0 | 0 | 0 | 0
NSW1 | OCGT / Diesel | 8.5534 | 5.2787 | 35.8963 | 33.868 | 27.7761 | 5.6634 | 0.042368 | 153.4444 | 27.6037 | 119.4222 | 242.0371 | 884.5326 | 398.1246 | 715.8632 | 521.5133 | 678.462 | 2252.4389 | 2809.9366 | 1274.9362 | 1559.5773 | 2873.6896 | 1414.6987 | 2135.084 | 2024.6816 | 1942.3921 | 1856.2893 | 2269.2977
NSW1 | Hydro | 2040.4676 | 2853.3793 | 2989.1838 | 3005.9692 | 2507.7914 | 3598.044 | 3052.9029 | 3102.5277 | 2931.9694 | 2602.7497 | 3196.3141 | 3336.8426 | 3098.6435 | 2729.4121 | 3772.3391 | 3182.3087 | 2813.224 | 2716.6465 | 2470.4914 | 2881.9482 | 2961.9048 | 2677.1411 | 2297.8909 | 3576.1597 | 3479.9692 | 3476.2253 | 3368.9017
NSW1 | Hydrogen Turbine | 0 | 0 | 0 | 0 | 0 | 0 | 0 | 0 | 0 | 0 | 0 | 0 | 0 | 0 | 0 | 0 | 0 | 0 | 0 | 0 | 0 | 0 | 0 | 0 | 0 | 0 | 0
NSW1 | Wind | 5985.304 | 13829.8765 | 14040.3653 | 17351.4455 | 27689.5098 | 30576.5458 | 29716.9527 | 29603.1651 | 29421.3287 | 33575.3376 | 34468.9992 | 34601.0811 | 40849.7966 | 42787.7037 | 44745.0951 | 42084.3374 | 41876.9079 | 39135.5005 | 41030.3408 | 43641.981 | 45537.8492 | 47289.0391 | 48183.6102 | 53053.6336 | 55108.4007 | 53705.619 | 51070.0191
NSW1 | Solar PV | 8826.5897 | 8289.7379 | 10341.0118 | 11411.6097 | 11524.1239 | 11541.3211 | 13996.1541 | 18006.4929 | 17843.9265 | 19588.2888 | 20886.8612 | 20537.742 | 21763.2211 | 22299.537 | 23169.6534 | 24896.5078 | 32045.6816 | 33006.0522 | 36314.3955 | 36680.6921 | 36223.2779 | 38109.2174 | 38902.7626 | 38535.5363 | 37711.01 | 41658.5426 | 43138.8245
NSW1 | Grid Battery | 20.6518 | 25.1008 | 510.0179 | 990.5818 | 2356.036 | 2874.9864 | 3057.2721 | 3299.9549 | 3120.2259 | 4792.3317 | 4466.2231 | 4164.4709 | 4538.1918 | 4437.1551 | 4168.6728 | 4157.5609 | 7248.387 | 6871.9707 | 8878.7558 | 8552.1152 | 7917.8781 | 9482.0617 | 9045.0648 | 8247.4768 | 6900.1362 | 8544.3439 | 8386.2644
NSW1 | Pumped Hydro | 110.538 | 219.8217 | 1083.4301 | 1699.7656 | 2178.2566 | 3574.7945 | 3900.4907 | 5173.3376 | 5303.4821 | 5095.4634 | 5595.4832 | 5601.9667 | 5867.7797 | 6176.3599 | 5803.5224 | 5455.074 | 5095.0769 | 3921.9327 | 4395.2648 | 4433.2169 | 3850.1102 | 3522.6402 | 3659.2163 | 4619.3566 | 3576.1959 | 3528.7995 | 2902.7524
NSW1 | VPP | 58.0745 | 133.345 | 247.722 | 362.7188 | 487.937 | 601.6469 | 803.0362 | 1000.0948 | 1169.8205 | 1412.0788 | 1687.4452 | 1905.456 | 2248.6043 | 2515.5361 | 2671.8702 | 2885.2746 | 3153.4352 | 3198.1686 | 3451.7187 | 3525.6415 | 3527.7537 | 3849.7862 | 4051.9014 | 3984.302 | 4051.3916 | 4371.3885 | 4509.0337
Total excluding storage |  | 59312.2626 | 60572.7254 | 61940.0049 | 66190.066 | 68706.4295 | 72819.0675 | 71803.1529 | 75369.1892 | 74505.4397 | 81956.234 | 79416.2299 | 80371.6801 | 86583.7678 | 88771.6346 | 92713.5937 | 91408.8118 | 95919.2822 | 92793.23 | 98788.7461 | 102441.1236 | 102892.4635 | 106344.5842 | 108275.5302 | 114041.1465 | 112769.4958 | 117141.2081 | 115645.0935
Region | Technology | 2023-24 | 2024-25 | 2025-26 | 2026-27 | 2027-28 | 2028-29 | 2029-30 | 2030-31 | 2031-32 | 2032-33 | 2033-34 | 2034-35 | 2035-36 | 2036-37 | 2037-38 | 2038-39 | 2039-40 | 2040-41 | 2041-42 | 2042-43 | 2043-44 | 2044-45 | 2045-46 | 2046-47 | 2047-48 | 2048-49 | 2049-50
QLD1 | Black Coal | 42765.3438 | 39226.9318 | 40350.3317 | 36871.3898 | 32479.0282 | 25483.2302 | 24423.3338 | 17071.7266 | 16236.2755 | 12758.1609 | 9410.9561 | 9174.3326 | 8012.623 | 8358.9128 | 8397.1644 | 7622.8811 | 4180.9445 | 1661.7603 | 1620.6699 | 0 | 0 | 0 | 0 | 0 | 0 | 0 | 0
QLD1 | Brown Coal | 0 | 0 | 0 | 0 | 0 | 0 | 0 | 0 | 0 | 0 | 0 | 0 | 0 | 0 | 0 | 0 | 0 | 0 | 0 | 0 | 0 | 0 | 0 | 0 | 0 | 0 | 0
QLD1 | CCGT | 1021.4743 | 855.0849 | 1687.246 | 2536.4805 | 2648.1256 | 3093.5933 | 3452.4672 | 4069.6098 | 3926.5545 | 3721.1144 | 5056.0881 | 5513.1629 | 4495.4251 | 3653.6815 | 3333.7114 | 3657.1125 | 3220.9952 | 2858.3792 | 2370.3328 | 2716.0027 | 3064.9279 | 2444.2867 | 1334.1087 | 979.8724 | 965.7393 | 952.6987 | 976.8633
QLD1 | Gas - Steam | 0 | 0 | 0 | 0 | 0 | 0 | 0 | 0 | 0 | 0 | 0 | 0 | 0 | 0 | 0 | 0 | 0 | 0 | 0 | 0 | 0 | 0 | 0 | 0 | 0 | 0 | 0
QLD1 | OCGT / Diesel | 2.4408 | 0.00055039 | 2.7073 | 18.4256 | 24.6327 | 20.7476 | 9.6717 | 460.9311 | 386.8458 | 374.2514 | 1140.4738 | 1359.6916 | 1007.538 | 1388.7698 | 970.2621 | 804.7877 | 1873.0477 | 1694.4191 | 771.205 | 1393.5781 | 1720.2803 | 1048.0694 | 1579.2081 | 2868.2629 | 1248.583 | 3295.1084 | 2759.7975
QLD1 | Hydro | 726.8415 | 727.4889 | 745.5988 | 714.6081 | 729.0998 | 741.5034 | 734.9379 | 729.0905 | 726.9795 | 728.6881 | 722.1187 | 715.8132 | 710.7786 | 712.3239 | 219.7748 | 205.3195 | 166.329 | 154.4251 | 146.8208 | 0 | 0 | 0 | 0 | 0 | 0 | 0 | 0
QLD1 | Hydrogen Turbine | 0 | 0 | 0 | 0 | 0 | 0 | 0 | 0 | 0 | 0 | 0 | 0 | 0 | 0 | 0 | 0 | 0 | 0 | 0 | 0 | 0 | 0 | 0 | 0 | 0 | 0 | 0
QLD1 | Wind | 4040.8055 | 7793.4058 | 8231.8713 | 9956.5676 | 14351.831 | 23575.5942 | 23452.2666 | 28341.1294 | 27882.7333 | 31414.0265 | 33266.3696 | 33208.2682 | 32788.0312 | 34919.3066 | 40775.5023 | 40252.7402 | 39879.8128 | 38112.0425 | 39638.5679 | 41166.4225 | 42723.1251 | 40440.6938 | 42644.5508 | 53869.1721 | 53867.5947 | 58168.8909 | 55328.25
QLD1 | Solar PV | 8594.2044 | 8009.5838 | 8749.4132 | 8841.137 | 8561.7304 | 8007.2864 | 8857.7709 | 10440.813 | 11622.1855 | 14014.6998 | 15735.1932 | 17645.8369 | 17691.0022 | 17393.3174 | 18721.1527 | 22256.1526 | 34153.9371 | 37602.4088 | 40295.1274 | 55265.2828 | 53730.5673 | 51254.9073 | 52000.9773 | 49693.7724 | 52233.5186 | 57492.8898 | 60546.1972
QLD1 | Grid Battery | 53.6344 | 53.402 | 54.4736 | 55.17 | 55.1881 | 1845.1887 | 1844.0856 | 2439.7464 | 2460.2081 | 4543.7673 | 4638.2554 | 4614.1159 | 4658.9281 | 4754.6848 | 4118.0903 | 4340.9559 | 7450.5249 | 7549.2027 | 10616.6585 | 16118.3624 | 15281.9914 | 14894.7758 | 15237.5306 | 12798.0738 | 13371.7076 | 14719.9681 | 14716.7213
QLD1 | Pumped Hydro | 430.8331 | 672.4789 | 667.229 | 909.0425 | 940.6553 | 804.273 | 935.78 | 1176.5256 | 1173.3855 | 1027.0121 | 1081.2541 | 1625.1428 | 1740.9011 | 1734.4962 | 4451.0566 | 5175.0284 | 6211.6721 | 5827.704 | 5842.6399 | 5946.2655 | 5355.586 | 5087.0504 | 4723.9917 | 5499.6847 | 5057.9247 | 5285.0294 | 4806.7282
QLD1 | VPP | 51.3336 | 108.6917 | 193.2176 | 301.7487 | 407.7923 | 523.213 | 723.0027 | 907.9691 | 1057.6584 | 1237.97 | 1480.5311 | 1695.1776 | 1917.5552 | 2182.1401 | 2253.624 | 2477.8962 | 2689.9958 | 2814.6536 | 2956.5571 | 3137.631 | 3251.1255 | 3323.672 | 3530.788 | 3555.4333 | 3662.3708 | 3742.1729 | 3885.5598
Total excluding storage |  | 57686.9113 | 57447.0684 | 60682.0884 | 60204.5698 | 60198.0833 | 64094.6297 | 64433.3166 | 65637.5414 | 65472.8261 | 69819.6906 | 72531.2401 | 75551.5417 | 73022.7825 | 75097.6331 | 83240.3386 | 86792.8741 | 99827.2592 | 98274.9953 | 104258.5793 | 125743.545 | 125127.6035 | 118493.4554 | 121051.1552 | 129264.2716 | 130407.4388 | 143656.7581 | 143020.1173
Region | Technology | 2023-24 | 2024-25 | 2025-26 | 2026-27 | 2027-28 | 2028-29 | 2029-30 | 2030-31 | 2031-32 | 2032-33 | 2033-34 | 2034-35 | 2035-36 | 2036-37 | 2037-38 | 2038-39 | 2039-40 | 2040-41 | 2041-42 | 2042-43 | 2043-44 | 2044-45 | 2045-46 | 2046-47 | 2047-48 | 2048-49 | 2049-50
VIC1 | Black Coal | 0 | 0 | 0 | 0 | 0 | 0 | 0 | 0 | 0 | 0 | 0 | 0 | 0 | 0 | 0 | 0 | 0 | 0 | 0 | 0 | 0 | 0 | 0 | 0 | 0 | 0 | 0
VIC1 | Brown Coal | 29023.3554 | 25393.5936 | 23755.8858 | 18595.9556 | 18729.9817 | 15647.618 | 9963.0662 | 6494.2925 | 5178.0102 | 0 | 0 | 0 | 0 | 0 | 0 | 0 | 0 | 0 | 0 | 0 | 0 | 0 | 0 | 0 | 0 | 0 | 0
VIC1 | CCGT | 0 | 0 | 0 | 0 | 0 | 0 | 0 | 0 | 0 | 0 | 0 | 0 | 0 | 0 | 0 | 0 | 0 | 0 | 0 | 0 | 0 | 0 | 0 | 0 | 0 | 0 | 0
VIC1 | Gas - Steam | 16.9069 | 18.3712 | 70.6577 | 164.1995 | 108.9058 | 229.4814 | 192.5307 | 1013.1032 | 177.7485 | 391.896 | 341.6678 | 610.3204 | 359.0224 | 497.3526 | 554.5386 | 592.2165 | 0 | 0 | 0 | 0 | 0 | 0 | 0 | 0 | 0 | 0 | 0
VIC1 | OCGT / Diesel | 22.9958 | 15.8044 | 39.263 | 146.3335 | 84.1193 | 142.9513 | 95.9488 | 434.0652 | 68.0761 | 343.4974 | 289.6004 | 879.3088 | 549.7611 | 577.0444 | 960.424 | 813.4218 | 1992.4186 | 1698.7477 | 969.624 | 1212.076 | 3016.1603 | 2411.9235 | 2647.3427 | 3688.05 | 2801.5455 | 4048.0363 | 3759.674
VIC1 | Hydro | 2748.364 | 3335.7798 | 3444.6379 | 3267.3191 | 2730.8577 | 4096.4271 | 3417.5715 | 2953.4375 | 2956.8451 | 2697.8083 | 3296.2208 | 3404.6664 | 3239.8864 | 2711.5763 | 4080.7502 | 3415.3649 | 2956.0007 | 2957.0426 | 2695.797 | 3295.8146 | 3408.7141 | 3231.8274 | 2712.4836 | 4079.1556 | 4085.3324 | 4083.723 | 4073.0766
VIC1 | Hydrogen Turbine | 0 | 0 | 0 | 0 | 0 | 0 | 0 | 0 | 0 | 0 | 0 | 0 | 0 | 0 | 0 | 0 | 0 | 0 | 0 | 0 | 0 | 0 | 0 | 0 | 0 | 0 | 0
VIC1 | Wind | 10176.7212 | 12815.5049 | 13175.5883 | 14904.8545 | 17813.9914 | 17751.4636 | 20739.5385 | 23277.2448 | 26529.4192 | 24045.3035 | 30318.2624 | 29161.6458 | 30438.7192 | 31471.8106 | 31047.3985 | 32492.4792 | 31187.475 | 34450.8249 | 31000.9497 | 32757.7027 | 31063.4651 | 31661.9703 | 31116.6126 | 31992.1468 | 33668.9487 | 31781.1248 | 35209.5777
VIC1 | Solar PV | 2205.1498 | 1888.6758 | 1903.5363 | 1933.147 | 1884.6635 | 1871.0027 | 1850.0322 | 1808.3985 | 2022.7589 | 4128.6265 | 3959.9057 | 4501.397 | 4607.6824 | 5037.1437 | 5172.1497 | 5222.0142 | 6425.3187 | 6081.4911 | 9891.266 | 10238.5521 | 13701.1774 | 14447.2558 | 15760.8458 | 13815.1773 | 14204.7073 | 15720.5205 | 15041.0737
VIC1 | Grid Battery | 160.4652 | 148.8473 | 174.7691 | 171.8688 | 165.4593 | 157.9089 | 155.8544 | 430.8748 | 426.8783 | 717.6809 | 612.2156 | 585.306 | 1211.1028 | 1203.5765 | 1351.9429 | 1351.3393 | 1669.9964 | 2196.494 | 4136.7448 | 3763.3755 | 3966.336 | 4895.5777 | 5128.2382 | 4427.8384 | 4333.361 | 4701.3511 | 4347.4817
VIC1 | Pumped Hydro | 0 | 0 | 0.0013966 | 0.0031492 | 0.003222 | 0.0031595 | 0.0031835 | 0.0050121 | 0.0048923 | 0.0048538 | 0.0047862 | 0.0047112 | 0.0065809 | 0.0063926 | 0.011801 | 0.011818 | 0.012775 | 0.013212 | 0.014858 | 0.013982 | 0.014145 | 35.0179 | 36.4925 | 33.5802 | 32.327 | 65.9908 | 65.8102
VIC1 | VPP | 40.8796 | 94.6058 | 210.2948 | 317.9775 | 449.893 | 540.9198 | 696.8939 | 794.7339 | 862.5628 | 977.7054 | 1088.8555 | 1211.5836 | 1460.6691 | 1677.3152 | 1775.2 | 1910.1287 | 2089.943 | 2052.5891 | 2329.5225 | 2310.0767 | 2276.7515 | 2547.1617 | 2767.7399 | 2672.1513 | 2775.8591 | 2987.0405 | 2885.2524
Total excluding storage |  | 44394.8379 | 43711.1827 | 42774.6342 | 39501.6586 | 41967.8751 | 40437.776 | 37111.4393 | 37206.1554 | 38222.304 | 33302.5229 | 39906.7329 | 40354.2327 | 41866.8499 | 43175.8257 | 44942.4157 | 45796.9765 | 46321.1652 | 49437.2027 | 51023.9189 | 53577.6115 | 57432.6186 | 59230.7343 | 60169.7552 | 60708.0996 | 61902.081 | 63387.787 | 65381.9464
Region | Technology | 2023-24 | 2024-25 | 2025-26 | 2026-27 | 2027-28 | 2028-29 | 2029-30 | 2030-31 | 2031-32 | 2032-33 | 2033-34 | 2034-35 | 2035-36 | 2036-37 | 2037-38 | 2038-39 | 2039-40 | 2040-41 | 2041-42 | 2042-43 | 2043-44 | 2044-45 | 2045-46 | 2046-47 | 2047-48 | 2048-49 | 2049-50
SA1 | Black Coal | 0 | 0 | 0 | 0 | 0 | 0 | 0 | 0 | 0 | 0 | 0 | 0 | 0 | 0 | 0 | 0 | 0 | 0 | 0 | 0 | 0 | 0 | 0 | 0 | 0 | 0 | 0
SA1 | Brown Coal | 0 | 0 | 0 | 0 | 0 | 0 | 0 | 0 | 0 | 0 | 0 | 0 | 0 | 0 | 0 | 0 | 0 | 0 | 0 | 0 | 0 | 0 | 0 | 0 | 0 | 0 | 0
SA1 | CCGT | 1071.6453 | 746.2774 | 1161.7505 | 779.1057 | 675.9821 | 1029.3782 | 987.6386 | 1364.9481 | 843.5796 | 978.3742 | 1117.1533 | 1495.7656 | 916.4921 | 1103.0286 | 0 | 0 | 0 | 0 | 0 | 0 | 0 | 0 | 0 | 0 | 0 | 0 | 0
SA1 | Gas - Steam | 95.4468 | 89.5739 | 270.7142 | 0 | 0 | 0 | 0 | 0 | 0 | 0 | 0 | 0 | 0 | 0 | 0 | 0 | 0 | 0 | 0 | 0 | 0 | 0 | 0 | 0 | 0 | 0 | 0
SA1 | OCGT / Diesel | 166.0627 | 150.7353 | 306.893 | 220.192 | 172.3847 | 268.1215 | 254.3749 | 537.9419 | 272.9026 | 357.8337 | 502.4182 | 849.6067 | 431.2396 | 507.84 | 614.1458 | 661.4848 | 943.5921 | 694.2484 | 455.6424 | 587.0306 | 787.3265 | 208.5865 | 192.7137 | 74.5985 | 44.6062 | 86.1773 | 91.94
SA1 | Hydro | 0 | 0 | 0 | 0 | 0 | 0 | 0 | 0 | 0 | 0 | 0 | 0 | 0 | 0 | 0 | 0 | 0 | 0 | 0 | 0 | 0 | 0 | 0 | 0 | 0 | 0 | 0
SA1 | Hydrogen Turbine | 0 | 0 | 0 | 0 | 0 | 0 | 0 | 0 | 0 | 0 | 0 | 0 | 0 | 0 | 0 | 0 | 0 | 0 | 0 | 0 | 0 | 0 | 0 | 0 | 0 | 0 | 0
SA1 | Wind | 6748.753 | 7908.5636 | 7663.2079 | 9464.9981 | 9296.139 | 11267.647 | 11675.7146 | 11288.9257 | 12148.4924 | 11960.1776 | 12209.5604 | 11037.9023 | 12049.0235 | 12077.9029 | 13305.5748 | 13749.1995 | 13102.1536 | 13826.0205 | 12959.9031 | 14924.437 | 13231.4978 | 15368.2028 | 14617.4513 | 17934.9358 | 19792.1064 | 19806.0798 | 21611.8904
SA1 | Solar PV | 1294.2424 | 1110.6242 | 1140.4345 | 1106.5519 | 1114.7713 | 1099.2803 | 1060.0596 | 1009.2666 | 993.6264 | 1841.8797 | 1747.9375 | 2968.7881 | 2993.0085 | 3223.2017 | 4559.1823 | 4624.2103 | 4585.5332 | 7500.7311 | 10214.5501 | 9817.3009 | 13775.0098 | 13460.7069 | 15147.8126 | 12981.0793 | 12485.4512 | 13640.4909 | 13159.1799
SA1 | Grid Battery | 184.644 | 187.9855 | 181.8706 | 178.9598 | 178.9354 | 175.4868 | 173.4287 | 166.9381 | 163.262 | 1318.7305 | 1246.3736 | 1187.6664 | 1649.1756 | 1699.4373 | 2090.9285 | 2086.9458 | 2092.7954 | 2998.4274 | 4709.8651 | 4024.9098 | 5627.812 | 5651.4102 | 6401.6149 | 5011.5779 | 4491.8124 | 4890.0297 | 4214.1696
SA1 | Pumped Hydro | 0 | 0 | 0.0013371 | 0.0019533 | 0.0020198 | 0.0020033 | 0.0020607 | 0.0026046 | 0.002652 | 0.0026415 | 0.0026539 | 0.0026848 | 0.0032759 | 0.0032765 | 0.0040304 | 0.0040907 | 0.0042678 | 0.0046923 | 0.0054857 | 0.0056276 | 0.0057972 | 0.0070985 | 0.0071899 | 0.0069786 | 0.007073 | 0.0071478 | 0.0078977
SA1 | VPP | 70.6213 | 100.8173 | 129.4795 | 153.4299 | 183.5379 | 211.4895 | 263.9967 | 307.9096 | 357.3823 | 429.0111 | 506.8322 | 552.8638 | 630.9437 | 729.4833 | 760.7027 | 813.746 | 860.5607 | 854.0095 | 948.707 | 954.0767 | 1018.2449 | 1048.4156 | 1189.871 | 1106.5743 | 1089.7233 | 1193.5166 | 1146.3156
Total excluding storage |  | 9631.4156 | 10294.5772 | 10854.3515 | 11903.2394 | 11621.7523 | 14051.4053 | 14415.2152 | 14675.9325 | 14779.2479 | 16886.0094 | 17330.2779 | 18092.5956 | 18669.8863 | 19340.897 | 21330.5382 | 21935.5905 | 21584.6393 | 25873.4415 | 29288.6731 | 30307.7606 | 34439.8968 | 35737.329 | 37549.4707 | 37108.7728 | 37903.7066 | 39616.3015 | 40223.5034
Region | Technology | 2023-24 | 2024-25 | 2025-26 | 2026-27 | 2027-28 | 2028-29 | 2029-30 | 2030-31 | 2031-32 | 2032-33 | 2033-34 | 2034-35 | 2035-36 | 2036-37 | 2037-38 | 2038-39 | 2039-40 | 2040-41 | 2041-42 | 2042-43 | 2043-44 | 2044-45 | 2045-46 | 2046-47 | 2047-48 | 2048-49 | 2049-50
TAS1 | Black Coal | 0 | 0 | 0 | 0 | 0 | 0 | 0 | 0 | 0 | 0 | 0 | 0 | 0 | 0 | 0 | 0 | 0 | 0 | 0 | 0 | 0 | 0 | 0 | 0 | 0 | 0 | 0
TAS1 | Brown Coal | 0 | 0 | 0 | 0 | 0 | 0 | 0 | 0 | 0 | 0 | 0 | 0 | 0 | 0 | 0 | 0 | 0 | 0 | 0 | 0 | 0 | 0 | 0 | 0 | 0 | 0 | 0
TAS1 | CCGT | 0 | 0 | 0 | 0 | 0 | 0 | 0 | 0 | 0 | 0 | 0 | 0 | 0 | 0 | 0 | 0 | 0 | 0 | 0 | 0 | 0 | 0 | 0 | 0 | 0 | 0 | 0
TAS1 | Gas - Steam | 0 | 0 | 0 | 0 | 0 | 0 | 0 | 0 | 0 | 0 | 0 | 0 | 0 | 0 | 0 | 0 | 0 | 0 | 0 | 0 | 0 | 0 | 0 | 0 | 0 | 0 | 0
TAS1 | OCGT / Diesel | 0.00011874 | 0.00024279 | 0.00025782 | 0.18602 | 0.0002828 | 0.00030101 | 1.3536 | 5.0553 | 2.0132 | 8.6273 | 2.8548 | 18.5653 | 12.6255 | 12.3732 | 15.7196 | 12.1915 | 57.4713 | 10.3185 | 6.1231 | 10.494 | 11.1259 | 4.6679 | 5.9008 | 7.3701 | 4.3256 | 13.4511 | 8.8768
TAS1 | Hydro | 12025.1162 | 9006.9723 | 9100.5421 | 8760.5479 | 7387.9268 | 7983.4003 | 10467.5193 | 10421.6421 | 9693.4591 | 9543.5433 | 9765.7608 | 9870.8041 | 8847.0083 | 8474.2025 | 9152.5494 | 8896.7478 | 8576.8627 | 8220.4783 | 8104.3032 | 8912.6974 | 8764.562 | 8170.3369 | 8530.9078 | 9995.0134 | 9098.2646 | 9138.313 | 8599.061
TAS1 | Hydrogen Turbine | 0 | 0 | 0 | 0 | 0 | 0 | 0 | 0 | 0 | 0 | 0 | 0 | 0 | 0 | 0 | 0 | 0 | 0 | 0 | 0 | 0 | 0 | 0 | 0 | 0 | 0 | 0
TAS1 | Wind | 1869.2331 | 4510.8262 | 4815.2538 | 4892.3771 | 5764.5876 | 5690.5622 | 7628.5367 | 7497.2418 | 12578.3371 | 12569.5384 | 11926.1705 | 12310.7661 | 12524.5344 | 13068.1708 | 12563.5943 | 12258.0401 | 11994.5983 | 13122.9496 | 12797.3901 | 12269.6358 | 12710.5092 | 12503.3218 | 12884.0808 | 12469.2231 | 12116.4683 | 11866.2982 | 12833.6089
TAS1 | Solar PV | 0 | 0.00062793 | 0.00062136 | 0.00071612 | 0.00068802 | 0.00058572 | 0.00061596 | 0.00082387 | 0.00075685 | 0.0011014 | 0.0011592 | 0.0015986 | 0.0015715 | 0.0015663 | 0.0014954 | 0.0015576 | 0.0018276 | 225.6946 | 236.1189 | 262.7882 | 245.5304 | 260.5771 | 260.9363 | 222.5244 | 247.7565 | 251.2506 | 235.5456
TAS1 | Grid Battery | 0 | 0.0012717 | 0.0014863 | 0.0016756 | 0.00202 | 0.0020325 | 0.0024889 | 0.0041491 | 0.0051157 | 0.006196 | 0.0064536 | 0.0063513 | 0.0070685 | 0.0069515 | 0.0078488 | 0.0079178 | 0.0085925 | 0.011222 | 0.011482 | 0.011489 | 0.013254 | 0.016651 | 0.016379 | 0.015416 | 0.016736 | 0.01818 | 0.020717
TAS1 | Pumped Hydro | 0 | 0 | 0.0022093 | 0.0023954 | 0.0028659 | 0.0031498 | 0.0048134 | 61.369 | 80.225 | 922.2277 | 945.4107 | 873.7106 | 1116.5053 | 1124.7764 | 1319.9454 | 1289.3235 | 1419.5195 | 1346.4919 | 1292.626 | 1204.3243 | 1231.0732 | 1289.6003 | 1323.0602 | 1218.678 | 1197.3132 | 1175.4036 | 1099.0989
TAS1 | VPP | 0.43878 | 4.0177 | 5.7428 | 10.1127 | 17.2849 | 23.6105 | 38.9048 | 51.9521 | 69.1849 | 75.4421 | 87.8385 | 90.9449 | 105.9922 | 119.4734 | 124.218 | 130.3404 | 156.629 | 153.9076 | 167.2949 | 168.4051 | 168.4759 | 182.1946 | 195.2648 | 180.1903 | 192.4659 | 208.5407 | 205.2481
Total excluding storage |  | 13894.7883 | 13521.8183 | 13921.5433 | 13663.2284 | 13169.8051 | 13697.579 | 18136.3223 | 18037.2652 | 22423.2252 | 23119.386 | 22728.043 | 23164.7989 | 22606.6742 | 22799.0048 | 23176.0361 | 22586.6527 | 22205.0912 | 23079.8517 | 22603.8677 | 22828.3563 | 23131.2898 | 22410.7152 | 23200.167 | 24093.0147 | 22856.6109 | 22653.2753 | 22981.46
Explicitly modelled pumping
Region | Technology | 2023-24 | 2024-25 | 2025-26 | 2026-27 | 2027-28 | 2028-29 | 2029-30 | 2030-31 | 2031-32 | 2032-33 | 2033-34 | 2034-35 | 2035-36 | 2036-37 | 2037-38 | 2038-39 | 2039-40 | 2040-41 | 2041-42 | 2042-43 | 2043-44 | 2044-45 | 2045-46 | 2046-47 | 2047-48 | 2048-49 | 2049-50
NEM | Grid Battery pump | 496.5445 | 493.7959 | 1102.0595 | 1674.1754 | 3319.5275 | 6074.3662 | 6301.0166 | 7622.5068 | 7448.1487 | 13684.569 | 13203.5327 | 12713.7346 | 14506.8016 | 14562.0547 | 14162.3665 | 14384.2976 | 22194.7392 | 23705.623 | 34099.9549 | 39144.2996 | 39460.1463 | 42078.8839 | 43208.2464 | 36677.3843 | 35105.647 | 39509.5329 | 38131.7897
NEM | Pumped Hydro Pump | 1285.6747 | 2233.5289 | 3268.1318 | 4798.2763 | 5762.9406 | 6553.2637 | 7740.144 | 9751.5851 | 10483.8166 | 10562.0546 | 11788.0439 | 11738.5078 | 13003.0759 | 13669.5918 | 16513.1268 | 17204.7356 | 17938.0947 | 15899.5705 | 16129.6506 | 16580.8692 | 14300.5369 | 13978.2235 | 14040.8557 | 15808.6309 | 13950.2048 | 13894.3428 | 12129.6479
NEM | VPP pump | 259.6621 | 519.9868 | 925.7354 | 1347.1267 | 1821.5813 | 2234.0949 | 2974.6041 | 3600.1284 | 4147.0923 | 4855.5448 | 5708.2314 | 6421.7218 | 7481.4253 | 8497.1656 | 8941.6133 | 9674.1895 | 10506.0547 | 10703.1397 | 11569.1953 | 11888.8365 | 12040.2944 | 12883.3884 | 13826.9264 | 13507.6964 | 13873.0433 | 14683.0027 | 14855.2335
Region | Technology | 2023-24 | 2024-25 | 2025-26 | 2026-27 | 2027-28 | 2028-29 | 2029-30 | 2030-31 | 2031-32 | 2032-33 | 2033-34 | 2034-35 | 2035-36 | 2036-37 | 2037-38 | 2038-39 | 2039-40 | 2040-41 | 2041-42 | 2042-43 | 2043-44 | 2044-45 | 2045-46 | 2046-47 | 2047-48 | 2048-49 | 2049-50
NSW1 | Grid Battery pump | 24.4962 | 29.8819 | 614.1717 | 1192.9434 | 2844.0537 | 3457.6002 | 3688.1642 | 3970.5136 | 3768.7319 | 5768.4365 | 5380.491 | 5016.5479 | 5463.1361 | 5345.9695 | 5039.989 | 5009.1088 | 8715.5032 | 8309.2121 | 10680.3796 | 10297.821 | 9532.8987 | 11423.996 | 10931.782 | 9902.5995 | 8347.0243 | 10260.776 | 10103.9298
NSW1 | Pumped Hydro Pump | 667.889 | 1277.5424 | 2340.5925 | 3542.7324 | 4458.8271 | 5462.4425 | 6465.3169 | 8067.21 | 8771.4737 | 7957.1531 | 9065.4967 | 8413.4809 | 9200.9682 | 9829.6649 | 8850.5545 | 8722.5968 | 7889.1958 | 6326.2833 | 6753.121 | 7148.934 | 5672.6367 | 5521.7853 | 5910.5285 | 6996.3779 | 5637.4909 | 5245.4273 | 4351.2055
NSW1 | VPP pump | 68.0952 | 156.9585 | 291.3555 | 426.728 | 574.2697 | 707.5936 | 944.7484 | 1176.5932 | 1379.9211 | 1658.2004 | 1985.5471 | 2242.6331 | 2643.5748 | 2959.4542 | 3152.8159 | 3395.2408 | 3699.9921 | 3773.5212 | 4049.5674 | 4149.1577 | 4149.7993 | 4528.3148 | 4778.0163 | 4676.3406 | 4779.6956 | 5129.4571 | 5304.7456
Region | Technology | 2023-24 | 2024-25 | 2025-26 | 2026-27 | 2027-28 | 2028-29 | 2029-30 | 2030-31 | 2031-32 | 2032-33 | 2033-34 | 2034-35 | 2035-36 | 2036-37 | 2037-38 | 2038-39 | 2039-40 | 2040-41 | 2041-42 | 2042-43 | 2043-44 | 2044-45 | 2045-46 | 2046-47 | 2047-48 | 2048-49 | 2049-50
QLD1 | Grid Battery pump | 63.672 | 63.5739 | 65.0281 | 65.5 | 65.7001 | 2222.3559 | 2221.0384 | 2938.6881 | 2972.5532 | 5464.4337 | 5590.8503 | 5568.5043 | 5603.412 | 5723.3879 | 4978.9669 | 5221.506 | 8965.592 | 9117.6178 | 12789.2825 | 19430.6278 | 18398.9416 | 17946.2397 | 18340.5874 | 15454.7612 | 16070.8985 | 17748.8271 | 17713.0546
QLD1 | Pumped Hydro Pump | 617.7857 | 955.9865 | 927.5327 | 1255.5341 | 1304.1028 | 1090.8103 | 1274.8138 | 1603.6165 | 1605.8018 | 1392.3138 | 1467.1189 | 2185.8914 | 2334.0646 | 2343.2951 | 5942.4312 | 6781.7912 | 8184.936 | 7781.1797 | 7681.2325 | 7861.8817 | 7004.8612 | 6716.8881 | 6318.9712 | 7187.02 | 6672.2942 | 7037.9551 | 6245.6569
QLD1 | VPP pump | 60.2251 | 127.8726 | 227.9336 | 354.3796 | 479.7557 | 615.5447 | 850.5914 | 1068.199 | 1247.6958 | 1453.0435 | 1742.914 | 1997.0654 | 2254.253 | 2565.0662 | 2659.323 | 2911.415 | 3160.457 | 3317.3577 | 3477.2139 | 3691.803 | 3824.3743 | 3910.525 | 4151.569 | 4187.335 | 4302.9927 | 4406.0825 | 4565.9985
Region | Technology | 2023-24 | 2024-25 | 2025-26 | 2026-27 | 2027-28 | 2028-29 | 2029-30 | 2030-31 | 2031-32 | 2032-33 | 2033-34 | 2034-35 | 2035-36 | 2036-37 | 2037-38 | 2038-39 | 2039-40 | 2040-41 | 2041-42 | 2042-43 | 2043-44 | 2044-45 | 2045-46 | 2046-47 | 2047-48 | 2048-49 | 2049-50
VIC1 | Grid Battery pump | 190.5701 | 177.7838 | 208.0242 | 204.0552 | 197.56 | 187.402 | 186.1256 | 516.3551 | 513.8345 | 862.6554 | 735.5403 | 703.3734 | 1456.4759 | 1448.5043 | 1627.4039 | 1633.3778 | 2003.6885 | 2655.7447 | 4973.2175 | 4553.7503 | 4759.1546 | 5898.2859 | 6205.2073 | 5308.1367 | 5247.5246 | 5637.6699 | 5237.9289
VIC1 | Pumped Hydro Pump | 0 | 0 | 0.0018445 | 0.0041376 | 0.0042612 | 0.0041354 | 0.0042098 | 0.0065798 | 0.0064534 | 0.0063825 | 0.0063027 | 0.0061896 | 0.0086456 | 0.0084479 | 0.015541 | 0.015564 | 0.016746 | 0.01748 | 0.019487 | 0.018456 | 0.018523 | 46.0762 | 48.5391 | 43.6617 | 43.0367 | 86.3289 | 86.5924
VIC1 | VPP pump | 47.9619 | 111.6253 | 247.5528 | 373.6197 | 530.6303 | 635.0319 | 821.8901 | 932.9661 | 1017.6544 | 1149.4784 | 1281.283 | 1424.5596 | 1716.8789 | 1973.312 | 2088.9364 | 2253.9424 | 2451.5582 | 2422.8175 | 2732.608 | 2725.8057 | 2670.6024 | 2996.5212 | 3266.0425 | 3133.8294 | 3276.5192 | 3503.362 | 3394.4147
Region | Technology | 2023-24 | 2024-25 | 2025-26 | 2026-27 | 2027-28 | 2028-29 | 2029-30 | 2030-31 | 2031-32 | 2032-33 | 2033-34 | 2034-35 | 2035-36 | 2036-37 | 2037-38 | 2038-39 | 2039-40 | 2040-41 | 2041-42 | 2042-43 | 2043-44 | 2044-45 | 2045-46 | 2046-47 | 2047-48 | 2048-49 | 2049-50
SA1 | Grid Battery pump | 217.8063 | 222.5548 | 214.8337 | 211.6748 | 212.2113 | 207.0057 | 205.6855 | 196.9449 | 193.0229 | 1589.0359 | 1496.6435 | 1425.3014 | 1983.7692 | 2044.1847 | 2515.9974 | 2520.2956 | 2509.9454 | 3623.035 | 5657.0617 | 4862.0868 | 6769.1356 | 6810.3426 | 7730.6503 | 6011.8685 | 5440.1797 | 5862.2382 | 5076.8518
SA1 | Pumped Hydro Pump | 0 | 0 | 0.0017622 | 0.0025673 | 0.0026692 | 0.0026244 | 0.0027235 | 0.0034186 | 0.0034906 | 0.0034783 | 0.003495 | 0.0035242 | 0.0043088 | 0.0043197 | 0.0052992 | 0.0053912 | 0.005603 | 0.0062021 | 0.0071891 | 0.0074264 | 0.0076118 | 0.0093483 | 0.009487 | 0.0091423 | 0.0093527 | 0.0093581 | 0.010406
SA1 | VPP pump | 82.8788 | 118.7771 | 152.1603 | 180.5058 | 216.4887 | 248.2494 | 311.4206 | 361.4332 | 420.427 | 505.9442 | 595.1727 | 650.3031 | 742.2867 | 858.2156 | 894.9443 | 960.2256 | 1009.8176 | 1007.6108 | 1112.9614 | 1124.6649 | 1197.3417 | 1233.7146 | 1400.6144 | 1299.1729 | 1286.3486 | 1399.8159 | 1348.6064
Region | Technology | 2023-24 | 2024-25 | 2025-26 | 2026-27 | 2027-28 | 2028-29 | 2029-30 | 2030-31 | 2031-32 | 2032-33 | 2033-34 | 2034-35 | 2035-36 | 2036-37 | 2037-38 | 2038-39 | 2039-40 | 2040-41 | 2041-42 | 2042-43 | 2043-44 | 2044-45 | 2045-46 | 2046-47 | 2047-48 | 2048-49 | 2049-50
TAS1 | Grid Battery pump | 0 | 0.0015112 | 0.0017652 | 0.0019899 | 0.0024007 | 0.0024141 | 0.0029584 | 0.0049274 | 0.0060917 | 0.0073821 | 0.0076785 | 0.0075649 | 0.0084051 | 0.0082852 | 0.0093333 | 0.0094234 | 0.010213 | 0.013358 | 0.01365 | 0.013661 | 0.015755 | 0.019789 | 0.019494 | 0.018299 | 0.019919 | 0.021574 | 0.024628
TAS1 | Pumped Hydro Pump | 0 | 0 | 0.002918 | 0.0031505 | 0.0037825 | 0.0041343 | 0.0063667 | 80.7486 | 106.5311 | 1212.5778 | 1255.4185 | 1139.1258 | 1468.0302 | 1496.6191 | 1720.1203 | 1700.3267 | 1863.9405 | 1792.0838 | 1695.2705 | 1570.0277 | 1623.0128 | 1693.4645 | 1762.8074 | 1581.5621 | 1597.3737 | 1524.6222 | 1446.1828
TAS1 | VPP pump | 0.50109 | 4.7533 | 6.7332 | 11.8936 | 20.4369 | 27.6753 | 45.9536 | 60.9368 | 81.394 | 88.8782 | 103.3146 | 107.1607 | 124.432 | 141.1176 | 145.5937 | 153.3657 | 184.2299 | 181.8325 | 196.8445 | 197.4052 | 198.1767 | 214.3128 | 230.6842 | 211.0185 | 227.4872 | 244.2852 | 241.4684
Non-controllable capacity
Region | Technology | 2023-24 | 2024-25 | 2025-26 | 2026-27 | 2027-28 | 2028-29 | 2029-30 | 2030-31 | 2031-32 | 2032-33 | 2033-34 | 2034-35 | 2035-36 | 2036-37 | 2037-38 | 2038-39 | 2039-40 | 2040-41 | 2041-42 | 2042-43 | 2043-44 | 2044-45 | 2045-46 | 2046-47 | 2047-48 | 2048-49 | 2049-50
NEM | Distributed PV | 26560.6016 | 29104.0967 | 31473.6633 | 37081.5432 | 40418.5958 | 38926.5586 | 43592.2929 | 48229.3969 | 51979.7521 | 54755.1652 | 55953.7685 | 56902.3907 | 63643.8244 | 66153.9262 | 61300.8009 | 66595.7504 | 71779.8603 | 75487.274 | 77777.5549 | 77977.9251 | 77783.2771 | 85452.7067 | 87607.0329 | 80381.6538 | 86543.9253 | 92200.6928 | 95960.9879
NEM | Behind the meter battery | 657.5137 | 1006.7447 | 1317.3393 | 1566.0098 | 1773.1566 | 1890.8424 | 2143.9911 | 2489.4047 | 2789.0704 | 3113.0752 | 3597.6322 | 4070.11 | 4511.1194 | 4860.9793 | 5165.9009 | 5364.9705 | 5454.5291 | 5447.6237 | 5401.3096 | 5348.7634 | 5404.7881 | 5430.708 | 5462.7544 | 5462.5562 | 5467.5685 | 5397.6579 | 5331.7203
NEM | Behind the meter battery pump | 773.9288 | 1184.9284 | 1550.1053 | 1843.1255 | 2087.3228 | 2225.0785 | 2523.5712 | 2929.616 | 3282.4864 | 3663.3641 | 4233.7384 | 4790.7173 | 5309.6304 | 5721.7019 | 6080.1627 | 6314.2799 | 6420.1964 | 6410.0458 | 6358.28 | 6294.3025 | 6360.4049 | 6392.115 | 6428.6141 | 6430.2842 | 6436.1891 | 6354.3022 | 6274.968
Region | Technology | 2023-24 | 2024-25 | 2025-26 | 2026-27 | 2027-28 | 2028-29 | 2029-30 | 2030-31 | 2031-32 | 2032-33 | 2033-34 | 2034-35 | 2035-36 | 2036-37 | 2037-38 | 2038-39 | 2039-40 | 2040-41 | 2041-42 | 2042-43 | 2043-44 | 2044-45 | 2045-46 | 2046-47 | 2047-48 | 2048-49 | 2049-50
NSW1 | Distributed PV | 8462.3385 | 9458.3162 | 10159.0762 | 12271.5737 | 13113.6881 | 12546.804 | 13815.0616 | 15639.2599 | 17348.1141 | 17854.1428 | 18611.9033 | 18922.4793 | 21829.4782 | 22416.5655 | 20726.2835 | 22104.3897 | 24295.3559 | 26132.7136 | 26218.1837 | 26660.5244 | 26477.5898 | 29878.3743 | 30218.882 | 27626.6637 | 29170.2276 | 31670.4989 | 33704.5634
NSW1 | Behind the meter battery | 236.0997 | 340.3977 | 426.8203 | 496.5989 | 552.178 | 593.1144 | 678.601 | 795.0042 | 915.6299 | 1045.6392 | 1229.8005 | 1397.7866 | 1551.5025 | 1674.213 | 1770.8636 | 1835.975 | 1865.6994 | 1856.8353 | 1844.8207 | 1833.1068 | 1857.9164 | 1869.6097 | 1877.4406 | 1875.4554 | 1868.3381 | 1847.8317 | 1820.6144
NSW1 | Behind the meter battery pump | 277.8328 | 400.6658 | 502.3022 | 584.3175 | 650.1429 | 698.0717 | 798.8828 | 935.9349 | 1077.2855 | 1230.342 | 1446.9719 | 1644.5885 | 1826.2437 | 1970.4983 | 2083.9438 | 2160.393 | 2196.8689 | 2184.5941 | 2172.0639 | 2156.8121 | 2185.7851 | 2201.4161 | 2209.4144 | 2207.8793 | 2199.915 | 2174.9865 | 2143.0425
Region | Technology | 2023-24 | 2024-25 | 2025-26 | 2026-27 | 2027-28 | 2028-29 | 2029-30 | 2030-31 | 2031-32 | 2032-33 | 2033-34 | 2034-35 | 2035-36 | 2036-37 | 2037-38 | 2038-39 | 2039-40 | 2040-41 | 2041-42 | 2042-43 | 2043-44 | 2044-45 | 2045-46 | 2046-47 | 2047-48 | 2048-49 | 2049-50
QLD1 | Distributed PV | 8227.6935 | 8801.311 | 9863.4451 | 11475.6724 | 12457.4377 | 11268.4695 | 13105.084 | 14471.0511 | 16095.1163 | 16714.6015 | 16849.2773 | 17798.0916 | 19695.8152 | 20424.5671 | 17788.0739 | 19963.1524 | 21368.2537 | 23094.2817 | 23468.3879 | 23181.6046 | 24006.8726 | 26011.0707 | 26622.9939 | 22900.3003 | 25459.338 | 26869.7455 | 28762.9682
QLD1 | Behind the meter battery | 170.7366 | 271.0266 | 364.6122 | 433.5151 | 491.3321 | 537.9626 | 628.6386 | 744.6914 | 834.1762 | 930.9932 | 1074.1494 | 1213.5721 | 1346.8461 | 1448.2671 | 1535.4985 | 1600.0345 | 1631.782 | 1631.2572 | 1608.2973 | 1592.3827 | 1609.1851 | 1612.6466 | 1621.0805 | 1616.2546 | 1614.1068 | 1594.795 | 1578.9698
QLD1 | Behind the meter battery pump | 200.9896 | 319.0374 | 429.0447 | 510.4005 | 578.2214 | 632.9301 | 739.7227 | 876.2329 | 981.9917 | 1095.8935 | 1264.3808 | 1428.9002 | 1585.3756 | 1705.2134 | 1807.0518 | 1884.0736 | 1919.9871 | 1919.529 | 1893.1536 | 1873.7884 | 1893.7201 | 1897.3207 | 1907.6047 | 1902.393 | 1900.3283 | 1877.9375 | 1857.7419
Region | Technology | 2023-24 | 2024-25 | 2025-26 | 2026-27 | 2027-28 | 2028-29 | 2029-30 | 2030-31 | 2031-32 | 2032-33 | 2033-34 | 2034-35 | 2035-36 | 2036-37 | 2037-38 | 2038-39 | 2039-40 | 2040-41 | 2041-42 | 2042-43 | 2043-44 | 2044-45 | 2045-46 | 2046-47 | 2047-48 | 2048-49 | 2049-50
VIC1 | Distributed PV | 5927.2192 | 6615.7267 | 7089.2973 | 8452.9512 | 9493.9945 | 9691.0714 | 10721.6826 | 11762.0101 | 11872.7118 | 13025.0994 | 13231.2584 | 12987.9308 | 14324.1638 | 15011.5217 | 14621.0269 | 15763.9665 | 16944.6695 | 16846.5259 | 18190.4559 | 18283.4941 | 17708.0148 | 19320.8985 | 20019.7175 | 19388.6033 | 20772.1582 | 22108.9801 | 21761.2072
VIC1 | Behind the meter battery | 143.293 | 255.764 | 357.528 | 445.5417 | 520.1297 | 534.0202 | 574.5348 | 646.8898 | 695.0103 | 741.5967 | 840.8801 | 953.3033 | 1060.5591 | 1150.0707 | 1245.2576 | 1291.8352 | 1313.6739 | 1317.4793 | 1309.5395 | 1283.2305 | 1289.176 | 1299.8888 | 1310.3468 | 1322.1048 | 1335.0646 | 1315.6099 | 1298.5463
VIC1 | Behind the meter battery pump | 168.7049 | 300.9657 | 420.6293 | 524.3864 | 612.3835 | 628.4616 | 676.2866 | 761.0496 | 817.9236 | 872.5457 | 989.6107 | 1122.4325 | 1248.0938 | 1353.2335 | 1466.2928 | 1520.0169 | 1546.0309 | 1550.041 | 1541.089 | 1510.2224 | 1517.4149 | 1529.652 | 1542.0634 | 1556.6244 | 1571.0173 | 1548.7907 | 1528.2244
Region | Technology | 2023-24 | 2024-25 | 2025-26 | 2026-27 | 2027-28 | 2028-29 | 2029-30 | 2030-31 | 2031-32 | 2032-33 | 2033-34 | 2034-35 | 2035-36 | 2036-37 | 2037-38 | 2038-39 | 2039-40 | 2040-41 | 2041-42 | 2042-43 | 2043-44 | 2044-45 | 2045-46 | 2046-47 | 2047-48 | 2048-49 | 2049-50
SA1 | Distributed PV | 3601.2396 | 3836.6945 | 3940.5566 | 4383.5313 | 4811.2285 | 4846.7445 | 5330.4758 | 5678.8981 | 5951.7698 | 6386.844 | 6448.2993 | 6380.437 | 6890.5661 | 7363.0567 | 7215.5741 | 7772.2023 | 8117.152 | 8332.5404 | 8752.0675 | 8666.5061 | 8424.5566 | 8962.749 | 9436.6247 | 9153.8367 | 9787.2603 | 10128.2605 | 10296.799
SA1 | Behind the meter battery | 89.6576 | 114.2984 | 136.4992 | 153.4714 | 168.7112 | 182.0004 | 212.3649 | 244.9938 | 278.8759 | 319.969 | 366.7485 | 408.2686 | 445.0039 | 472.6485 | 491.7265 | 509.3402 | 512.972 | 511.5296 | 508.7854 | 510.011 | 516.6645 | 516.2922 | 519.8793 | 515.4168 | 516.5139 | 506.6341 | 502.8644
SA1 | Behind the meter battery pump | 105.5364 | 134.5421 | 160.6012 | 180.616 | 198.5417 | 214.1386 | 250.02 | 288.3253 | 328.3143 | 376.4625 | 431.505 | 480.4342 | 523.687 | 556.4807 | 578.644 | 599.3439 | 603.8566 | 602.2642 | 599.156 | 600.4794 | 608.3176 | 607.9903 | 611.8434 | 606.4216 | 607.6875 | 596.3267 | 592.1078
Region | Technology | 2023-24 | 2024-25 | 2025-26 | 2026-27 | 2027-28 | 2028-29 | 2029-30 | 2030-31 | 2031-32 | 2032-33 | 2033-34 | 2034-35 | 2035-36 | 2036-37 | 2037-38 | 2038-39 | 2039-40 | 2040-41 | 2041-42 | 2042-43 | 2043-44 | 2044-45 | 2045-46 | 2046-47 | 2047-48 | 2048-49 | 2049-50
TAS1 | Distributed PV | 342.1107 | 392.0482 | 421.2881 | 497.8146 | 542.247 | 573.4692 | 619.9889 | 678.1777 | 712.0401 | 774.4775 | 813.0302 | 813.4519 | 903.8011 | 938.2152 | 949.8426 | 992.0395 | 1054.4291 | 1081.2124 | 1148.4599 | 1185.7959 | 1166.2433 | 1279.6142 | 1308.8147 | 1312.2497 | 1354.9412 | 1423.2078 | 1435.4501
TAS1 | Behind the meter battery | 17.7268 | 25.258 | 31.8796 | 36.8828 | 40.8056 | 43.7449 | 49.8517 | 57.8255 | 65.3781 | 74.8771 | 86.0537 | 97.1794 | 107.2079 | 115.78 | 122.5546 | 127.7856 | 130.4018 | 130.5224 | 129.8666 | 130.0323 | 131.846 | 132.2708 | 134.0073 | 133.3247 | 133.5451 | 132.7872 | 130.7254
TAS1 | Behind the meter battery pump | 20.8652 | 29.7174 | 37.5279 | 43.4051 | 48.0333 | 51.4765 | 58.6591 | 68.0734 | 76.9713 | 88.1205 | 101.27 | 114.362 | 126.2303 | 136.2759 | 144.2303 | 150.4525 | 153.4529 | 153.6175 | 152.8175 | 153.0002 | 155.1672 | 155.7358 | 157.6882 | 156.9658 | 157.2412 | 156.2607 | 153.8514

## Option 5_Capacity
Capacity by technology (MW) - Option 5, Step Change Scenario
Capacity calculated on 1 July. In early study years some wind and solar projects enter later in the financial year and are therefore reflected in the following financial year's capacity.
Explicitly modelled generation
Region | Technology | 2023-24 | 2024-25 | 2025-26 | 2026-27 | 2027-28 | 2028-29 | 2029-30 | 2030-31 | 2031-32 | 2032-33 | 2033-34 | 2034-35 | 2035-36 | 2036-37 | 2037-38 | 2038-39 | 2039-40 | 2040-41 | 2041-42 | 2042-43 | 2043-44 | 2044-45 | 2045-46 | 2046-47 | 2047-48 | 2048-49 | 2049-50
NEM | Black Coal | 16456 | 16456 | 15756 | 12176 | 10156 | 8277 | 7312 | 5912 | 5912 | 5182 | 3082 | 3082 | 3082 | 3082 | 3082 | 3082 | 852 | 426 | 426 | 0 | 0 | 0 | 0 | 0 | 0 | 0 | 0
NEM | Brown Coal | 4820 | 4820 | 4120 | 3370 | 3370 | 2810 | 1720 | 1160 | 1160 | 0 | 0 | 0 | 0 | 0 | 0 | 0 | 0 | 0 | 0 | 0 | 0 | 0 | 0 | 0 | 0 | 0 | 0
NEM | CCGT | 2954.9 | 2774.9 | 2774.9 | 2774.9 | 2774.9 | 2774.9 | 2774.9 | 2774.9 | 2774.9 | 2774.9 | 2774.9 | 2774.9 | 2774.9 | 2389.9 | 1860.9 | 1860.9 | 1716.5 | 1716.5 | 1716.5 | 1716.5 | 1276.5 | 1276.5 | 632 | 388 | 388 | 388 | 388
NEM | Gas - Steam | 1300 | 1300 | 1300 | 500 | 500 | 500 | 500 | 500 | 500 | 500 | 500 | 500 | 500 | 500 | 500 | 500 | 0 | 0 | 0 | 0 | 0 | 0 | 0 | 0 | 0 | 0 | 0
NEM | OCGT / Diesel | 7382.159 | 8132.1606 | 8132.1606 | 8132.1608 | 8132.1608 | 8264.7733 | 8264.7733 | 7882.2735 | 7882.2735 | 7605.4137 | 7011.9137 | 6894.9137 | 7366.1097 | 7366.1097 | 8922.0527 | 8922.0527 | 8482.0527 | 8362.0527 | 8362.0527 | 8268.0527 | 9380.1546 | 10335.5077 | 10335.5078 | 11493.313 | 10909.313 | 13403.1116 | 12884.1116
NEM | Hydro | 7492.42 | 7492.42 | 7492.42 | 7492.42 | 7492.42 | 7492.42 | 7492.42 | 7492.42 | 7492.42 | 7492.42 | 7492.42 | 7492.42 | 7492.42 | 7492.42 | 7406.02 | 7406.02 | 7406.02 | 7406.02 | 7406.02 | 7340.02 | 7340.02 | 7340.02 | 7340.02 | 7340.02 | 7340.02 | 7340.02 | 7340.02
NEM | Hydrogen Turbine | 0 | 0 | 0 | 0 | 0 | 0 | 0 | 0 | 0 | 0 | 0 | 0 | 0 | 0 | 0 | 0 | 0 | 0 | 0 | 0 | 0 | 0 | 0 | 0 | 0 | 0 | 0
NEM | Wind | 10055.738 | 16017.7268 | 16068.5413 | 18205.5574 | 22950.9151 | 28018.4096 | 29628.5173 | 32668.5936 | 33791.8737 | 36660.907 | 40416.8441 | 40490.3878 | 41877.4872 | 42500.8209 | 46637.0146 | 46017.1754 | 46293.5099 | 46406.1442 | 46720.4459 | 50392.0722 | 51777.7726 | 51127.4912 | 50409.9383 | 58956.4006 | 62377.553 | 63306.907 | 64313.0296
NEM | Solar PV | 9052.829 | 9912.9361 | 10778.1481 | 10778.1497 | 10779.6166 | 11474.9304 | 12495.0648 | 14684.4298 | 15035.1679 | 18199.8054 | 19839.2077 | 21992.637 | 21992.637 | 22374.5759 | 28393.2856 | 29674.9797 | 40794.0934 | 47501.2265 | 52023.6489 | 61344.3984 | 67571.7621 | 67021.4234 | 67764.7059 | 73795.8636 | 74608.0209 | 78236.6059 | 82573.7888
NEM | Grid Battery | 1004.93 | 1004.9362 | 1429.7518 | 1429.7567 | 2059.5341 | 3315.3049 | 3390.3052 | 3745.2463 | 3776.3769 | 6204.5877 | 6303.1192 | 6278.1193 | 6891.97 | 6841.9702 | 7279.7707 | 7279.7709 | 10455.8143 | 11626.612 | 15356.4377 | 18158.2143 | 19097.89 | 20695.4159 | 20314.22 | 20584.2368 | 19954.4598 | 21605.7492 | 21796.1949
NEM | Pumped Hydro | 810 | 810 | 1533.4374 | 1533.4389 | 3595.6274 | 3747.8623 | 3747.8632 | 3784.7981 | 3784.7982 | 4265.8638 | 4265.864 | 4525.8508 | 4660.0853 | 4660.0854 | 6555.6031 | 6555.6031 | 7005.617 | 7005.6173 | 7005.6179 | 7005.6182 | 7005.6187 | 7072.1187 | 7072.1189 | 7806.5357 | 7806.5358 | 7823.1945 | 7823.1948
NEM | VPP | 318.73 | 623.03 | 1035.46 | 1538.9 | 2142.79 | 2807.6 | 3819.27 | 4674.27 | 5519.2001 | 6499.25 | 7698.5399 | 9010.2399 | 10339.3001 | 11714.6999 | 13054.31 | 14363.1999 | 15318.2998 | 16214.4898 | 16978.9203 | 17751.1898 | 18511.9699 | 19307.4097 | 20087.2598 | 20907.45 | 21712.49 | 22566.1805 | 23396.9398
Total excluding storage |  | 61647.706 | 69344.1098 | 70420.8192 | 67931.2834 | 73953.9639 | 79483.2006 | 81145.1137 | 85278.9313 | 87629.0103 | 95385.1475 | 99384.8086 | 103041.4684 | 106976.9092 | 108922.582 | 123690.9566 | 125661.7017 | 138323.9071 | 146664.6624 | 155995.6435 | 171976.0656 | 181961.6879 | 184175.8866 | 183955.7706 | 201271.8196 | 205096.3925 | 214669.7686 | 220515.2796
Region | Technology | 2023-24 | 2024-25 | 2025-26 | 2026-27 | 2027-28 | 2028-29 | 2029-30 | 2030-31 | 2031-32 | 2032-33 | 2033-34 | 2034-35 | 2035-36 | 2036-37 | 2037-38 | 2038-39 | 2039-40 | 2040-41 | 2041-42 | 2042-43 | 2043-44 | 2044-45 | 2045-46 | 2046-47 | 2047-48 | 2048-49 | 2049-50
NSW1 | Black Coal | 8330 | 8330 | 8330 | 5450 | 4130 | 3445 | 2760 | 2760 | 2760 | 2760 | 1390 | 1390 | 1390 | 1390 | 1390 | 1390 | 0 | 0 | 0 | 0 | 0 | 0 | 0 | 0 | 0 | 0 | 0
NSW1 | Brown Coal | 0 | 0 | 0 | 0 | 0 | 0 | 0 | 0 | 0 | 0 | 0 | 0 | 0 | 0 | 0 | 0 | 0 | 0 | 0 | 0 | 0 | 0 | 0 | 0 | 0 | 0 | 0
NSW1 | CCGT | 440 | 440 | 440 | 440 | 440 | 440 | 440 | 440 | 440 | 440 | 440 | 440 | 440 | 440 | 440 | 440 | 440 | 440 | 440 | 440 | 0 | 0 | 0 | 0 | 0 | 0 | 0
NSW1 | Gas - Steam | 0 | 0 | 0 | 0 | 0 | 0 | 0 | 0 | 0 | 0 | 0 | 0 | 0 | 0 | 0 | 0 | 0 | 0 | 0 | 0 | 0 | 0 | 0 | 0 | 0 | 0 | 0
NSW1 | OCGT / Diesel | 1888.999 | 2638.9999 | 2638.9999 | 2638.9999 | 2638.9999 | 2638.9999 | 2638.9999 | 2638.9999 | 2638.9999 | 2638.9999 | 2638.9999 | 2638.9999 | 2638.9999 | 2638.9999 | 3484.5954 | 3484.5954 | 3484.5954 | 3484.5954 | 3484.5954 | 3484.5954 | 3484.5955 | 2868.2029 | 2868.2029 | 3153.6675 | 3153.6675 | 3232.6389 | 3232.6389
NSW1 | Hydro | 2525 | 2525 | 2525 | 2525 | 2525 | 2525 | 2525 | 2525 | 2525 | 2525 | 2525 | 2525 | 2525 | 2525 | 2525 | 2525 | 2525 | 2525 | 2525 | 2525 | 2525 | 2525 | 2525 | 2525 | 2525 | 2525 | 2525
NSW1 | Hydrogen Turbine | 0 | 0 | 0 | 0 | 0 | 0 | 0 | 0 | 0 | 0 | 0 | 0 | 0 | 0 | 0 | 0 | 0 | 0 | 0 | 0 | 0 | 0 | 0 | 0 | 0 | 0 | 0
NSW1 | Wind | 1886.96 | 4659.376 | 4710.1904 | 5593.0227 | 8803.3909 | 9595.9823 | 9834.4905 | 9878.9091 | 9878.9092 | 11250.7428 | 11843.5368 | 12082.5922 | 13691.5814 | 14345.2013 | 14823.594 | 14624.3361 | 14705.9756 | 14616.5106 | 14663.817 | 16283.8641 | 17659.6743 | 17659.7033 | 17677.8549 | 18882.7818 | 21217.6239 | 20821.6242 | 21008.4116
NSW1 | Solar PV | 3745.541 | 4459.6438 | 5324.8547 | 5324.8548 | 5326.3217 | 5876.3521 | 6870.8028 | 8334.4238 | 8334.4238 | 9050.446 | 9795.2813 | 9920.89 | 9920.89 | 10270.9933 | 12513.3229 | 13089.1071 | 16296.0469 | 18159.2522 | 19033.9361 | 20305.5595 | 21214.1437 | 21214.1437 | 21214.1437 | 23735.9902 | 24567.6229 | 25366.192 | 27112.209
NSW1 | Grid Battery | 50 | 50.004 | 474.8192 | 474.8196 | 1104.5967 | 1479.3859 | 1554.3859 | 1554.3877 | 1554.3878 | 2290.5539 | 2290.554 | 2290.554 | 2290.5559 | 2240.556 | 2240.556 | 2240.5562 | 3808.0795 | 3808.0816 | 4472.0235 | 4659.4347 | 4759.7487 | 5409.9545 | 5038.7589 | 5308.7787 | 4679.0018 | 5332.454 | 5257.4568
NSW1 | Pumped Hydro | 240 | 240 | 713.4347 | 713.4347 | 2775.6229 | 2775.6232 | 2775.6233 | 2775.6233 | 2775.6233 | 2775.6233 | 2775.6234 | 2775.6234 | 2775.6236 | 2775.6236 | 2775.6264 | 2775.6264 | 2775.6264 | 2775.6264 | 2775.6266 | 2775.6266 | 2775.6269 | 2775.6297 | 2775.6297 | 2775.6324 | 2775.6324 | 2775.6324 | 2775.6324
NSW1 | VPP | 97.18 | 193.89 | 321.47 | 477.31 | 663.94 | 884.26 | 1223.6 | 1508.4199 | 1818.1601 | 2178.94 | 2618.45 | 3090.16 | 3561.6901 | 4049.33 | 4508.48 | 4960.7201 | 5286.7 | 5588.1199 | 5842.6702 | 6109.57 | 6370.5701 | 6645.5899 | 6914.0398 | 7197.4098 | 7473.8901 | 7766.0502 | 8050.0099
Total excluding storage |  | 19203.68 | 23536.9136 | 25478.7689 | 23637.4417 | 28407.872 | 29660.6035 | 30622.9023 | 32415.7638 | 32725.504 | 35910.3059 | 36317.4453 | 37153.8194 | 39234.3409 | 40675.7041 | 44701.1746 | 45529.9412 | 49322.0238 | 51397.1861 | 53237.6687 | 56583.6502 | 58789.3592 | 59098.224 | 59013.6298 | 63579.2604 | 66392.4387 | 67819.5917 | 69961.3586
Region | Technology | 2023-24 | 2024-25 | 2025-26 | 2026-27 | 2027-28 | 2028-29 | 2029-30 | 2030-31 | 2031-32 | 2032-33 | 2033-34 | 2034-35 | 2035-36 | 2036-37 | 2037-38 | 2038-39 | 2039-40 | 2040-41 | 2041-42 | 2042-43 | 2043-44 | 2044-45 | 2045-46 | 2046-47 | 2047-48 | 2048-49 | 2049-50
QLD1 | Black Coal | 8126 | 8126 | 7426 | 6726 | 6026 | 4832 | 4552 | 3152 | 3152 | 2422 | 1692 | 1692 | 1692 | 1692 | 1692 | 1692 | 852 | 426 | 426 | 0 | 0 | 0 | 0 | 0 | 0 | 0 | 0
QLD1 | Brown Coal | 0 | 0 | 0 | 0 | 0 | 0 | 0 | 0 | 0 | 0 | 0 | 0 | 0 | 0 | 0 | 0 | 0 | 0 | 0 | 0 | 0 | 0 | 0 | 0 | 0 | 0 | 0
QLD1 | CCGT | 1597.9 | 1597.9 | 1597.9 | 1597.9 | 1597.9 | 1597.9 | 1597.9 | 1597.9 | 1597.9 | 1597.9 | 1597.9 | 1597.9 | 1597.9 | 1212.9 | 1212.9 | 1212.9 | 1068.5 | 1068.5 | 1068.5 | 1068.5 | 1068.5 | 1068.5 | 424 | 180 | 180 | 180 | 180
QLD1 | Gas - Steam | 0 | 0 | 0 | 0 | 0 | 0 | 0 | 0 | 0 | 0 | 0 | 0 | 0 | 0 | 0 | 0 | 0 | 0 | 0 | 0 | 0 | 0 | 0 | 0 | 0 | 0 | 0
QLD1 | OCGT / Diesel | 1954.5 | 1954.5001 | 1954.5001 | 1954.5001 | 1954.5001 | 2087.1127 | 2087.1127 | 2087.1127 | 2087.1127 | 2087.1127 | 1663.6127 | 1546.6127 | 1546.6127 | 1546.6127 | 2185.6994 | 2185.6994 | 2185.6994 | 2185.6994 | 2185.6994 | 2185.6994 | 2185.6994 | 2185.6994 | 2185.6994 | 3212.04 | 3212.04 | 5626.8672 | 5107.8672
QLD1 | Hydro | 152.4 | 152.4 | 152.4 | 152.4 | 152.4 | 152.4 | 152.4 | 152.4 | 152.4 | 152.4 | 152.4 | 152.4 | 152.4 | 152.4 | 66 | 66 | 66 | 66 | 66 | 0 | 0 | 0 | 0 | 0 | 0 | 0 | 0
QLD1 | Hydrogen Turbine | 0 | 0 | 0 | 0 | 0 | 0 | 0 | 0 | 0 | 0 | 0 | 0 | 0 | 0 | 0 | 0 | 0 | 0 | 0 | 0 | 0 | 0 | 0 | 0 | 0 | 0 | 0
QLD1 | Wind | 1133.518 | 2421.0352 | 2421.0352 | 2943.2767 | 4106.5226 | 7124.7989 | 7166.8725 | 8776.581 | 8798.7919 | 10081.4482 | 11322.9843 | 11349.4726 | 11349.4726 | 11349.4729 | 13481.3243 | 13481.3243 | 13481.3243 | 13707.2161 | 13974.2114 | 15093.8212 | 15574.5493 | 15121.5493 | 15078.3494 | 19429.8847 | 20081.1456 | 20971.1642 | 21216.2476
QLD1 | Solar PV | 3646.985 | 3792.9862 | 3792.9868 | 3792.9869 | 3792.9869 | 3938.2702 | 3963.9538 | 4689.6951 | 5046.5528 | 6178.8767 | 7073.4437 | 8081.031 | 8081.031 | 7960.0311 | 10123.773 | 10829.6824 | 17782.8241 | 20166.1683 | 20888.8632 | 27953.0806 | 27787.8044 | 27586.7044 | 27992.9701 | 30798.9626 | 30684.5063 | 32422.5338 | 35004.8779
QLD1 | Grid Battery | 100 | 100.0005 | 100.0006 | 100.0009 | 100.0012 | 980.9827 | 980.9828 | 1225.6093 | 1256.7393 | 2240.9046 | 2394.7659 | 2394.7659 | 2394.7659 | 2394.7659 | 2394.766 | 2394.766 | 3925.4278 | 3925.4278 | 5433.4341 | 8041.2748 | 8041.2748 | 8041.2745 | 8041.2745 | 8041.2743 | 8041.2737 | 9039.1089 | 9039.1089
QLD1 | Pumped Hydro | 570 | 570 | 820.0006 | 820.001 | 820.001 | 972.2354 | 972.2354 | 972.2354 | 972.2354 | 972.2354 | 972.2355 | 1232.2223 | 1232.2223 | 1232.2223 | 3025.7677 | 3025.7677 | 3475.7814 | 3475.7814 | 3475.7814 | 3475.7814 | 3475.7814 | 3475.7814 | 3475.7814 | 4210.1955 | 4210.1956 | 4210.1956 | 4210.1956
QLD1 | VPP | 70.65 | 151.98 | 266.91 | 406.55 | 573.37 | 775 | 1088.95 | 1359.6801 | 1609.11 | 1901.09 | 2255.9299 | 2641.22 | 3035.73 | 3438.95 | 3828.0601 | 4218.1699 | 4496.1499 | 4751.3198 | 4961.6001 | 5182.0498 | 5399.3799 | 5623.0098 | 5842.4302 | 6071.3901 | 6296.3501 | 6536.04 | 6765.5898
Total excluding storage |  | 17351.953 | 18866.802 | 18531.7333 | 18493.6155 | 19123.6818 | 22460.6999 | 22562.4071 | 24013.2136 | 24672.8421 | 27633.9675 | 29125.272 | 30687.6244 | 31082.1345 | 30979.3548 | 38010.2904 | 39106.3097 | 47333.7069 | 49772.1129 | 52480.0897 | 63000.2072 | 63532.9893 | 63102.5189 | 63040.505 | 71943.7473 | 72705.5112 | 78985.9097 | 81523.8871
Region | Technology | 2023-24 | 2024-25 | 2025-26 | 2026-27 | 2027-28 | 2028-29 | 2029-30 | 2030-31 | 2031-32 | 2032-33 | 2033-34 | 2034-35 | 2035-36 | 2036-37 | 2037-38 | 2038-39 | 2039-40 | 2040-41 | 2041-42 | 2042-43 | 2043-44 | 2044-45 | 2045-46 | 2046-47 | 2047-48 | 2048-49 | 2049-50
VIC1 | Black Coal | 0 | 0 | 0 | 0 | 0 | 0 | 0 | 0 | 0 | 0 | 0 | 0 | 0 | 0 | 0 | 0 | 0 | 0 | 0 | 0 | 0 | 0 | 0 | 0 | 0 | 0 | 0
VIC1 | Brown Coal | 4820 | 4820 | 4120 | 3370 | 3370 | 2810 | 1720 | 1160 | 1160 | 0 | 0 | 0 | 0 | 0 | 0 | 0 | 0 | 0 | 0 | 0 | 0 | 0 | 0 | 0 | 0 | 0 | 0
VIC1 | CCGT | 0 | 0 | 0 | 0 | 0 | 0 | 0 | 0 | 0 | 0 | 0 | 0 | 0 | 0 | 0 | 0 | 0 | 0 | 0 | 0 | 0 | 0 | 0 | 0 | 0 | 0 | 0
VIC1 | Gas - Steam | 500 | 500 | 500 | 500 | 500 | 500 | 500 | 500 | 500 | 500 | 500 | 500 | 500 | 500 | 500 | 500 | 0 | 0 | 0 | 0 | 0 | 0 | 0 | 0 | 0 | 0 | 0
VIC1 | OCGT / Diesel | 1900 | 1900.0004 | 1900.0004 | 1900.0004 | 1900.0004 | 1900.0004 | 1900.0004 | 1900.0004 | 1900.0004 | 1900.0004 | 1730.0004 | 1730.0005 | 2281.1949 | 2281.1949 | 2352.4548 | 2352.4548 | 1912.4549 | 1912.4549 | 1912.4549 | 1818.4549 | 2902.4241 | 4684.1688 | 4684.1688 | 4684.1688 | 4100.1688 | 4100.1688 | 4100.1688
VIC1 | Hydro | 2264.02 | 2264.02 | 2264.02 | 2264.02 | 2264.02 | 2264.02 | 2264.02 | 2264.02 | 2264.02 | 2264.02 | 2264.02 | 2264.02 | 2264.02 | 2264.02 | 2264.02 | 2264.02 | 2264.02 | 2264.02 | 2264.02 | 2264.02 | 2264.02 | 2264.02 | 2264.02 | 2264.02 | 2264.02 | 2264.02 | 2264.02
VIC1 | Hydrogen Turbine | 0 | 0 | 0 | 0 | 0 | 0 | 0 | 0 | 0 | 0 | 0 | 0 | 0 | 0 | 0 | 0 | 0 | 0 | 0 | 0 | 0 | 0 | 0 | 0 | 0 | 0 | 0
VIC1 | Wind | 4121.91 | 5003.8265 | 5003.8265 | 5408.0386 | 5676.8392 | 6065.7323 | 6793.8841 | 8139.7789 | 8139.7789 | 8177.6247 | 10094.6984 | 9902.6984 | 9902.6984 | 9902.7032 | 10751.8203 | 10331.8214 | 10460.3833 | 10386.4071 | 10386.4072 | 10694.04 | 10399.8951 | 10089.2077 | 9739.9031 | 11229.3011 | 11013.9521 | 11068.9746 | 11132.5518
VIC1 | Solar PV | 1081.573 | 1081.5741 | 1081.5741 | 1081.5753 | 1081.5753 | 1081.5753 | 1081.5754 | 1081.5762 | 1081.5767 | 2024.2814 | 2024.2814 | 2393.6815 | 2393.6815 | 2546.517 | 3024.4895 | 3024.4899 | 3824.3823 | 3830.5384 | 5728.6151 | 6189.4761 | 8688.9504 | 8589.67 | 8934.0668 | 9312.8933 | 9435.524 | 9988.7404 | 10082.4971
VIC1 | Grid Battery | 375.33 | 375.3308 | 375.3308 | 375.334 | 375.334 | 375.334 | 375.334 | 515.6362 | 515.6362 | 659.7183 | 604.3883 | 604.3883 | 968.1266 | 968.1266 | 1119.0266 | 1119.0266 | 1196.8846 | 1704.868 | 2505.7908 | 2505.7912 | 2767.5812 | 3408.1703 | 3408.1703 | 3408.1685 | 3408.1686 | 3408.1694 | 3673.6079
VIC1 | Pumped Hydro | 0 | 0 | 0.0005695 | 0.001317 | 0.0013239 | 0.0013311 | 0.0013412 | 0.002049 | 0.0020509 | 0.0020593 | 0.0020678 | 0.0020766 | 0.0025844 | 0.0026071 | 0.0049969 | 0.0050062 | 0.0050256 | 0.005166 | 0.0054912 | 0.0055196 | 0.0056064 | 16.5526 | 16.5527 | 16.5528 | 16.5528 | 33.2114 | 33.2114
VIC1 | VPP | 55.8 | 137.17 | 254.76 | 407.72 | 597.23 | 772.53 | 1024.9 | 1224.19 | 1402.07 | 1599.26 | 1857.38 | 2156.22 | 2463.1699 | 2788.1399 | 3128.7199 | 3444.1299 | 3686.7299 | 3923.1 | 4132.3601 | 4321.16 | 4507.69 | 4703.0901 | 4895.4999 | 5098.49 | 5298.7098 | 5511.8401 | 5721.1202
Total excluding storage |  | 15118.633 | 16081.9218 | 15499.5124 | 15306.6896 | 15765.0002 | 15769.1933 | 15659.7153 | 16785.2039 | 16963.0843 | 17124.9069 | 19074.7705 | 19551.0106 | 20772.8938 | 21250.7042 | 23140.5361 | 23035.9477 | 23344.8599 | 24021.3936 | 26929.6536 | 27792.9476 | 31530.5664 | 33754.8795 | 33942.3816 | 36013.5945 | 35537.0961 | 36375.1246 | 37007.1772
Region | Technology | 2023-24 | 2024-25 | 2025-26 | 2026-27 | 2027-28 | 2028-29 | 2029-30 | 2030-31 | 2031-32 | 2032-33 | 2033-34 | 2034-35 | 2035-36 | 2036-37 | 2037-38 | 2038-39 | 2039-40 | 2040-41 | 2041-42 | 2042-43 | 2043-44 | 2044-45 | 2045-46 | 2046-47 | 2047-48 | 2048-49 | 2049-50
SA1 | Black Coal | 0 | 0 | 0 | 0 | 0 | 0 | 0 | 0 | 0 | 0 | 0 | 0 | 0 | 0 | 0 | 0 | 0 | 0 | 0 | 0 | 0 | 0 | 0 | 0 | 0 | 0 | 0
SA1 | Brown Coal | 0 | 0 | 0 | 0 | 0 | 0 | 0 | 0 | 0 | 0 | 0 | 0 | 0 | 0 | 0 | 0 | 0 | 0 | 0 | 0 | 0 | 0 | 0 | 0 | 0 | 0 | 0
SA1 | CCGT | 709 | 529 | 529 | 529 | 529 | 529 | 529 | 529 | 529 | 529 | 529 | 529 | 529 | 529 | 0 | 0 | 0 | 0 | 0 | 0 | 0 | 0 | 0 | 0 | 0 | 0 | 0
SA1 | Gas - Steam | 800 | 800 | 800 | 0 | 0 | 0 | 0 | 0 | 0 | 0 | 0 | 0 | 0 | 0 | 0 | 0 | 0 | 0 | 0 | 0 | 0 | 0 | 0 | 0 | 0 | 0 | 0
SA1 | OCGT / Diesel | 1460.66 | 1460.6601 | 1460.6601 | 1460.6602 | 1460.6602 | 1460.6602 | 1460.6602 | 1078.1603 | 1078.1603 | 801.3004 | 801.3004 | 801.3004 | 721.3014 | 721.3014 | 721.302 | 721.302 | 721.302 | 721.302 | 721.302 | 721.302 | 749.4346 | 539.4346 | 539.4346 | 385.4346 | 385.4346 | 385.4346 | 385.4346
SA1 | Hydro | 0 | 0 | 0 | 0 | 0 | 0 | 0 | 0 | 0 | 0 | 0 | 0 | 0 | 0 | 0 | 0 | 0 | 0 | 0 | 0 | 0 | 0 | 0 | 0 | 0 | 0 | 0
SA1 | Hydrogen Turbine | 0 | 0 | 0 | 0 | 0 | 0 | 0 | 0 | 0 | 0 | 0 | 0 | 0 | 0 | 0 | 0 | 0 | 0 | 0 | 0 | 0 | 0 | 0 | 0 | 0 | 0 | 0
SA1 | Wind | 2349.75 | 2784.2764 | 2784.2764 | 3102.3246 | 3069.3248 | 3862.3126 | 4001.9234 | 4034.3071 | 4034.3071 | 4210.1795 | 4214.7129 | 4214.7129 | 3992.8231 | 3962.5319 | 4637.6908 | 4637.1083 | 4703.2415 | 4735.0206 | 4735.0206 | 5359.3572 | 5182.6642 | 5440.041 | 5096.8411 | 6597.443 | 7247.8414 | 7628.154 | 8138.8285
SA1 | Solar PV | 578.73 | 578.7316 | 578.7321 | 578.7322 | 578.7322 | 578.7323 | 578.7324 | 578.734 | 572.614 | 946.2005 | 946.2005 | 1597.0334 | 1597.0334 | 1597.0334 | 2731.699 | 2731.699 | 2890.8386 | 5195.2672 | 6222.234 | 6746.2818 | 9730.8629 | 9480.9041 | 9473.5241 | 9798.0163 | 9770.3665 | 10309.1366 | 10224.2018
SA1 | Grid Battery | 479.6 | 479.6005 | 479.6007 | 479.6015 | 479.6016 | 479.6016 | 479.6016 | 449.6113 | 449.6114 | 1013.408 | 1013.408 | 988.408 | 1238.5186 | 1238.5186 | 1525.4186 | 1525.4186 | 1525.4189 | 2188.231 | 2945.1855 | 2951.7099 | 3529.2809 | 3836.011 | 3826.0109 | 3826.0099 | 3826.01 | 3826.0103 | 3826.0143
SA1 | Pumped Hydro | 0 | 0 | 0.00048293 | 0.00070462 | 0.00071693 | 0.00072493 | 0.00074112 | 0.00093691 | 0.00093989 | 0.00096879 | 0.00098364 | 0.00099749 | 0.0011586 | 0.0011716 | 0.0014649 | 0.0014721 | 0.0014905 | 0.0016014 | 0.0017887 | 0.001929 | 0.001979 | 0.0023421 | 0.0023521 | 0.0023604 | 0.0023685 | 0.0023804 | 0.0025875
SA1 | VPP | 88.62 | 126.93 | 170.25 | 214.27 | 262.04 | 314.13 | 396.52 | 477.31 | 565.27 | 670.98 | 790.06 | 915.3 | 1040.16 | 1167.34 | 1287.02 | 1406.9399 | 1492.74 | 1574.29 | 1645.8199 | 1722.14 | 1798.65 | 1879.62 | 1959.37 | 2043.49 | 2126.73 | 2214.3501 | 2301.9099
Total excluding storage |  | 6466.36 | 6759.1987 | 6802.5198 | 6364.5893 | 6379.3595 | 7224.4374 | 7446.4384 | 7147.1236 | 7228.9637 | 8171.0693 | 8294.6828 | 9045.7557 | 9118.8377 | 9215.7265 | 10903.1319 | 11022.4694 | 11333.5425 | 14414.1125 | 16269.5639 | 17500.793 | 20990.8946 | 21176.0131 | 20895.1831 | 22650.3961 | 23356.3848 | 24363.0881 | 24876.3917
Region | Technology | 2023-24 | 2024-25 | 2025-26 | 2026-27 | 2027-28 | 2028-29 | 2029-30 | 2030-31 | 2031-32 | 2032-33 | 2033-34 | 2034-35 | 2035-36 | 2036-37 | 2037-38 | 2038-39 | 2039-40 | 2040-41 | 2041-42 | 2042-43 | 2043-44 | 2044-45 | 2045-46 | 2046-47 | 2047-48 | 2048-49 | 2049-50
TAS1 | Black Coal | 0 | 0 | 0 | 0 | 0 | 0 | 0 | 0 | 0 | 0 | 0 | 0 | 0 | 0 | 0 | 0 | 0 | 0 | 0 | 0 | 0 | 0 | 0 | 0 | 0 | 0 | 0
TAS1 | Brown Coal | 0 | 0 | 0 | 0 | 0 | 0 | 0 | 0 | 0 | 0 | 0 | 0 | 0 | 0 | 0 | 0 | 0 | 0 | 0 | 0 | 0 | 0 | 0 | 0 | 0 | 0 | 0
TAS1 | CCGT | 208 | 208 | 208 | 208 | 208 | 208 | 208 | 208 | 208 | 208 | 208 | 208 | 208 | 208 | 208 | 208 | 208 | 208 | 208 | 208 | 208 | 208 | 208 | 208 | 208 | 208 | 208
TAS1 | Gas - Steam | 0 | 0 | 0 | 0 | 0 | 0 | 0 | 0 | 0 | 0 | 0 | 0 | 0 | 0 | 0 | 0 | 0 | 0 | 0 | 0 | 0 | 0 | 0 | 0 | 0 | 0 | 0
TAS1 | OCGT / Diesel | 178 | 178.0001 | 178.0001 | 178.0001 | 178.0001 | 178.0001 | 178.0001 | 178.0003 | 178.0003 | 178.0003 | 178.0003 | 178.0003 | 178.0009 | 178.0009 | 178.001 | 178.001 | 178.001 | 58.001 | 58.001 | 58.001 | 58.001 | 58.0021 | 58.0021 | 58.0021 | 58.0021 | 58.0021 | 58.0021
TAS1 | Hydro | 2551 | 2551 | 2551 | 2551 | 2551 | 2551 | 2551 | 2551 | 2551 | 2551 | 2551 | 2551 | 2551 | 2551 | 2551 | 2551 | 2551 | 2551 | 2551 | 2551 | 2551 | 2551 | 2551 | 2551 | 2551 | 2551 | 2551
TAS1 | Hydrogen Turbine | 0 | 0 | 0 | 0 | 0 | 0 | 0 | 0 | 0 | 0 | 0 | 0 | 0 | 0 | 0 | 0 | 0 | 0 | 0 | 0 | 0 | 0 | 0 | 0 | 0 | 0 | 0
TAS1 | Wind | 563.6 | 1149.2127 | 1149.2127 | 1158.8949 | 1294.8376 | 1369.5835 | 1831.3467 | 1839.0174 | 2940.0866 | 2940.9117 | 2940.9117 | 2940.9117 | 2940.9117 | 2940.9117 | 2942.5853 | 2942.5853 | 2942.5853 | 2960.9897 | 2960.9897 | 2960.9898 | 2960.9898 | 2816.9898 | 2816.9899 | 2816.99 | 2816.99 | 2816.99 | 2816.9901
TAS1 | Solar PV | 0 | 0.00043827 | 0.00043956 | 0.00048743 | 0.00049166 | 0.00049317 | 0.00051125 | 0.00064731 | 0.00064991 | 0.0008696 | 0.00087225 | 0.0011553 | 0.0011571 | 0.0011673 | 0.0013094 | 0.0013305 | 0.0015457 | 150.0004 | 150.0005 | 150.0005 | 150.0006 | 150.0011 | 150.0011 | 150.0012 | 150.0012 | 150.003 | 150.003
TAS1 | Grid Battery | 0 | 0.00039756 | 0.00049326 | 0.00057311 | 0.00071394 | 0.00071585 | 0.0009085 | 0.0018235 | 0.0021298 | 0.0029435 | 0.0029585 | 0.0029661 | 0.0029863 | 0.0030086 | 0.0034927 | 0.0035213 | 0.0035438 | 0.0035685 | 0.0036861 | 0.003718 | 0.0042823 | 0.0054678 | 0.0053972 | 0.0053511 | 0.005727 | 0.0065042 | 0.0070351
TAS1 | Pumped Hydro | 0 | 0 | 0.0010494 | 0.0011706 | 0.0014082 | 0.0015616 | 0.0024037 | 36.9364 | 36.9365 | 518.002 | 518.002 | 518.0021 | 652.2357 | 652.2357 | 754.2026 | 754.2026 | 754.2026 | 754.2026 | 754.2027 | 754.2027 | 754.2027 | 804.1527 | 804.1527 | 804.1527 | 804.1527 | 804.1528 | 804.1528
TAS1 | VPP | 6.48 | 13.06 | 22.07 | 33.05 | 46.21 | 61.68 | 85.3 | 104.67 | 124.59 | 148.98 | 176.72 | 207.34 | 238.55 | 270.94 | 302.03 | 333.24 | 355.98 | 377.66 | 396.47 | 416.27 | 435.68 | 456.1 | 475.92 | 496.67 | 516.81 | 537.9 | 558.31
Total excluding storage |  | 3507.08 | 4099.2736 | 4108.2848 | 4128.9473 | 4278.0504 | 4368.2664 | 4853.6507 | 4917.6265 | 6038.6162 | 6544.8979 | 6572.6379 | 6603.2582 | 6768.7025 | 6801.0925 | 6935.8236 | 6967.0337 | 6989.774 | 7059.8574 | 7078.6676 | 7098.4677 | 7117.8784 | 7044.2511 | 7064.0711 | 7084.8213 | 7104.9618 | 7126.0544 | 7146.465
Explicitly modelled pumping
Region | Technology | 2023-24 | 2024-25 | 2025-26 | 2026-27 | 2027-28 | 2028-29 | 2029-30 | 2030-31 | 2031-32 | 2032-33 | 2033-34 | 2034-35 | 2035-36 | 2036-37 | 2037-38 | 2038-39 | 2039-40 | 2040-41 | 2041-42 | 2042-43 | 2043-44 | 2044-45 | 2045-46 | 2046-47 | 2047-48 | 2048-49 | 2049-50
NEM | Grid Battery pump | 954.93 | 954.9362 | 1379.7518 | 1379.7567 | 2009.5341 | 3265.3049 | 3340.3052 | 3695.2463 | 3726.3769 | 6154.5877 | 6253.1192 | 6228.1193 | 6841.97 | 6791.9702 | 7229.7707 | 7229.7709 | 10405.8143 | 11576.612 | 15306.4377 | 18108.2143 | 19047.89 | 20645.4159 | 20264.22 | 20534.2368 | 19904.4598 | 21555.7492 | 21746.1949
NEM | Pumped Hydro Pump | 1310 | 1310 | 2033.4374 | 2033.4389 | 4095.6274 | 4247.8623 | 4247.8632 | 4284.7981 | 4284.7982 | 4765.8638 | 4765.864 | 5025.8508 | 5160.0853 | 5160.0854 | 7055.6031 | 7055.6031 | 7505.617 | 7505.6173 | 7505.6179 | 7505.6182 | 7505.6187 | 7572.1187 | 7572.1189 | 8306.5357 | 8306.5358 | 8323.1945 | 8323.1948
NEM | VPP pump | 318.73 | 623.03 | 1035.46 | 1538.9 | 2142.79 | 2807.6 | 3819.27 | 4674.27 | 5519.2001 | 6499.25 | 7698.5399 | 9010.2399 | 10339.3001 | 11714.6999 | 13054.31 | 14363.1999 | 15318.2998 | 16214.4898 | 16978.9203 | 17751.1898 | 18511.9699 | 19307.4097 | 20087.2598 | 20907.45 | 21712.49 | 22566.1805 | 23396.9398
Region | Technology | 2023-24 | 2024-25 | 2025-26 | 2026-27 | 2027-28 | 2028-29 | 2029-30 | 2030-31 | 2031-32 | 2032-33 | 2033-34 | 2034-35 | 2035-36 | 2036-37 | 2037-38 | 2038-39 | 2039-40 | 2040-41 | 2041-42 | 2042-43 | 2043-44 | 2044-45 | 2045-46 | 2046-47 | 2047-48 | 2048-49 | 2049-50
NSW1 | Grid Battery pump | 50 | 50.004 | 474.8192 | 474.8196 | 1104.5967 | 1479.3859 | 1554.3859 | 1554.3877 | 1554.3878 | 2290.5539 | 2290.554 | 2290.554 | 2290.5559 | 2240.556 | 2240.556 | 2240.5562 | 3808.0795 | 3808.0816 | 4472.0235 | 4659.4347 | 4759.7487 | 5409.9545 | 5038.7589 | 5308.7787 | 4679.0018 | 5332.454 | 5257.4568
NSW1 | Pumped Hydro Pump | 840 | 840 | 1313.4347 | 1313.4347 | 3375.6229 | 3375.6232 | 3375.6233 | 3375.6233 | 3375.6233 | 3375.6233 | 3375.6234 | 3375.6234 | 3375.6236 | 3375.6236 | 3375.6264 | 3375.6264 | 3375.6264 | 3375.6264 | 3375.6266 | 3375.6266 | 3375.6269 | 3375.6297 | 3375.6297 | 3375.6324 | 3375.6324 | 3375.6324 | 3375.6324
NSW1 | VPP pump | 97.18 | 193.89 | 321.47 | 477.31 | 663.94 | 884.26 | 1223.6 | 1508.4199 | 1818.1601 | 2178.94 | 2618.45 | 3090.16 | 3561.6901 | 4049.33 | 4508.48 | 4960.7201 | 5286.7 | 5588.1199 | 5842.6702 | 6109.57 | 6370.5701 | 6645.5899 | 6914.0398 | 7197.4098 | 7473.8901 | 7766.0502 | 8050.0099
Region | Technology | 2023-24 | 2024-25 | 2025-26 | 2026-27 | 2027-28 | 2028-29 | 2029-30 | 2030-31 | 2031-32 | 2032-33 | 2033-34 | 2034-35 | 2035-36 | 2036-37 | 2037-38 | 2038-39 | 2039-40 | 2040-41 | 2041-42 | 2042-43 | 2043-44 | 2044-45 | 2045-46 | 2046-47 | 2047-48 | 2048-49 | 2049-50
QLD1 | Grid Battery pump | 100 | 100.0005 | 100.0006 | 100.0009 | 100.0012 | 980.9827 | 980.9828 | 1225.6093 | 1256.7393 | 2240.9046 | 2394.7659 | 2394.7659 | 2394.7659 | 2394.7659 | 2394.766 | 2394.766 | 3925.4278 | 3925.4278 | 5433.4341 | 8041.2748 | 8041.2748 | 8041.2745 | 8041.2745 | 8041.2743 | 8041.2737 | 9039.1089 | 9039.1089
QLD1 | Pumped Hydro Pump | 470 | 470 | 720.0006 | 720.001 | 720.001 | 872.2354 | 872.2354 | 872.2354 | 872.2354 | 872.2354 | 872.2355 | 1132.2223 | 1132.2223 | 1132.2223 | 2925.7677 | 2925.7677 | 3375.7814 | 3375.7814 | 3375.7814 | 3375.7814 | 3375.7814 | 3375.7814 | 3375.7814 | 4110.1955 | 4110.1956 | 4110.1956 | 4110.1956
QLD1 | VPP pump | 70.65 | 151.98 | 266.91 | 406.55 | 573.37 | 775 | 1088.95 | 1359.6801 | 1609.11 | 1901.09 | 2255.9299 | 2641.22 | 3035.73 | 3438.95 | 3828.0601 | 4218.1699 | 4496.1499 | 4751.3198 | 4961.6001 | 5182.0498 | 5399.3799 | 5623.0098 | 5842.4302 | 6071.3901 | 6296.3501 | 6536.04 | 6765.5898
Region | Technology | 2023-24 | 2024-25 | 2025-26 | 2026-27 | 2027-28 | 2028-29 | 2029-30 | 2030-31 | 2031-32 | 2032-33 | 2033-34 | 2034-35 | 2035-36 | 2036-37 | 2037-38 | 2038-39 | 2039-40 | 2040-41 | 2041-42 | 2042-43 | 2043-44 | 2044-45 | 2045-46 | 2046-47 | 2047-48 | 2048-49 | 2049-50
VIC1 | Grid Battery pump | 375.33 | 375.3308 | 375.3308 | 375.334 | 375.334 | 375.334 | 375.334 | 515.6362 | 515.6362 | 659.7183 | 604.3883 | 604.3883 | 968.1266 | 968.1266 | 1119.0266 | 1119.0266 | 1196.8846 | 1704.868 | 2505.7908 | 2505.7912 | 2767.5812 | 3408.1703 | 3408.1703 | 3408.1685 | 3408.1686 | 3408.1694 | 3673.6079
VIC1 | Pumped Hydro Pump | 0 | 0 | 0.0005695 | 0.001317 | 0.0013239 | 0.0013311 | 0.0013412 | 0.002049 | 0.0020509 | 0.0020593 | 0.0020678 | 0.0020766 | 0.0025844 | 0.0026071 | 0.0049969 | 0.0050062 | 0.0050256 | 0.005166 | 0.0054912 | 0.0055196 | 0.0056064 | 16.5526 | 16.5527 | 16.5528 | 16.5528 | 33.2114 | 33.2114
VIC1 | VPP pump | 55.8 | 137.17 | 254.76 | 407.72 | 597.23 | 772.53 | 1024.9 | 1224.19 | 1402.07 | 1599.26 | 1857.38 | 2156.22 | 2463.1699 | 2788.1399 | 3128.7199 | 3444.1299 | 3686.7299 | 3923.1 | 4132.3601 | 4321.16 | 4507.69 | 4703.0901 | 4895.4999 | 5098.49 | 5298.7098 | 5511.8401 | 5721.1202
Region | Technology | 2023-24 | 2024-25 | 2025-26 | 2026-27 | 2027-28 | 2028-29 | 2029-30 | 2030-31 | 2031-32 | 2032-33 | 2033-34 | 2034-35 | 2035-36 | 2036-37 | 2037-38 | 2038-39 | 2039-40 | 2040-41 | 2041-42 | 2042-43 | 2043-44 | 2044-45 | 2045-46 | 2046-47 | 2047-48 | 2048-49 | 2049-50
SA1 | Grid Battery pump | 429.6 | 429.6005 | 429.6007 | 429.6015 | 429.6016 | 429.6016 | 429.6016 | 399.6113 | 399.6114 | 963.408 | 963.408 | 938.408 | 1188.5186 | 1188.5186 | 1475.4186 | 1475.4186 | 1475.4189 | 2138.231 | 2895.1855 | 2901.7099 | 3479.2809 | 3786.011 | 3776.0109 | 3776.0099 | 3776.01 | 3776.0103 | 3776.0143
SA1 | Pumped Hydro Pump | 0 | 0 | 0.00048293 | 0.00070462 | 0.00071693 | 0.00072493 | 0.00074112 | 0.00093691 | 0.00093989 | 0.00096879 | 0.00098364 | 0.00099749 | 0.0011586 | 0.0011716 | 0.0014649 | 0.0014721 | 0.0014905 | 0.0016014 | 0.0017887 | 0.001929 | 0.001979 | 0.0023421 | 0.0023521 | 0.0023604 | 0.0023685 | 0.0023804 | 0.0025875
SA1 | VPP pump | 88.62 | 126.93 | 170.25 | 214.27 | 262.04 | 314.13 | 396.52 | 477.31 | 565.27 | 670.98 | 790.06 | 915.3 | 1040.16 | 1167.34 | 1287.02 | 1406.9399 | 1492.74 | 1574.29 | 1645.8199 | 1722.14 | 1798.65 | 1879.62 | 1959.37 | 2043.49 | 2126.73 | 2214.3501 | 2301.9099
Region | Technology | 2023-24 | 2024-25 | 2025-26 | 2026-27 | 2027-28 | 2028-29 | 2029-30 | 2030-31 | 2031-32 | 2032-33 | 2033-34 | 2034-35 | 2035-36 | 2036-37 | 2037-38 | 2038-39 | 2039-40 | 2040-41 | 2041-42 | 2042-43 | 2043-44 | 2044-45 | 2045-46 | 2046-47 | 2047-48 | 2048-49 | 2049-50
TAS1 | Grid Battery pump | 0 | 0.00039756 | 0.00049326 | 0.00057311 | 0.00071394 | 0.00071585 | 0.0009085 | 0.0018235 | 0.0021298 | 0.0029435 | 0.0029585 | 0.0029661 | 0.0029863 | 0.0030086 | 0.0034927 | 0.0035213 | 0.0035438 | 0.0035685 | 0.0036861 | 0.003718 | 0.0042823 | 0.0054678 | 0.0053972 | 0.0053511 | 0.005727 | 0.0065042 | 0.0070351
TAS1 | Pumped Hydro Pump | 0 | 0 | 0.0010494 | 0.0011706 | 0.0014082 | 0.0015616 | 0.0024037 | 36.9364 | 36.9365 | 518.002 | 518.002 | 518.0021 | 652.2357 | 652.2357 | 754.2026 | 754.2026 | 754.2026 | 754.2026 | 754.2027 | 754.2027 | 754.2027 | 804.1527 | 804.1527 | 804.1527 | 804.1527 | 804.1528 | 804.1528
TAS1 | VPP pump | 6.48 | 13.06 | 22.07 | 33.05 | 46.21 | 61.68 | 85.3 | 104.67 | 124.59 | 148.98 | 176.72 | 207.34 | 238.55 | 270.94 | 302.03 | 333.24 | 355.98 | 377.66 | 396.47 | 416.27 | 435.68 | 456.1 | 475.92 | 496.67 | 516.81 | 537.9 | 558.31
Non-controllable capacity
Region | Technology | 2023-24 | 2024-25 | 2025-26 | 2026-27 | 2027-28 | 2028-29 | 2029-30 | 2030-31 | 2031-32 | 2032-33 | 2033-34 | 2034-35 | 2035-36 | 2036-37 | 2037-38 | 2038-39 | 2039-40 | 2040-41 | 2041-42 | 2042-43 | 2043-44 | 2044-45 | 2045-46 | 2046-47 | 2047-48 | 2048-49 | 2049-50
NEM | Distributed PV | 21305.3199 | 23783.7875 | 26307.9402 | 28683.0656 | 30997.3311 | 33056.1738 | 35131.4286 | 37225.1411 | 39139.2597 | 41092.1585 | 43056.1697 | 44973.918 | 46776.6488 | 48455.6888 | 50096.6069 | 51732.2029 | 53368.4087 | 54991.7064 | 56590.529 | 58157.7847 | 59721.6486 | 61252.1457 | 62750.1401 | 64227.6819 | 65692.4157 | 67156.842 | 68592.5947
NEM | Behind the meter battery | 1532.774 | 2363.942 | 3138.813 | 3799.655 | 4362.937 | 4766.226 | 5452.85 | 6404.258 | 7275.412 | 8208.606 | 9365.756 | 10518.285 | 11616.745 | 12616.001 | 13522.413 | 14246.216 | 14595.405 | 14782.715 | 14854.807 | 14850.894 | 14858.858 | 14816.816 | 14786.692 | 14709.851 | 14647.112 | 14542.039 | 14447.076
NEM | Behind the meter battery pump | 1532.774 | 2363.942 | 3138.813 | 3799.655 | 4362.937 | 4766.226 | 5452.85 | 6404.258 | 7275.412 | 8208.606 | 9365.756 | 10518.285 | 11616.745 | 12616.001 | 13522.413 | 14246.216 | 14595.405 | 14782.715 | 14854.807 | 14850.894 | 14858.858 | 14816.816 | 14786.692 | 14709.851 | 14647.112 | 14542.039 | 14447.076
Region | Technology | 2023-24 | 2024-25 | 2025-26 | 2026-27 | 2027-28 | 2028-29 | 2029-30 | 2030-31 | 2031-32 | 2032-33 | 2033-34 | 2034-35 | 2035-36 | 2036-37 | 2037-38 | 2038-39 | 2039-40 | 2040-41 | 2041-42 | 2042-43 | 2043-44 | 2044-45 | 2045-46 | 2046-47 | 2047-48 | 2048-49 | 2049-50
NSW1 | Distributed PV | 6922.7278 | 7729.2309 | 8520.6213 | 9270.916 | 9991.0548 | 10709.4737 | 11436.4432 | 12170.0293 | 12901.8102 | 13643.2719 | 14388.327 | 15121.2532 | 15810.1091 | 16449.2428 | 17061.911 | 17667.5949 | 18262.5884 | 18847.5107 | 19429.6702 | 20006.0115 | 20581.8604 | 21155.9203 | 21714.392 | 22270.0128 | 22818.1721 | 23366.9007 | 23907.737
NSW1 | Behind the meter battery | 551.877 | 804.322 | 1024.308 | 1210.452 | 1364.306 | 1497.826 | 1724.841 | 2042.145 | 2372.98 | 2728.353 | 3161.396 | 3582.597 | 3974.635 | 4331.67 | 4638.514 | 4887.035 | 5003.34 | 5060.883 | 5077.624 | 5077.998 | 5080.442 | 5067.991 | 5058.102 | 5033.27 | 5011.559 | 4974.783 | 4941.039
NSW1 | Behind the meter battery pump | 551.877 | 804.322 | 1024.308 | 1210.452 | 1364.306 | 1497.826 | 1724.841 | 2042.145 | 2372.98 | 2728.353 | 3161.396 | 3582.597 | 3974.635 | 4331.67 | 4638.514 | 4887.035 | 5003.34 | 5060.883 | 5077.624 | 5077.998 | 5080.442 | 5067.991 | 5058.102 | 5033.27 | 5011.559 | 4974.783 | 4941.039
Region | Technology | 2023-24 | 2024-25 | 2025-26 | 2026-27 | 2027-28 | 2028-29 | 2029-30 | 2030-31 | 2031-32 | 2032-33 | 2033-34 | 2034-35 | 2035-36 | 2036-37 | 2037-38 | 2038-39 | 2039-40 | 2040-41 | 2041-42 | 2042-43 | 2043-44 | 2044-45 | 2045-46 | 2046-47 | 2047-48 | 2048-49 | 2049-50
QLD1 | Distributed PV | 6248.8361 | 6947.0674 | 7675.3939 | 8329.1378 | 8959.7591 | 9601.5014 | 10257.5206 | 10923.9163 | 11482.7322 | 12062.7058 | 12645.1129 | 13200.5423 | 13720.0122 | 14196.9812 | 14666.6175 | 15133.8037 | 15601.3471 | 16059.6919 | 16507.7851 | 16936.909 | 17361.4807 | 17759.7202 | 18151.2329 | 18530.0201 | 18907.3395 | 19284.6318 | 19645.5083
QLD1 | Behind the meter battery | 394.573 | 630.911 | 861.169 | 1044.6 | 1202.901 | 1345.985 | 1584.437 | 1898.505 | 2160.37 | 2444.34 | 2791.527 | 3133.696 | 3465.114 | 3761.008 | 4025.809 | 4247.882 | 4350.515 | 4399.744 | 4410.491 | 4406.235 | 4406.755 | 4388.948 | 4375.983 | 4347.22 | 4324.124 | 4288.709 | 4255.283
QLD1 | Behind the meter battery pump | 394.573 | 630.911 | 861.169 | 1044.6 | 1202.901 | 1345.985 | 1584.437 | 1898.505 | 2160.37 | 2444.34 | 2791.527 | 3133.696 | 3465.114 | 3761.008 | 4025.809 | 4247.882 | 4350.515 | 4399.744 | 4410.491 | 4406.235 | 4406.755 | 4388.948 | 4375.983 | 4347.22 | 4324.124 | 4288.709 | 4255.283
Region | Technology | 2023-24 | 2024-25 | 2025-26 | 2026-27 | 2027-28 | 2028-29 | 2029-30 | 2030-31 | 2031-32 | 2032-33 | 2033-34 | 2034-35 | 2035-36 | 2036-37 | 2037-38 | 2038-39 | 2039-40 | 2040-41 | 2041-42 | 2042-43 | 2043-44 | 2044-45 | 2045-46 | 2046-47 | 2047-48 | 2048-49 | 2049-50
VIC1 | Distributed PV | 5088.0472 | 5784.8093 | 6517.8103 | 7244.8402 | 7972.8586 | 8440.036 | 8899.9999 | 9361.2525 | 9753.485 | 10152.4267 | 10554.6243 | 10955.7069 | 11336.6884 | 11697.8006 | 12064.3842 | 12436.8983 | 12822.6385 | 13216.1178 | 13604.8437 | 13986.4661 | 14369.4957 | 14748.6326 | 15123.685 | 15496.2621 | 15868.3943 | 16240.828 | 16611.2477
VIC1 | Behind the meter battery | 332.366 | 592.893 | 841.022 | 1068.623 | 1263.973 | 1337.973 | 1465.997 | 1677.258 | 1844.193 | 2011.668 | 2249.247 | 2505.083 | 2754.957 | 2990.166 | 3229.36 | 3404.1 | 3500.948 | 3565.602 | 3605.174 | 3604.675 | 3607.498 | 3598.421 | 3592.641 | 3576.025 | 3563.233 | 3540.764 | 3521.58
VIC1 | Behind the meter battery pump | 332.366 | 592.893 | 841.022 | 1068.623 | 1263.973 | 1337.973 | 1465.997 | 1677.258 | 1844.193 | 2011.668 | 2249.247 | 2505.083 | 2754.957 | 2990.166 | 3229.36 | 3404.1 | 3500.948 | 3565.602 | 3605.174 | 3604.675 | 3607.498 | 3598.421 | 3592.641 | 3576.025 | 3563.233 | 3540.764 | 3521.58
Region | Technology | 2023-24 | 2024-25 | 2025-26 | 2026-27 | 2027-28 | 2028-29 | 2029-30 | 2030-31 | 2031-32 | 2032-33 | 2033-34 | 2034-35 | 2035-36 | 2036-37 | 2037-38 | 2038-39 | 2039-40 | 2040-41 | 2041-42 | 2042-43 | 2043-44 | 2044-45 | 2045-46 | 2046-47 | 2047-48 | 2048-49 | 2049-50
SA1 | Distributed PV | 2721.0736 | 2952.4036 | 3178.229 | 3380.018 | 3575.1143 | 3766.8022 | 3959.2366 | 4151.598 | 4345.6836 | 4540.7188 | 4737.6385 | 4929.8701 | 5109.2393 | 5277.1929 | 5434.8308 | 5590.0872 | 5742.5081 | 5893.3201 | 6037.731 | 6182.434 | 6327.0782 | 6470.3066 | 6608.7163 | 6745.5179 | 6879.6508 | 7013.3702 | 7145.4031
SA1 | Behind the meter battery | 212.581 | 276.144 | 335.754 | 385.712 | 430.437 | 473.619 | 550.521 | 637.233 | 727.4 | 829.162 | 941.165 | 1047.02 | 1145.747 | 1232.744 | 1306.889 | 1367.354 | 1391.833 | 1402.348 | 1404.488 | 1403.319 | 1403.71 | 1400.492 | 1398.408 | 1392.55 | 1387.998 | 1379.539 | 1372.647
SA1 | Behind the meter battery pump | 212.581 | 276.144 | 335.754 | 385.712 | 430.437 | 473.619 | 550.521 | 637.233 | 727.4 | 829.162 | 941.165 | 1047.02 | 1145.747 | 1232.744 | 1306.889 | 1367.354 | 1391.833 | 1402.348 | 1404.488 | 1403.319 | 1403.71 | 1400.492 | 1398.408 | 1392.55 | 1387.998 | 1379.539 | 1372.647
Region | Technology | 2023-24 | 2024-25 | 2025-26 | 2026-27 | 2027-28 | 2028-29 | 2029-30 | 2030-31 | 2031-32 | 2032-33 | 2033-34 | 2034-35 | 2035-36 | 2036-37 | 2037-38 | 2038-39 | 2039-40 | 2040-41 | 2041-42 | 2042-43 | 2043-44 | 2044-45 | 2045-46 | 2046-47 | 2047-48 | 2048-49 | 2049-50
TAS1 | Distributed PV | 324.6353 | 370.2763 | 415.8856 | 458.1536 | 498.5443 | 538.3605 | 578.2282 | 618.3449 | 655.5487 | 693.0354 | 730.4671 | 766.5455 | 800.5998 | 834.4713 | 868.8634 | 903.8188 | 939.3267 | 975.0659 | 1010.4991 | 1045.9641 | 1081.7335 | 1117.566 | 1152.1139 | 1185.8689 | 1218.859 | 1251.1113 | 1282.6985
TAS1 | Behind the meter battery | 41.377 | 59.672 | 76.56 | 90.268 | 101.32 | 110.823 | 127.054 | 149.117 | 170.469 | 195.083 | 222.421 | 249.889 | 276.292 | 300.413 | 321.841 | 339.845 | 348.769 | 354.138 | 357.03 | 358.667 | 360.453 | 360.964 | 361.558 | 360.786 | 360.198 | 358.244 | 356.527
TAS1 | Behind the meter battery pump | 41.377 | 59.672 | 76.56 | 90.268 | 101.32 | 110.823 | 127.054 | 149.117 | 170.469 | 195.083 | 222.421 | 249.889 | 276.292 | 300.413 | 321.841 | 339.845 | 348.769 | 354.138 | 357.03 | 358.667 | 360.453 | 360.964 | 361.558 | 360.786 | 360.198 | 358.244 | 356.527

## Option 5_REZ Generation
Annual sent-out generation by REZ (GWh) - Option 5, Step Change Scenario
Note: the REZ generation includes generation from the existing, committed and anticipated renewables mapped to the relevant REZs
Explicitly modelled generation
Region | REZ | REZ Name | Technology | 2023-24 | 2024-25 | 2025-26 | 2026-27 | 2027-28 | 2028-29 | 2029-30 | 2030-31 | 2031-32 | 2032-33 | 2033-34 | 2034-35 | 2035-36 | 2036-37 | 2037-38 | 2038-39 | 2039-40 | 2040-41 | 2041-42 | 2042-43 | 2043-44 | 2044-45 | 2045-46 | 2046-47 | 2047-48 | 2048-49 | 2049-50
QLD | Q1 | Far North QLD | Solar | 0 | 0.00015501 | 0.00016775 | 0.00016601 | 0.00015593 | 0.00014186 | 0.00016129 | 0.00016409 | 0.00015376 | 0.00017453 | 0.00020034 | 0.00019732 | 0.00019412 | 0.00019647 | 0.00021599 | 0.00023362 | 0.00030418 | 0.00027984 | 0.00030718 | 0.00034444 | 0.00036994 | 0.0003676 | 0.00036327 | 0.00038973 | 0.0004295 | 0.00050166 | 0.00047353
QLD | Q2 | North Qld Clean Energy Hub | Solar | 222.8242 | 197.0505 | 216.0027 | 213.1811 | 208.7889 | 193.8536 | 205.2788 | 201.8334 | 199.8103 | 205.8086 | 196.8317 | 192.1222 | 191.9736 | 191.0658 | 68.4001 | 71.1051 | 62.5655 | 59.2231 | 62.4523 | 59.5085 | 58.5449 | 56.3315 | 64.0924 | 31.6069 | 31.6436 | 0.00059585 | 0.00059025
QLD | Q3 | Northern Qld | Solar | 1169.7691 | 1052.364 | 1182.1986 | 1159.8578 | 1098.6384 | 1020.1279 | 1131.9593 | 1140.2424 | 1101.3909 | 1150.5078 | 1077.0992 | 1058.7295 | 1043.6051 | 1026.1193 | 926.6329 | 999.977 | 982.7012 | 871.4523 | 1000.9068 | 1707.0582 | 1445.3043 | 1347.1052 | 1359.3691 | 2134.4387 | 2052.2389 | 2126.1495 | 1745.947
QLD | Q4 | Isaac | Solar | 1573.2016 | 1421.208 | 1551.9234 | 1576.5649 | 1495.9016 | 1427.7525 | 1591.6831 | 1587.0714 | 1595.2294 | 1626.2011 | 1528.439 | 1457.5061 | 1505.5384 | 1476.6402 | 1325.3285 | 1452.9243 | 1277.4235 | 1187.7346 | 1307.1596 | 3027.7489 | 2901.0804 | 2737.0274 | 3412.7652 | 6642.6621 | 6994.5775 | 7564.8332 | 6871.9832
QLD | Q5 | Barcaldine | Solar | 35.3167 | 31.3373 | 34.3095 | 34.6904 | 34.4705 | 44.5852 | 46.5873 | 46.0367 | 45.6076 | 46.8876 | 44.8056 | 42.3721 | 43.6305 | 44.7225 | 82.8962 | 85.7194 | 121.9911 | 116.535 | 125.7483 | 116.6948 | 95.1482 | 92.673 | 115.832 | 115.2213 | 116.1323 | 122.7393 | 118.8493
QLD | Q6 | Fitzroy | Solar | 842.9755 | 800.3504 | 898.9444 | 904.5807 | 880.683 | 759.1972 | 863.0466 | 859.6965 | 1020.3262 | 2075.7007 | 2515.5247 | 2442.3133 | 2404.3422 | 2403.4781 | 5575.6002 | 7784.8712 | 13160.5383 | 15109.3926 | 15917.6442 | 16459.5252 | 15751.0067 | 14979.7476 | 14890.2962 | 13173.5309 | 14057.4126 | 14490.225 | 14183.6522
QLD | Q7 | Wide Bay | Solar | 1363.8259 | 1215.5443 | 1348.4833 | 1313.8206 | 1283.1978 | 1138.1776 | 1246.4923 | 1253.3078 | 1327.0531 | 1300.8707 | 1255.3592 | 1246.4386 | 1212.0122 | 1222.7472 | 1072.818 | 1142.4701 | 1032.0262 | 1071.1789 | 2428.0439 | 4932.0756 | 4848.8147 | 4542.1631 | 4606.9744 | 4149.851 | 3835.5254 | 3996.5223 | 3909.659
QLD | Q8 | Darling Downs | Solar | 3386.2914 | 3291.7289 | 3517.5507 | 3638.4409 | 3560.0496 | 3423.5911 | 3717.9993 | 5227.84 | 6042.9087 | 7320.5811 | 8816.7267 | 10900.4703 | 10990.8731 | 10729.2026 | 9319.3021 | 10333.0706 | 15142.5982 | 14724.7857 | 14786.3341 | 16347.8641 | 16323.2928 | 15607.005 | 15660.2067 | 12867.0192 | 12808.8621 | 15973.1215 | 18466.9575
QLD | Q9 | Banana | Solar | 0 | 0.00022285 | 0.00042491 | 0.0004722 | 0.00046878 | 0.00094993 | 54.7241 | 124.7846 | 289.8592 | 288.1421 | 300.407 | 305.8847 | 299.0269 | 299.3415 | 350.1744 | 386.0146 | 2374.0928 | 4462.1064 | 4666.838 | 12614.807 | 12307.375 | 11892.854 | 11891.441 | 10579.442 | 12337.126 | 13219.298 | 15249.148
NSW | N1 | North West NSW | Solar | 434.4505 | 400.0394 | 409.7744 | 435.1626 | 404.753 | 387.3857 | 405.569 | 432.0137 | 421.9955 | 436.6875 | 420.6865 | 400.868 | 412.6254 | 403.3099 | 372.3443 | 371.8524 | 423.48 | 421.7753 | 447.5645 | 414.5233 | 404.8028 | 408.3117 | 434.1313 | 393.9549 | 340.8294 | 342.2624 | 335.5116
NSW | N2 | New England | Solar | 1207.7011 | 1176.6571 | 1194.2288 | 1247.2886 | 1222.9827 | 1034.0719 | 1073.7381 | 1840.6135 | 1893.4878 | 1869.9345 | 2169.4907 | 1983.5282 | 2102.4501 | 2709.4407 | 3670.6975 | 3686.2319 | 4469.1673 | 5637.6526 | 5781.8695 | 6497.9638 | 5779.4338 | 6103.6761 | 6277.9999 | 5184.4678 | 4406.8679 | 4503.0159 | 6640.2736
NSW | N3 | Central-West Orana | Solar | 2199.0899 | 2149.8144 | 4133.9183 | 4383.4348 | 4380.541 | 3761.3279 | 4904.854 | 7804.7816 | 7895.4427 | 8653.7821 | 9894.5108 | 10074.8771 | 10787.6249 | 10631.7592 | 8868.2435 | 10503.2085 | 14303.2152 | 14619.1076 | 14450.9036 | 15361.8194 | 16341.3368 | 17295.1578 | 17011.8795 | 18452.2435 | 20059.0172 | 23635.8339 | 23400.161
NSW | N4 | Broken Hill | Solar | 107.2097 | 79.6948 | 92.1618 | 103.3236 | 109.9676 | 118.2781 | 113.7137 | 106.0916 | 106.252 | 104.2206 | 98.8342 | 97.7584 | 99.1436 | 103.2728 | 248.6825 | 241.5391 | 261.918 | 244.5637 | 277.0507 | 350.8512 | 428.0194 | 437.2784 | 497.3607 | 441.6593 | 417.622 | 453.7108 | 514.6966
NSW | N5 | South West NSW | Solar | 1858.6389 | 1598.0077 | 1701.8141 | 2269.596 | 2377.7494 | 2429.2907 | 2396.1093 | 2385.2532 | 2228.1892 | 3070.5494 | 2993.2271 | 2869.4837 | 3024.9764 | 3075.0609 | 5235.1029 | 5101.2276 | 7355.7725 | 7377.7176 | 8779.6714 | 8009.2955 | 7549.0721 | 7934.632 | 8454.1965 | 7944.4581 | 6951.1443 | 7156.056 | 6928.4132
NSW | N6 | Wagga Wagga | Solar | 1566.2266 | 1497.0788 | 1445.8998 | 1545.3938 | 1584.5352 | 2553.7605 | 3787.9472 | 4016.5173 | 3873.6619 | 4041.3798 | 3921.567 | 3771.888 | 3907.8978 | 3951.6435 | 3525.7153 | 3698.6083 | 3822.3669 | 3329.989 | 5187.395 | 4713.5649 | 4431.9692 | 4563.4716 | 4845.4866 | 4985.0687 | 4597.3294 | 4553.919 | 4312.272
NSW | N7 | Tumut | Solar | 0 | 0 | 0 | 0 | 0 | 0 | 0 | 0 | 0 | 0 | 0 | 0 | 0 | 0 | 0 | 0 | 0 | 0 | 0 | 0 | 0 | 0 | 0 | 0 | 0 | 0 | 0
NSW | N8 | Cooma-Monaro | Solar | 0 | 0 | 0 | 0 | 0 | 0 | 0 | 0 | 0 | 0 | 0 | 0 | 0 | 0 | 0 | 0 | 0 | 0 | 0 | 0 | 0 | 0 | 0 | 0 | 0 | 0 | 0
VIC | V1 | Ovens Murray | Solar | 0 | 0.00053212 | 0.00053695 | 0.00059621 | 0.00056813 | 0.00052503 | 0.00058804 | 0.0010179 | 0.00091125 | 0.0017189 | 0.0016475 | 0.0015987 | 0.0016122 | 0.0016793 | 554.1646 | 586.8343 | 882.0222 | 752.0686 | 1942.3223 | 1849.1376 | 1742.2335 | 1876.6565 | 1883.4393 | 1698.3982 | 1729.0385 | 1756.1769 | 1593.9331
VIC | V2 | Murray River | Solar | 1253.7392 | 1034.9654 | 1085.7057 | 1087.9311 | 1036.1636 | 998.1484 | 972.9721 | 964.1145 | 1255.2087 | 3290.3567 | 3155.0025 | 3281.7054 | 3337.8568 | 3490.0933 | 3261.2226 | 3251.894 | 3361.8003 | 3280.1673 | 3696.8815 | 4041.5927 | 3827.7608 | 4015.0549 | 4552.7205 | 4176.362 | 4170.7563 | 4322.7686 | 4242.6645
VIC | V3 | Western Victoria | Solar | 0 | 0.00033073 | 0.00035717 | 0.001421 | 0.0015335 | 0.0013019 | 0.0014268 | 0.0019461 | 0.0018338 | 0.039855 | 0.039158 | 457.9215 | 471.1588 | 728.5916 | 581.4298 | 625.8119 | 640.5293 | 603.2323 | 2652.2498 | 2609.9375 | 2433.854 | 2709.194 | 2945.0312 | 2291.035 | 2409.3502 | 3154.6466 | 2939.8093
VIC | V4 | South West Victoria | Solar | 0 | 0 | 0 | 0 | 0 | 0 | 0 | 0 | 0 | 0 | 0 | 0 | 0 | 0 | 0 | 0 | 0 | 0 | 0 | 0 | 0 | 0 | 0 | 0 | 0 | 0 | 0
VIC | V5 | Gippsland | Solar | 0 | 0.00020315 | 0.00023481 | 0.00066481 | 0.00063569 | 0.00053502 | 0.00055998 | 0.00063183 | 0.00058888 | 0.00067345 | 0.0006751 | 0.001724 | 0.0017044 | 0.0018182 | 0.0015734 | 0.0017752 | 779.8755 | 735.4675 | 852.5252 | 881.617 | 4519.8174 | 4708.46 | 4706.6646 | 3832.5137 | 4015.1262 | 4440.294 | 4183.838
VIC | V6 | Central North VIC | Solar | 951.4106 | 853.7093 | 817.8295 | 845.2132 | 848.4972 | 872.8519 | 877.0575 | 844.2803 | 767.5469 | 838.2275 | 804.8617 | 761.7667 | 798.6635 | 818.4553 | 775.3311 | 757.4722 | 761.0913 | 710.5554 | 747.2873 | 856.2672 | 1177.5118 | 1137.8904 | 1672.9901 | 1816.8685 | 1880.4361 | 2046.6344 | 2080.8289
SA | S1 | South East SA | Solar | 328.1359 | 284.8137 | 283.9194 | 277.988 | 281.9963 | 273.1542 | 269.3783 | 254.9512 | 249.0097 | 281.8986 | 272.0029 | 257.2225 | 259.037 | 275.3028 | 239.3511 | 257.3753 | 242.9636 | 213.3413 | 162.8003 | 153.282 | 143.3348 | 145.1909 | 152.8267 | 141.3626 | 142.9829 | 146.2025 | 0.0036603
SA | S2 | Riverland | Solar | 46.3866 | 44.3737 | 46.9868 | 44.5578 | 46.1499 | 39.5206 | 40.7259 | 41.3007 | 30.0535 | 772.9979 | 732.339 | 1019.7424 | 1029.6197 | 1122.8909 | 1774.6437 | 1792.1519 | 1846.6052 | 4989.1503 | 6522.7733 | 5689.205 | 5861.2516 | 5890.2739 | 6717.071 | 5256.8447 | 5025.1587 | 5303.196 | 5185.3022
SA | S3 | Mid-North SA | Solar | 0 | 0.00032184 | 0.00040589 | 0.00039623 | 0.00040707 | 0.00035167 | 0.00038115 | 0.0006489 | 0.0006256 | 0.00083062 | 0.00082144 | 0.0016549 | 0.0015808 | 0.0016782 | 0.0023617 | 0.0024902 | 0.0028476 | 0.0025667 | 0.0026562 | 0.0038643 | 0.31975 | 0.31183 | 0.32104 | 0.28082 | 0.29532 | 0.31003 | 0.29537
SA | S4 | Yorke Peninsula | Solar | 0 | 0 | 0 | 0 | 0 | 0 | 0 | 0 | 0 | 0 | 0 | 0 | 0 | 0 | 0 | 0 | 0 | 0 | 0 | 0 | 0 | 0 | 0 | 0 | 0 | 0 | 0
SA | S5 | Northern SA | Solar | 822.362 | 692.72 | 718.1979 | 696.0876 | 695.0179 | 704.4784 | 666.7334 | 630.6492 | 633.9875 | 698.1042 | 655.4321 | 639.2656 | 643.2368 | 691.8287 | 629.207 | 624.4013 | 581.8683 | 541.4969 | 1750.1204 | 2194.7955 | 4378.0312 | 3995.8504 | 4494.399 | 3746.9926 | 3467.9812 | 3607.0369 | 3401.2292
SA | S6 | Leigh Creek | Solar | 0 | 0.00034172 | 0.00056326 | 0.00062302 | 0.00063177 | 0.00066636 | 0.00073066 | 0.0013962 | 0.0014307 | 0.001475 | 0.0013464 | 0.0026896 | 0.0026074 | 0.0027752 | 782.4402 | 798.6478 | 777.1771 | 728.1251 | 754.5555 | 792.8446 | 2309.8206 | 2358.3037 | 2616.8513 | 2808.6316 | 2872.6882 | 3564.371 | 3577.23
SA | S7 | Roxby Downs | Solar | 0 | 0.00042447 | 0.00076705 | 0.00076022 | 0.00076739 | 0.00068681 | 0.00070115 | 0.001498 | 0.0014899 | 0.0024508 | 0.0023319 | 967.3448 | 975.6478 | 1042.9897 | 1060.3477 | 1074.2854 | 1061.1425 | 961.0662 | 988.7286 | 951.9384 | 1047.8986 | 1036.8713 | 1131.0885 | 996.7413 | 944.82 | 986.3112 | 963.454
SA | S8 | Eastern Eyre Peninsula | Solar | 0 | 0.00021969 | 0.00026756 | 0.00025438 | 0.00026761 | 0.00022138 | 0.00025335 | 0.00038739 | 0.00036234 | 0.00044822 | 0.00045648 | 0.00072689 | 0.0006747 | 0.00073556 | 0.00067969 | 0.00073376 | 0.0011163 | 0.00098808 | 0.0010058 | 0.0014718 | 0.001883 | 0.0017801 | 0.0018742 | 0.0015941 | 0.0017089 | 0.0018903 | 0.0017682
SA | S9 | Western Eyre Peninsula | Solar | 0 | 0.000291 | 0.00040502 | 0.00040893 | 0.00041177 | 0.00035931 | 0.00038499 | 0.00066811 | 0.00065166 | 0.0012316 | 0.0011861 | 0.0020119 | 0.0018954 | 0.0019826 | 0.0028243 | 0.0029728 | 0.0054229 | 0.011642 | 0.012372 | 0.023031 | 0.03537 | 0.039321 | 0.039745 | 0.036394 | 0.037406 | 0.039885 | 0.038328
TAS | T1 | North East Tasmania | Solar | 0 | 0.00028555 | 0.00029173 | 0.00034483 | 0.00032178 | 0.00027992 | 0.00028301 | 0.00038293 | 0.00034486 | 0.00051734 | 0.00053224 | 0.00086567 | 0.0008527 | 0.00083249 | 0.00073949 | 0.00076715 | 0.00078728 | 0.00064847 | 0.00070528 | 0.00077094 | 0.00089467 | 0.0013518 | 0.0013159 | 0.0012732 | 0.0013083 | 0.0029659 | 0.0026519
TAS | T2 | North West Tasmania | Solar | 0 | 0.0001563 | 0.00014847 | 0.00016521 | 0.00016126 | 0.00013456 | 0.00015917 | 0.00020359 | 0.00019021 | 0.00027302 | 0.00029851 | 0.00033758 | 0.00033175 | 0.00033243 | 0.00032892 | 0.00036676 | 0.00055522 | 225.6935 | 236.1178 | 262.7869 | 245.529 | 260.575 | 260.9342 | 222.5224 | 247.7545 | 251.2463 | 235.5417
TAS | T3 | Central Highlands | Solar | 0 | 0.00018609 | 0.00018115 | 0.00020609 | 0.00020497 | 0.00017124 | 0.00017379 | 0.00023736 | 0.00022178 | 0.00031107 | 0.00032846 | 0.00039532 | 0.00038709 | 0.00040143 | 0.00042702 | 0.00042373 | 0.00048511 | 0.00041931 | 0.00045018 | 0.00051639 | 0.00051587 | 0.00073527 | 0.00074896 | 0.00072081 | 0.00071322 | 0.0013515 | 0.001246
Region | REZ | REZ Name | Technology | 2023-24 | 2024-25 | 2025-26 | 2026-27 | 2027-28 | 2028-29 | 2029-30 | 2030-31 | 2031-32 | 2032-33 | 2033-34 | 2034-35 | 2035-36 | 2036-37 | 2037-38 | 2038-39 | 2039-40 | 2040-41 | 2041-42 | 2042-43 | 2043-44 | 2044-45 | 2045-46 | 2046-47 | 2047-48 | 2048-49 | 2049-50
QLD | Q1 | Far North QLD | Wind | 1302.5209 | 3069.7957 | 3325.7581 | 3463.3894 | 3554.9001 | 3355.0239 | 3470.2725 | 3767.1422 | 3778.3916 | 3869.3476 | 3358.9891 | 3478.0556 | 3642.3575 | 3752.5472 | 4486.0951 | 4672.5146 | 4625.5554 | 4497.8452 | 4558.2227 | 4126.7806 | 4173.8182 | 4296.1116 | 4442.3596 | 4242.405 | 4368.5321 | 4387.0368 | 5059.253
QLD | Q2 | North Qld Clean Energy Hub | Wind | 132.2884 | 139.831 | 159.9295 | 167.6015 | 170.59 | 2832.503 | 2750.5925 | 2694.8121 | 2745.7725 | 2613.4744 | 2332.3632 | 2658.9716 | 2705.5439 | 2776.404 | 2859.6792 | 2807.9613 | 2668.2437 | 2628.019 | 2554.7821 | 2318.814 | 4337.9093 | 4351.2543 | 4300.3357 | 4474.4244 | 4339.8201 | 4226.9785 | 4164.772
QLD | Q3 | Northern Qld | Wind | 0 | 0 | 0 | 0 | 0 | 0 | 0 | 0 | 0 | 0 | 0 | 0 | 0 | 0 | 0 | 0 | 0 | 0 | 0 | 0 | 0 | 0 | 0 | 0 | 0 | 0 | 0
QLD | Q4 | Isaac | Wind | 0 | 0.0014258 | 0.0015267 | 0.0014669 | 0.0043022 | 3095.9545 | 3054.0463 | 3221.8831 | 3238.7764 | 3040.5018 | 2843.8588 | 2895.7127 | 2706.6091 | 3101.4684 | 2913.0804 | 2905.5527 | 2957.259 | 2873.2332 | 2778.2029 | 2644.0996 | 2607.0751 | 2401.764 | 2754.1233 | 2736.8733 | 2679.9874 | 3583.7169 | 3586.0369
QLD | Q5 | Barcaldine | Wind | 0 | 0.0013077 | 0.0013945 | 0.0027726 | 0.0078004 | 0.01278 | 0.012648 | 204.5457 | 266.4901 | 279.8214 | 284.9963 | 298.7655 | 293.1576 | 305.1732 | 271.001 | 268.6573 | 270.8569 | 277.839 | 292.4044 | 281.8835 | 313.3165 | 307.2288 | 313.7836 | 281.0765 | 274.5784 | 286.2357 | 288.1564
QLD | Q6 | Fitzroy | Wind | 0 | 0.0054306 | 0.0056395 | 1570.1212 | 2972.0261 | 3616.6275 | 3644.3544 | 3639.0566 | 3565.7689 | 3432.336 | 4596.5294 | 4685.6895 | 4457.7206 | 4910.245 | 10399.9826 | 10191.6384 | 9878.3508 | 9122.6688 | 9270.1135 | 8819.7413 | 8949.7771 | 8376.1006 | 9088.5932 | 11515.0248 | 11129.2882 | 11267.5604 | 10435.8365
QLD | Q7 | Wide Bay | Wind | 0 | 0.00099782 | 0.00102 | 0.0011118 | 0.0012584 | 512.7712 | 498.2888 | 490.3642 | 430.5904 | 472.0189 | 440.689 | 439.67 | 426.8048 | 444.4641 | 482.1337 | 477.987 | 458.3662 | 386.3746 | 435.1072 | 418.4629 | 412.0602 | 398.3815 | 413.2241 | 1079.5283 | 2593.6256 | 2633.6016 | 2321.2706
QLD | Q8 | Darling Downs | Wind | 2605.9962 | 4583.7691 | 4746.1733 | 4755.4492 | 7654.2998 | 9651.6644 | 9550.1002 | 13822.1207 | 13385.0986 | 17229.8078 | 18966.0116 | 18304.7288 | 18106.5245 | 19152.9819 | 18890.5454 | 18466.752 | 18545.3567 | 17338.2295 | 18088.1667 | 20963.4675 | 20353.5789 | 18720.0331 | 19638.8259 | 25138.1037 | 24273.8383 | 27403.9282 | 25441.0077
QLD | Q9 | Banana | Wind | 0 | 0.00083817 | 0.00088827 | 0.0010227 | 0.0016659 | 511.0369 | 484.5991 | 501.2048 | 471.8447 | 476.7186 | 442.9322 | 446.6745 | 449.3132 | 476.0229 | 472.9848 | 461.6769 | 475.8242 | 987.8331 | 1661.5684 | 1593.173 | 1575.5899 | 1589.8199 | 1693.3053 | 4401.7361 | 4207.9246 | 4379.8328 | 4031.9169
NSW | N1 | North West NSW | Wind | 0 | 0 | 0 | 0 | 0 | 0 | 0 | 0 | 0 | 0 | 0 | 0 | 0 | 0 | 0 | 0 | 0 | 0 | 0 | 0 | 0 | 0 | 0 | 0 | 0 | 0 | 0
NSW | N2 | New England | Wind | 1495.8628 | 1257.3725 | 1307.3455 | 1378.8842 | 10278.8367 | 14008.0821 | 12885.4597 | 12906.5919 | 12144.6591 | 12759.7631 | 12018.9849 | 12412.5723 | 17566.5176 | 19552.3554 | 22210.1314 | 20223.6683 | 20317.123 | 17899.1195 | 20022.2661 | 18573.5798 | 18828.2805 | 19396.967 | 19907.4778 | 21196.8754 | 18276.323 | 18361.6195 | 16086.977
NSW | N3 | Central-West Orana | Wind | 382.8135 | 6813.9003 | 6562.6371 | 9494.4531 | 11042.4867 | 11115.7996 | 11666.7552 | 11163.1498 | 10800.6464 | 14930.6701 | 16489.1753 | 16010.7588 | 16723.8679 | 17102.946 | 17284.4428 | 16965.8061 | 16026.0002 | 15624.2394 | 16382.4494 | 19164.8925 | 21353.0797 | 22247.2107 | 22763.1578 | 26699.8642 | 29452.5604 | 28610.2442 | 27249.204
NSW | N4 | Broken Hill | Wind | 632.8106 | 555.7911 | 584.6762 | 634.3932 | 641.2977 | 625.1283 | 639.5269 | 649.4477 | 648.0665 | 615.6933 | 585.0472 | 586.2495 | 623.8725 | 624.0951 | 572.2665 | 581.2939 | 563.6336 | 676.147 | 662.2662 | 713.942 | 450.7122 | 491.1944 | 528.2456 | 727.4505 | 719.3286 | 705.9125 | 749.4228
NSW | N5 | South West NSW | Wind | 0 | 0.00019203 | 0.0013983 | 0.0014282 | 0.0014319 | 0.0014013 | 0.0018424 | 0.0021669 | 0.0022693 | 0.002554 | 0.002855 | 0.0025608 | 0.0026911 | 0.0028495 | 0.0026414 | 0.0028725 | 0.0026766 | 0.0036895 | 0.0034532 | 0.046688 | 0.041629 | 0.10414 | 8.2968 | 7.8458 | 2457.7845 | 2380.4031 | 2535.3992
NSW | N6 | Wagga Wagga | Wind | 0 | 0.00067944 | 0.00064206 | 0.00072991 | 0.00086741 | 0.0010292 | 0.0016031 | 0.0018344 | 0.0018339 | 0.0017449 | 0.0018884 | 0.0016711 | 0.0016821 | 0.0018602 | 0.0016548 | 0.0020396 | 0.0019588 | 0.002467 | 0.0022708 | 0.00423 | 0.0036806 | 0.0038188 | 0.0044049 | 0.0042419 | 0.042533 | 0.042636 | 683.5907
NSW | N7 | Tumut | Wind | 0 | 0 | 0 | 0 | 0 | 0 | 0 | 0 | 0 | 0 | 0 | 0 | 0 | 0 | 0 | 0 | 0 | 0 | 0 | 0 | 0 | 0 | 0 | 0 | 0 | 0 | 0
NSW | N8 | Cooma-Monaro | Wind | 327.3667 | 1235.7564 | 1366.6271 | 1406.8947 | 1396.4213 | 1361.4426 | 1372.2136 | 1456.6477 | 1482.0578 | 1346.0218 | 1371.7083 | 1388.1477 | 1430.279 | 1399.0739 | 1356.3853 | 1375.1289 | 1745.5555 | 1678.3831 | 1547.8392 | 2768.6604 | 2719.4937 | 2787.0809 | 2694.2056 | 2671.0438 | 2682.3574 | 2799.0986 | 2652.477
VIC | V1 | Ovens Murray | Wind | 0 | 0 | 0 | 0 | 0 | 0 | 0 | 0 | 0 | 0 | 0 | 0 | 0 | 0 | 0 | 0 | 0 | 0 | 0 | 0 | 0 | 0 | 0 | 0 | 0 | 0 | 0
VIC | V2 | Murray River | Wind | 0 | 0 | 0 | 0 | 0 | 0 | 0 | 0 | 0 | 0 | 0 | 0 | 0 | 0 | 0 | 0 | 0 | 0 | 0 | 0 | 0 | 0 | 0 | 0 | 0 | 0 | 0
VIC | V3 | Western Victoria | Wind | 3823.1915 | 3672.7475 | 3700.5809 | 3768.0294 | 6534.6177 | 7293.6599 | 7654.6559 | 7096.6395 | 8305.806 | 7588.3458 | 7351.3424 | 6622.1341 | 7063.956 | 7406.5441 | 7708.5195 | 8220.7642 | 7750.1891 | 8642.6648 | 7722.9912 | 8426.7779 | 7826.718 | 7688.5867 | 8304.5689 | 9919.7323 | 10238.9649 | 9479.5386 | 10397.72
VIC | V4 | South West Victoria | Wind | 5851.3511 | 6992.1254 | 7325.9747 | 8981.0383 | 9119.8404 | 8329.7402 | 9085.0055 | 8869.1943 | 10016.9957 | 8861.7851 | 15313.7678 | 15165.4397 | 15715.0273 | 16351.0845 | 15946.405 | 16560.8074 | 15653.517 | 17096.7608 | 15257.3402 | 15943.9928 | 15305.2969 | 15690.4593 | 13600.7151 | 12422.5388 | 13462.9534 | 12555.8901 | 14064.2164
VIC | V5 | Gippsland | Wind | 0 | 1671.476 | 1670.4448 | 1668.3294 | 1667.328 | 1617.8133 | 3467.4564 | 5814.9651 | 6646.8255 | 5987.408 | 6104.3913 | 5924.9925 | 6115.2386 | 6100.5775 | 5809.9661 | 6143.8687 | 5915.1693 | 6721.366 | 6055.9899 | 6281.9813 | 6101.1314 | 6251.9571 | 6175.5161 | 5905.7456 | 6291.3773 | 6036.7661 | 6849.4941
VIC | V6 | Central North VIC | Wind | 0 | 0.0014881 | 0.0014005 | 0.0027078 | 0.0027104 | 0.0031899 | 0.003164 | 982.9339 | 988.0522 | 1114.6867 | 1073.1987 | 982.102 | 1060.0382 | 1114.7559 | 1076.4401 | 1034.4187 | 1349.2755 | 1768.6256 | 1770.4177 | 1921.3268 | 1663.5993 | 1855.8372 | 2850.4063 | 3560.9402 | 3480.7884 | 3513.5562 | 3669.9873
SA | S1 | South East SA | Wind | 731.4838 | 2036.6339 | 1978.3158 | 3135.4038 | 3083.9973 | 2856.317 | 3072.8604 | 2755.3561 | 3223.983 | 2935.2624 | 3308.6687 | 3000.9171 | 3196.1069 | 3262.5521 | 2942.3568 | 3193.4216 | 2891.5941 | 3263.2096 | 2898.7216 | 3560.1925 | 3311.7071 | 3588.4459 | 3713.687 | 3360.3361 | 3558.5381 | 3305.1741 | 3703.786
SA | S2 | Riverland | Wind | 0 | 0.00084267 | 0.00079117 | 0.0011821 | 0.0011107 | 0.0010591 | 0.0012888 | 0.0017267 | 0.0018954 | 0.0019997 | 0.0025028 | 0.0022456 | 0.0025033 | 0.0024878 | 0.0022646 | 0.0028061 | 0.00263 | 0.0027089 | 0.0023254 | 0.0033029 | 0.0029616 | 0.003764 | 0.0037627 | 0.0035447 | 0.0047724 | 0.0046715 | 0.005005
SA | S3 | Mid-North SA | Wind | 4101.0267 | 4024.0291 | 3834.3057 | 4281.75 | 4238.6267 | 6520.6395 | 6698.9216 | 6440.8418 | 6743.2238 | 6795.4921 | 6611.9961 | 5909.2876 | 6625.1181 | 6515.521 | 6424.0054 | 6525.7595 | 6362.0913 | 6759.0089 | 6451.0749 | 7749.9298 | 6467.5922 | 7333.329 | 7040.0498 | 6705.649 | 7477.1401 | 8071.1924 | 9848.9338
SA | S4 | Yorke Peninsula | Wind | 241.8741 | 224.1325 | 217.8044 | 286.6029 | 291.3155 | 279.0054 | 301.4904 | 279.973 | 321.4115 | 291.8438 | 306.8519 | 269.5885 | 298.5335 | 314.1685 | 284.0899 | 300.0186 | 273.1422 | 300.5154 | 264.6152 | 283.5593 | 253.9501 | 279.8079 | 296.3741 | 256.5401 | 263.4974 | 243.326 | 258.6909
SA | S5 | Northern SA | Wind | 1289.5505 | 1257.0267 | 1261.72 | 1340.8593 | 1345.0485 | 1267.0981 | 1258.2025 | 1247.15 | 1269.4795 | 1180.341 | 1213.7325 | 1168.7096 | 1288.0437 | 1322.9955 | 1190.955 | 1221.6668 | 1207.9505 | 1196.8306 | 1081.6759 | 1122.5363 | 1085.9679 | 1184.5785 | 577.6473 | 455.2658 | 448.7712 | 465.9818 | 486.9435
SA | S6 | Leigh Creek | Wind | 0 | 0.0019874 | 0.0019498 | 0.002642 | 0.0024643 | 0.0072224 | 0.0075346 | 0.0071835 | 0.0067615 | 0.0071613 | 0.0066623 | 0.0063267 | 0.0066148 | 0.006577 | 1870.6305 | 1881.1681 | 1777.1223 | 1691.611 | 1700.3545 | 1622.9638 | 1590.9149 | 1718.9389 | 1668.2156 | 5958.5876 | 6823.7353 | 6558.3554 | 6119.2694
SA | S7 | Roxby Downs | Wind | 0 | 0 | 0 | 0 | 0 | 0 | 0 | 0 | 0 | 0 | 0 | 0 | 0 | 0 | 0 | 0 | 0 | 0 | 0 | 0 | 0 | 0 | 0 | 0 | 0 | 0 | 0
SA | S8 | Eastern Eyre Peninsula | Wind | 313.0225 | 294.4456 | 299.5323 | 342.9371 | 337.143 | 344.5745 | 344.2267 | 565.5867 | 590.3761 | 757.2085 | 768.2807 | 689.3717 | 641.189 | 662.6329 | 593.5135 | 627.1403 | 590.2302 | 614.7728 | 563.3965 | 585.186 | 521.305 | 1262.9477 | 1321.3184 | 1198.4141 | 1220.2822 | 1161.9122 | 1194.1252
SA | S9 | Western Eyre Peninsula | Wind | 0 | 0.0019512 | 0.0018559 | 0.0043383 | 0.0043136 | 0.0039875 | 0.0040143 | 0.0089913 | 0.0095714 | 0.020529 | 0.021184 | 0.019172 | 0.023022 | 0.023686 | 0.021267 | 0.021479 | 0.020097 | 0.069157 | 0.061847 | 0.065644 | 0.057253 | 0.15081 | 0.15496 | 0.13919 | 0.13695 | 0.13282 | 0.13622
TAS | T1 | North East Tasmania | Wind | 500.7796 | 757.2545 | 838.8688 | 791.1096 | 826.9805 | 776.8176 | 714.341 | 703.6097 | 894.5066 | 904.7268 | 894.9215 | 963.2785 | 913.3758 | 996.1184 | 929.3298 | 886.3326 | 875.2534 | 945.9592 | 922.1486 | 928.5989 | 1005.4332 | 972.8315 | 1034.9188 | 970.815 | 920.6706 | 914.6197 | 980.7686
TAS | T2 | North West Tasmania | Wind | 877.2252 | 838.2406 | 891.4847 | 953.1838 | 961.3876 | 1169.3968 | 1125.9421 | 1075.7249 | 5633.0883 | 5685.9219 | 5399.8962 | 5480.9415 | 5657.6132 | 5787.9196 | 5653.8917 | 5496.2448 | 5338.5272 | 5861.6842 | 5749.9669 | 5517.8746 | 5619.6665 | 5802.6568 | 5877.3439 | 5748.4089 | 5577.3531 | 5425.5896 | 5940.8656
TAS | T3 | Central Highlands | Wind | 491.2284 | 2915.3311 | 3084.9003 | 3148.0836 | 3976.2194 | 3744.3476 | 5788.2535 | 5717.907 | 6050.7421 | 5978.8896 | 5631.3526 | 5866.5459 | 5953.5452 | 6284.1326 | 5980.3725 | 5875.4624 | 5780.8174 | 6315.3058 | 6125.2743 | 5823.162 | 6085.4092 | 5727.8331 | 5971.8177 | 5749.9988 | 5618.4443 | 5526.0886 | 5911.9744
Region | REZ | REZ Name | Technology | 2023-24 | 2024-25 | 2025-26 | 2026-27 | 2027-28 | 2028-29 | 2029-30 | 2030-31 | 2031-32 | 2032-33 | 2033-34 | 2034-35 | 2035-36 | 2036-37 | 2037-38 | 2038-39 | 2039-40 | 2040-41 | 2041-42 | 2042-43 | 2043-44 | 2044-45 | 2045-46 | 2046-47 | 2047-48 | 2048-49 | 2049-50
NSW | O1 | Hunter Coast | Offshore Wind | 0 | 0 | 0 | 8.8291e-05 | 9.4025e-05 | 0.00011103 | 0.0001004 | 0.00013639 | 0.00012525 | 0.00014029 | 0.00018583 | 0.00020218 | 0.00019993 | 0.00021463 | 0.00024315 | 0.00020959 | 0.00030788 | 0.00028605 | 0.00029352 | 0.00051909 | 0.00050916 | 0.00050845 | 0.00050426 | 0.00067002 | 0.00057227 | 0.00077419 | 0.00069528
NSW | O2 | Illawarra Coast | Offshore Wind | 0 | 0 | 0 | 8.7418e-05 | 9.0771e-05 | 0.00010539 | 0.000103 | 0.00014727 | 0.00014058 | 0.00014331 | 0.00020022 | 0.00019598 | 0.00019358 | 0.00019921 | 0.00023332 | 0.00021239 | 0.00034499 | 0.00034783 | 0.00032896 | 0.00051711 | 0.00048559 | 0.00048079 | 0.00046067 | 0.000671 | 0.00060528 | 0.0010409 | 0.00099313
VIC | O3 | Gippsland Coast | Offshore Wind | 0 | 0 | 0 | 0.00010645 | 0.00010361 | 0.00010894 | 0.00012877 | 0.00013703 | 0.00016052 | 0.0001583 | 0.00019338 | 0.00020789 | 0.00019376 | 0.00022291 | 0.0002652 | 0.00029885 | 0.00030408 | 0.00043086 | 0.00037794 | 0.00077629 | 0.00079383 | 0.00075887 | 0.00084859 | 0.0011639 | 0.0019968 | 0.0018691 | 0.0030848
TAS | O4 | North West Tasmania Coast | Offshore Wind | 0 | 0 | 0 | 8.2186e-05 | 9.3736e-05 | 0.00010178 | 0.00011571 | 0.00011346 | 0.00014604 | 0.00015264 | 0.00016975 | 0.00018072 | 0.00017343 | 0.00019962 | 0.00021075 | 0.00024365 | 0.00024066 | 0.00034491 | 0.00032497 | 0.00033484 | 0.00032653 | 0.00032535 | 0.00034018 | 0.00034017 | 0.00034781 | 0.00036543 | 0.00041828
VIC | O5 | Portland Coast | Offshore Wind | 0 | 0 | 0 | 9.0388e-05 | 9.3439e-05 | 9.3559e-05 | 0.00012302 | 0.00013037 | 0.00014318 | 0.00013813 | 0.00015772 | 0.00017508 | 0.00016269 | 0.0001981 | 0.00018937 | 0.00026557 | 0.000295 | 0.00035214 | 0.00030178 | 0.00045067 | 0.00058493 | 0.00054678 | 0.0011019 | 0.0010291 | 0.0040464 | 0.0037596 | 0.0041255
SA | O6 | South East SA Coast | Offshore Wind | 0 | 0 | 0 | 7.9928e-05 | 8.6941e-05 | 8.831e-05 | 0.00011276 | 0.00011571 | 0.00014147 | 0.00013597 | 0.0001536 | 0.00015315 | 0.0001567 | 0.0001839 | 0.00017291 | 0.00021975 | 0.00024877 | 0.00030174 | 0.00025175 | 0.00027557 | 0.00029617 | 0.00029497 | 0.00032793 | 0.00032214 | 0.00040982 | 0.00042508 | 0.00048427

## Option 5_REZ Capacity
Capacity by REZ (MW) - Option 5, Step Change Scenario
Capacity calculated on 1 July. In early study years some wind and solar projects enter later in the financial year and are therefore reflected in the following financial year's capacity.
Note: the REZ capacity includes capacity from the existing, committed and anticipated renewables mapped to the relevant REZs
Explicitly modelled generation
Region | REZ | REZ Name | Technology | 2023-24 | 2024-25 | 2025-26 | 2026-27 | 2027-28 | 2028-29 | 2029-30 | 2030-31 | 2031-32 | 2032-33 | 2033-34 | 2034-35 | 2035-36 | 2036-37 | 2037-38 | 2038-39 | 2039-40 | 2040-41 | 2041-42 | 2042-43 | 2043-44 | 2044-45 | 2045-46 | 2046-47 | 2047-48 | 2048-49 | 2049-50
QLD | Q1 | Far North QLD | Solar | 0 | 0.00010079 | 0.0001016 | 0.00010206 | 0.00010244 | 0.00010547 | 0.00010698 | 0.00010777 | 0.00010795 | 0.000112 | 0.00012601 | 0.00012838 | 0.00012868 | 0.00013494 | 0.00016687 | 0.00016819 | 0.00021698 | 0.00021734 | 0.000218 | 0.00024654 | 0.00026789 | 0.00026839 | 0.00027364 | 0.0003368 | 0.00033739 | 0.00037772 | 0.00037826
QLD | Q2 | North Qld Clean Energy Hub | Solar | 83 | 83.0001 | 83.0001 | 83.0001 | 83.0001 | 83.0001 | 83.0001 | 83.0001 | 83.0001 | 83.0001 | 83.0001 | 83.0001 | 83.0001 | 83.0001 | 33.0002 | 33.0002 | 33.0002 | 33.0002 | 33.0002 | 33.0003 | 33.0003 | 33.0003 | 33.0003 | 18.0004 | 18.0004 | 0.00041205 | 0.0004128
QLD | Q3 | Northern Qld | Solar | 513.997 | 513.9971 | 513.9972 | 513.9972 | 513.9972 | 513.9989 | 513.9989 | 513.9989 | 513.9989 | 513.9989 | 513.9989 | 513.9989 | 513.9989 | 513.9989 | 514.0313 | 514.0313 | 585.9772 | 585.9772 | 585.9772 | 998.1878 | 870.1878 | 870.1878 | 870.1878 | 1600.1324 | 1489.7324 | 1489.7324 | 1357.1354
QLD | Q4 | Isaac | Solar | 684.9 | 684.9001 | 684.9002 | 684.9002 | 684.9002 | 684.9006 | 684.9006 | 684.9008 | 684.9008 | 684.9012 | 684.9012 | 684.9012 | 684.9012 | 684.9012 | 684.9017 | 684.9023 | 684.9064 | 684.9064 | 684.9064 | 1647.331 | 1647.331 | 1604.831 | 2027.1455 | 4278.8229 | 4278.823 | 4601.4927 | 4443.9927
QLD | Q5 | Barcaldine | Solar | 14 | 14.0001 | 14.0003 | 14.0003 | 14.0003 | 20.429 | 20.429 | 20.429 | 20.429 | 20.429 | 20.429 | 20.429 | 20.429 | 20.429 | 44.2136 | 44.2136 | 73.4732 | 73.4732 | 73.4732 | 73.4732 | 61.1971 | 61.1971 | 77.2523 | 90.1736 | 90.1736 | 91.9459 | 91.9459
QLD | Q6 | Fitzroy | Solar | 401.5 | 401.5002 | 401.5003 | 401.5003 | 401.5003 | 401.5006 | 401.501 | 401.5016 | 458.716 | 925.5947 | 1113.2914 | 1113.2914 | 1113.2914 | 1113.2914 | 2997.4932 | 3701.5906 | 6721.8315 | 7934.499 | 7934.499 | 7934.5 | 7934.5 | 7934.5 | 7934.5 | 7934.5 | 7934.5 | 7934.5 | 7934.501
QLD | Q7 | Wide Bay | Solar | 619.03 | 619.0301 | 619.0302 | 619.0302 | 619.0302 | 619.0303 | 619.0303 | 619.0305 | 619.0306 | 619.0309 | 619.0309 | 619.0309 | 619.0309 | 619.0309 | 619.0355 | 619.0355 | 648.9388 | 721.772 | 1444.467 | 2819.03 | 2819.03 | 2819.03 | 2819.03 | 2819.03 | 2596.53 | 2596.53 | 2613.0597
QLD | Q8 | Darling Downs | Solar | 1330.558 | 1476.5581 | 1476.5582 | 1476.5583 | 1476.5583 | 1615.4101 | 1615.4101 | 2307.642 | 2535.7547 | 3201.1992 | 3897.7382 | 4902.793 | 4902.793 | 4781.793 | 5030.0836 | 5030.566 | 7720.6684 | 7720.6684 | 7720.6684 | 8347.558 | 8322.558 | 8163.958 | 8131.854 | 7882.5 | 7482.5 | 8616.913 | 10442.382
QLD | Q9 | Banana | Solar | 0 | 0.00013349 | 0.00021536 | 0.00024277 | 0.00024527 | 0.00054679 | 25.6837 | 59.1922 | 130.7227 | 130.7227 | 141.0539 | 143.5865 | 143.5865 | 143.5865 | 201.0138 | 202.3428 | 1314.0281 | 2411.8716 | 2411.8716 | 6100 | 6100 | 6100 | 6100 | 6175.803 | 6794.2466 | 7091.419 | 8121.8604
NSW | N1 | North West NSW | Solar | 166 | 166.0002 | 166.0003 | 166.0003 | 166.0088 | 173.5762 | 181.5886 | 185.2514 | 185.2514 | 187.1763 | 187.1763 | 187.1763 | 187.1763 | 187.1763 | 195.7246 | 203.3528 | 225.9364 | 253.4408 | 256.8075 | 256.8075 | 266.9247 | 266.9247 | 266.9247 | 273.6436 | 275.8473 | 275.8473 | 275.8473
NSW | N2 | New England | Solar | 555 | 555.0002 | 555.0002 | 555.0002 | 555.0008 | 555.0008 | 555.0014 | 913.2146 | 913.2146 | 913.2146 | 1035.5056 | 1035.5057 | 1035.5057 | 1385.609 | 2305.9518 | 2305.9518 | 2565.7985 | 3540.0002 | 3540.0002 | 4026.213 | 4006.213 | 4006.213 | 4006.213 | 4006.213 | 4006.213 | 4006.213 | 6346.43
NSW | N3 | Central-West Orana | Solar | 826.979 | 906.9811 | 1772.1464 | 1772.1464 | 1773.6041 | 1773.6041 | 2274.5046 | 3376.2495 | 3376.2495 | 3778.5298 | 4401.0742 | 4526.6814 | 4526.6814 | 4526.6814 | 4526.6814 | 5245.137 | 6718.1865 | 6915.7144 | 6915.7144 | 7654.954 | 8234.1254 | 8234.1254 | 8234.1254 | 10442.282 | 11376.981 | 12175.55 | 11972.51
NSW | N4 | Broken Hill | Solar | 53 | 53.0001 | 53.0001 | 53.0002 | 53.0002 | 53.0004 | 53.0005 | 53.0006 | 53.0006 | 53.0006 | 53.0006 | 53.002 | 53.002 | 53.002 | 142.7464 | 142.7464 | 195.1528 | 195.1528 | 195.1528 | 241.3238 | 335.508 | 335.508 | 335.508 | 335.5081 | 335.5081 | 335.5081 | 335.5081
NSW | N5 | South West NSW | Solar | 1246.4 | 1500.5 | 1500.5455 | 1500.5455 | 1500.5455 | 1500.5456 | 1500.5457 | 1500.5457 | 1500.5457 | 1812.3626 | 1812.3626 | 1812.3626 | 1812.3626 | 1812.3626 | 3036.0566 | 2885.7569 | 4284.8106 | 4948.7818 | 5118.8064 | 5118.8064 | 5314.2 | 5314.2 | 5314.2 | 5314.2 | 5314.2 | 5314.2 | 4923.04
NSW | N6 | Wagga Wagga | Solar | 302.672 | 682.6722 | 682.6722 | 682.6723 | 682.6723 | 1225.135 | 1710.672 | 1710.672 | 1710.672 | 1710.672 | 1710.672 | 1710.672 | 1710.672 | 1710.672 | 1710.672 | 1710.6721 | 1710.6721 | 1710.6722 | 2411.9648 | 2411.9648 | 2461.6826 | 2461.6826 | 2461.6826 | 2801.0536 | 2801.0536 | 2801.0536 | 2801.0536
NSW | N7 | Tumut | Solar | 0 | 0 | 0 | 0 | 0 | 0 | 0 | 0 | 0 | 0 | 0 | 0 | 0 | 0 | 0 | 0 | 0 | 0 | 0 | 0 | 0 | 0 | 0 | 0 | 0 | 0 | 0
NSW | N8 | Cooma-Monaro | Solar | 0 | 0 | 0 | 0 | 0 | 0 | 0 | 0 | 0 | 0 | 0 | 0 | 0 | 0 | 0 | 0 | 0 | 0 | 0 | 0 | 0 | 0 | 0 | 0 | 0 | 0 | 0
VIC | V1 | Ovens Murray | Solar | 0 | 0.00032965 | 0.00033186 | 0.00035652 | 0.00035661 | 0.00036002 | 0.00037784 | 0.00061257 | 0.00061268 | 0.0010044 | 0.0010045 | 0.0010054 | 0.0010055 | 0.001034 | 304.2867 | 304.2867 | 430.0826 | 430.0826 | 1000.0001 | 1000.0001 | 1000.0001 | 1000.0001 | 1000.0002 | 1000.0004 | 1000.0004 | 1000.0004 | 1000.0004
VIC | V2 | Murray River | Solar | 679.093 | 679.0931 | 679.0931 | 679.0932 | 679.0932 | 679.0932 | 679.0932 | 679.0932 | 679.0937 | 1621.7752 | 1621.7752 | 1720.1676 | 1720.1676 | 1744.0337 | 1917.7181 | 1917.7182 | 2136.4878 | 2142.6437 | 2142.6437 | 2507.2815 | 2642.798 | 2642.798 | 2611.695 | 2710.7888 | 2762.4297 | 2706.1367 | 2758.0993
VIC | V3 | Western Victoria | Solar | 0 | 0.00025425 | 0.0002652 | 0.00093363 | 0.000949 | 0.00095287 | 0.00096652 | 0.0012858 | 0.0012861 | 0.023924 | 0.023924 | 271.0307 | 271.0307 | 400 | 400 | 400.0001 | 400.0002 | 400.0002 | 1683.4774 | 1683.4774 | 1683.4776 | 1694.6772 | 1694.6772 | 1694.6772 | 1694.6772 | 2146.7418 | 2146.7418
VIC | V4 | South West Victoria | Solar | 0 | 0 | 0 | 0 | 0 | 0 | 0 | 0 | 0 | 0 | 0 | 0 | 0 | 0 | 0 | 0 | 0 | 0 | 0 | 0 | 0 | 0 | 0 | 0 | 0 | 0 | 0
VIC | V5 | Gippsland | Solar | 0 | 0.00016465 | 0.00017265 | 0.00045129 | 0.00045142 | 0.000452 | 0.00045592 | 0.0004718 | 0.00047221 | 0.0005132 | 0.00051542 | 0.0012004 | 0.0012034 | 0.0012584 | 0.0013574 | 0.001474 | 455.3179 | 455.3181 | 500.0001 | 500.0014 | 2474 | 2474 | 2474 | 2474 | 2474 | 2474 | 2474
VIC | V6 | Central North VIC | Solar | 402.48 | 402.4802 | 402.4802 | 402.4804 | 402.4804 | 402.4804 | 402.4804 | 402.4806 | 402.4806 | 402.4807 | 402.4807 | 402.4809 | 402.4809 | 402.481 | 402.4833 | 402.4834 | 402.4938 | 402.4939 | 402.4939 | 498.7157 | 888.6747 | 778.1947 | 1153.6944 | 1433.4269 | 1504.4167 | 1661.8615 | 1703.6556
SA | S1 | South East SA | Solar | 155.16 | 155.1602 | 155.1602 | 155.1602 | 155.1602 | 155.1602 | 155.1603 | 155.1603 | 155.1603 | 155.1606 | 155.1606 | 155.1607 | 155.1607 | 155.1607 | 155.1609 | 155.1609 | 155.1613 | 155.1614 | 108.0032 | 108.0032 | 108.0032 | 108.0032 | 108.0032 | 108.0032 | 108.0032 | 108.0032 | 0.0032519
SA | S2 | Riverland | Solar | 25.26 | 25.2603 | 25.2604 | 25.2604 | 25.2604 | 25.2604 | 25.2604 | 25.2606 | 19.1406 | 392.7257 | 392.7257 | 558.1433 | 558.1433 | 558.1433 | 1125.6692 | 1125.6692 | 1230.6854 | 3535.1078 | 3884.6937 | 3884.6937 | 4007.38 | 4007.38 | 4000 | 4000 | 4000 | 4000 | 4000
SA | S3 | Mid-North SA | Solar | 0 | 0.00020297 | 0.00024204 | 0.00024313 | 0.00024412 | 0.0002456 | 0.00025418 | 0.0004054 | 0.00040579 | 0.00051262 | 0.00051344 | 0.001004 | 0.0010041 | 0.0010059 | 0.0017011 | 0.0017047 | 0.0019589 | 0.0019616 | 0.0019624 | 0.0028443 | 0.23491 | 0.23491 | 0.23491 | 0.23491 | 0.23491 | 0.23494 | 0.23495
SA | S4 | Yorke Peninsula | Solar | 0 | 0 | 0 | 0 | 0 | 0 | 0 | 0 | 0 | 0 | 0 | 0 | 0 | 0 | 0 | 0 | 0 | 0 | 0 | 0 | 0 | 0 | 0 | 0 | 0 | 0 | 0
SA | S5 | Northern SA | Solar | 349.2 | 349.2002 | 349.2002 | 349.2003 | 349.2003 | 349.2003 | 349.2003 | 349.2004 | 349.2004 | 349.2007 | 349.2007 | 349.2011 | 349.2011 | 349.2011 | 349.2032 | 349.2032 | 349.2225 | 349.2237 | 1098.4828 | 1524.4378 | 3249.1983 | 2979.1983 | 2979.1983 | 2979.1983 | 2899.9983 | 2899.9983 | 2899.9983
SA | S6 | Leigh Creek | Solar | 0 | 0.00019728 | 0.00029256 | 0.00032158 | 0.00032227 | 0.00037194 | 0.00039665 | 0.00075699 | 0.00075732 | 0.00076965 | 0.00076992 | 0.0014983 | 0.0014985 | 0.0015015 | 451.1709 | 451.1709 | 469.3183 | 469.3183 | 469.3183 | 557.9342 | 1594.9286 | 1614.9698 | 1614.9698 | 1939.4619 | 1991.0121 | 2528.9207 | 2551.9858
SA | S7 | Roxby Downs | Solar | 0 | 0.00022802 | 0.00037167 | 0.00037406 | 0.00037447 | 0.00037686 | 0.00037768 | 0.00077006 | 0.00077036 | 0.0012296 | 0.0012299 | 485.4142 | 485.4142 | 485.4142 | 601.3805 | 601.3805 | 637.3345 | 637.3345 | 637.3345 | 646.801 | 746.694 | 746.694 | 746.694 | 746.694 | 746.694 | 747.5555 | 747.5555
SA | S8 | Eastern Eyre Peninsula | Solar | 0 | 0.00014914 | 0.00016845 | 0.00016945 | 0.00017078 | 0.00017184 | 0.00018425 | 0.00025808 | 0.00025842 | 0.000306 | 0.00030768 | 0.00046579 | 0.00046594 | 0.00047004 | 0.00054813 | 0.00055282 | 0.00081378 | 0.00081559 | 0.00081639 | 0.0011577 | 0.0014748 | 0.001475 | 0.0014753 | 0.0014776 | 0.0014788 | 0.0015197 | 0.0015231
SA | S9 | Western Eyre Peninsula | Solar | 0 | 0.00018043 | 0.00023059 | 0.00023866 | 0.0002394 | 0.00024112 | 0.0002481 | 0.00040166 | 0.0004021 | 0.00070157 | 0.0007019 | 0.0011459 | 0.0011461 | 0.0011475 | 0.0019803 | 0.0019839 | 0.0038029 | 0.0087181 | 0.0087234 | 0.017882 | 0.0324 | 0.0324 | 0.0324 | 0.032402 | 0.032403 | 0.032445 | 0.032454
TAS | T1 | North East Tasmania | Solar | 0 | 0.00018533 | 0.00018616 | 0.00021177 | 0.00021221 | 0.00021257 | 0.00021463 | 0.00027658 | 0.00027735 | 0.00037794 | 0.00037852 | 0.00057529 | 0.00057574 | 0.00057762 | 0.00059683 | 0.00060362 | 0.00061339 | 0.00061374 | 0.00061857 | 0.0006299 | 0.00072541 | 0.0010282 | 0.0010293 | 0.0011097 | 0.0011112 | 0.0023329 | 0.0023337
TAS | T2 | North West Tasmania | Solar | 0 | 0.00011876 | 0.00011896 | 0.00012771 | 0.00012977 | 0.00013031 | 0.00014221 | 0.00017629 | 0.00017742 | 0.00023796 | 0.00023928 | 0.00027506 | 0.00027596 | 0.00027856 | 0.00032424 | 0.00033543 | 0.00050473 | 149.9994 | 149.9994 | 149.9994 | 149.9994 | 149.9994 | 149.9994 | 149.9994 | 149.9994 | 149.9994 | 149.9994
TAS | T3 | Central Highlands | Solar | 0 | 0.00013417 | 0.00013444 | 0.00014795 | 0.00014968 | 0.00015029 | 0.00015441 | 0.00019444 | 0.00019513 | 0.0002537 | 0.00025445 | 0.00030499 | 0.0003054 | 0.00031114 | 0.00038835 | 0.00039149 | 0.00042754 | 0.00042836 | 0.00043648 | 0.00045772 | 0.00048029 | 0.00064479 | 0.00064647 | 0.00071122 | 0.00071295 | 0.0012054 | 0.0012068
Region | REZ | REZ Name | Technology | 2023-24 | 2024-25 | 2025-26 | 2026-27 | 2027-28 | 2028-29 | 2029-30 | 2030-31 | 2031-32 | 2032-33 | 2033-34 | 2034-35 | 2035-36 | 2036-37 | 2037-38 | 2038-39 | 2039-40 | 2040-41 | 2041-42 | 2042-43 | 2043-44 | 2044-45 | 2045-46 | 2046-47 | 2047-48 | 2048-49 | 2049-50
QLD | Q1 | Far North QLD | Wind | 337.318 | 829.365 | 829.365 | 829.365 | 829.365 | 829.365 | 829.365 | 875.4376 | 875.4376 | 905.7536 | 907.3188 | 907.3188 | 907.3188 | 907.3188 | 1174.604 | 1174.604 | 1174.604 | 1174.604 | 1174.604 | 1223.937 | 1138.5696 | 1138.5696 | 1138.5696 | 1177.5185 | 1177.5185 | 1158.6887 | 1403.7721
QLD | Q2 | North Qld Clean Energy Hub | Wind | 43.2 | 51.1528 | 51.1528 | 51.1528 | 51.1529 | 747.2304 | 747.2304 | 747.2304 | 747.2304 | 747.2304 | 753.7116 | 780.1998 | 780.1998 | 780.1999 | 798.1489 | 798.1489 | 798.1489 | 798.1489 | 798.1489 | 801.9114 | 1358.5284 | 1358.5284 | 1315.3284 | 1325.999 | 1325.999 | 1325.9992 | 1325.9992
QLD | Q3 | Northern Qld | Wind | 0 | 0 | 0 | 0 | 0 | 0 | 0 | 0 | 0 | 0 | 0 | 0 | 0 | 0 | 0 | 0 | 0 | 0 | 0 | 0 | 0 | 0 | 0 | 0 | 0 | 0 | 0
QLD | Q4 | Isaac | Wind | 0 | 0.00060629 | 0.0006066 | 0.00063118 | 0.0015211 | 1000.0006 | 1000.0006 | 1000.0015 | 1000.0015 | 1000.0015 | 1000.0015 | 1000.0015 | 1000.0015 | 1000.0015 | 1000.0015 | 1000.0015 | 1000.0015 | 1000.0015 | 1000.0015 | 1000.0015 | 1000.0015 | 1000.0015 | 1000.0015 | 1000.0573 | 1000.0573 | 1318.3448 | 1318.3448
QLD | Q5 | Barcaldine | Wind | 0 | 0.0005726 | 0.00057331 | 0.0010856 | 0.0027828 | 0.0051207 | 0.0051236 | 77.0999 | 99.3108 | 101.0497 | 113.4544 | 113.4544 | 113.4544 | 113.4544 | 113.4545 | 113.4545 | 113.4545 | 116.1894 | 116.1895 | 120.0328 | 129.5113 | 129.5113 | 129.5113 | 129.5121 | 129.5121 | 129.5121 | 129.5121
QLD | Q6 | Fitzroy | Wind | 0 | 0.0019587 | 0.0019596 | 522.2424 | 900.0004 | 1126.6442 | 1126.6442 | 1126.6451 | 1126.6451 | 1126.6452 | 1653.3831 | 1653.3831 | 1653.3831 | 1653.3831 | 3499.9998 | 3499.9998 | 3499.9998 | 3499.9998 | 3499.9998 | 3499.9998 | 3499.9998 | 3499.9998 | 3499.9998 | 4160.4963 | 4160.4963 | 4160.4963 | 4160.4963
QLD | Q7 | Wide Bay | Wind | 0 | 0.00047696 | 0.00047742 | 0.00052014 | 0.00057467 | 182.438 | 182.438 | 182.438 | 182.438 | 182.438 | 182.438 | 182.438 | 182.438 | 182.438 | 182.4381 | 182.4381 | 182.4381 | 182.4381 | 182.4381 | 182.4381 | 182.4381 | 182.4381 | 182.4381 | 448.7392 | 1100.0001 | 1100.0001 | 1100.0001
QLD | Q8 | Darling Downs | Wind | 753 | 1540.5134 | 1540.5134 | 1540.5137 | 2325.9988 | 3052.4367 | 3094.5102 | 4581.0496 | 4581.0496 | 5831.6506 | 6525.9976 | 6525.9976 | 6525.9976 | 6525.9976 | 6525.9976 | 6525.9976 | 6525.9976 | 6525.9976 | 6525.9976 | 7588.6686 | 7588.6686 | 7135.6686 | 7135.6686 | 9336.4476 | 9336.4476 | 9927.0083 | 9927.0083
QLD | Q9 | Banana | Wind | 0 | 0.00042396 | 0.00042431 | 0.00048529 | 0.00071998 | 186.6789 | 186.6789 | 186.6789 | 186.6789 | 186.6792 | 186.6793 | 186.6793 | 186.6793 | 186.6795 | 186.68 | 186.68 | 186.68 | 409.8368 | 676.832 | 676.832 | 676.832 | 676.832 | 676.832 | 1851.1147 | 1851.1147 | 1851.1147 | 1851.1147
NSW | N1 | North West NSW | Wind | 0 | 0 | 0 | 0 | 0 | 0 | 0 | 0 | 0 | 0 | 0 | 0 | 0 | 0 | 0 | 0 | 0 | 0 | 0 | 0 | 0 | 0 | 0 | 0 | 0 | 0 | 0
NSW | N2 | New England | Wind | 442.48 | 442.4883 | 454.3127 | 454.3127 | 3234.5954 | 4027.1864 | 4035.1271 | 4079.5436 | 4079.5436 | 4079.5436 | 4079.5436 | 4318.599 | 5927.5882 | 6627.708 | 7106.1006 | 6933.6206 | 6933.6206 | 6933.6206 | 7020.2964 | 7031.298 | 7400 | 7400 | 7400 | 7400 | 7400 | 7400 | 7400
NSW | N3 | Central-West Orana | Wind | 113.19 | 2230.3577 | 2230.3578 | 3113.1898 | 3543.2752 | 3543.2752 | 3772.07 | 3772.07 | 3772.07 | 5143.865 | 5736.6588 | 5736.6588 | 5736.6588 | 5736.6588 | 5736.6588 | 5736.6588 | 5736.659 | 5870.2056 | 6020.8462 | 7248.395 | 8419.1666 | 8419.1666 | 8419.1666 | 9530.985 | 10769.19 | 10769.19 | 10656
NSW | N4 | Broken Hill | Wind | 198.94 | 198.9404 | 198.9404 | 198.9406 | 198.9406 | 198.9409 | 198.9418 | 198.9435 | 198.9436 | 198.982 | 198.982 | 198.982 | 198.982 | 198.982 | 198.982 | 198.982 | 198.9821 | 245.2133 | 245.2133 | 274.8051 | 207.1817 | 207.1822 | 221.9596 | 315.0678 | 315.0678 | 315.0678 | 315.0678
NSW | N5 | South West NSW | Wind | 0 | 0 | 0.00063039 | 0.00065002 | 0.00065346 | 0.00066373 | 0.00082231 | 0.0009934 | 0.0010143 | 0.0011929 | 0.0013137 | 0.0013164 | 0.0013196 | 0.0013432 | 0.0013663 | 0.0014281 | 0.0014333 | 0.0019473 | 0.0019508 | 0.023195 | 0.0232 | 0.051698 | 3.4258 | 3.4258 | 1100.0417 | 1100.0417 | 1100.0417
NSW | N6 | Wagga Wagga | Wind | 0 | 0.00034898 | 0.0003492 | 0.00037915 | 0.00042805 | 0.00053078 | 0.00076498 | 0.00088997 | 0.00089292 | 0.00090507 | 0.00093109 | 0.00093175 | 0.00093285 | 0.00094489 | 0.00095619 | 0.0011097 | 0.0011269 | 0.0014299 | 0.0014316 | 0.002389 | 0.0023898 | 0.0023956 | 0.0025543 | 0.0026559 | 0.023878 | 0.023913 | 300.0014
NSW | N7 | Tumut | Wind | 0 | 0 | 0 | 0 | 0 | 0 | 0 | 0 | 0 | 0 | 0 | 0 | 0 | 0 | 0 | 0 | 0 | 0 | 0 | 0 | 0 | 0 | 0 | 0 | 0 | 0 | 0
NSW | N8 | Cooma-Monaro | Wind | 113 | 372.2392 | 411.2286 | 411.2286 | 411.2286 | 411.2287 | 413.0001 | 413.0001 | 413.0001 | 413.0001 | 413.0001 | 413.0001 | 413.0001 | 413.0001 | 413.0002 | 416.2221 | 497.8611 | 476.1174 | 476.1174 | 828 | 828 | 828 | 828 | 828 | 828 | 828 | 828
VIC | V1 | Ovens Murray | Wind | 0 | 0 | 0 | 0 | 0 | 0 | 0 | 0 | 0 | 0 | 0 | 0 | 0 | 0 | 0 | 0 | 0 | 0 | 0 | 0 | 0 | 0 | 0 | 0 | 0 | 0 | 0
VIC | V2 | Murray River | Wind | 0 | 0 | 0 | 0 | 0 | 0 | 0 | 0 | 0 | 0 | 0 | 0 | 0 | 0 | 0 | 0 | 0 | 0 | 0 | 0 | 0 | 0 | 0 | 0 | 0 | 0 | 0
VIC | V3 | Western Victoria | Wind | 1934.5 | 1934.5003 | 1934.5003 | 1934.5005 | 2203.301 | 2592.1938 | 2634.5013 | 2634.5033 | 2634.5033 | 2634.5033 | 2582.0173 | 2390.0173 | 2390.0173 | 2390.0221 | 2789.1085 | 2789.1086 | 2789.1086 | 2789.1086 | 2789.1086 | 3025.8872 | 2924.3423 | 2612.3423 | 2738.7787 | 3815.75 | 3575.7501 | 3630.7725 | 3694.3495
VIC | V4 | South West Victoria | Wind | 2023.21 | 2405.1251 | 2405.1251 | 2809.3346 | 2809.3346 | 2809.3346 | 2884.8556 | 2978.9198 | 2978.9198 | 2978.9198 | 4948.4795 | 4948.4795 | 4948.4795 | 4948.4795 | 5398.51 | 4978.51 | 4978.51 | 4856.26 | 4856.26 | 4836.76 | 4644.16 | 4644.16 | 3780.6 | 3780.6 | 3780.6 | 3780.6 | 3780.6
VIC | V5 | Gippsland | Wind | 0 | 500.0004 | 500.0004 | 500.0024 | 500.0024 | 500.0025 | 1110.326 | 1999.9998 | 1999.9998 | 2000 | 2000 | 2000 | 2000 | 2000 | 2000 | 2000 | 2000 | 2000 | 2000 | 2000 | 2000 | 2000 | 2000 | 2000 | 2000 | 2000 | 2000
VIC | V6 | Central North VIC | Wind | 0 | 0.0006317 | 0.00063178 | 0.001091 | 0.0010934 | 0.0013239 | 0.0013299 | 362.156 | 362.156 | 400.0016 | 400.0016 | 400.0016 | 400.0016 | 400.0016 | 400.0016 | 400.0026 | 528.5644 | 683.4382 | 683.4383 | 773.7923 | 773.7923 | 775.1049 | 1162.9236 | 1575.3503 | 1600 | 1600 | 1600
SA | S1 | South East SA | Wind | 324.5 | 759.0202 | 759.0202 | 1063.1078 | 1063.1078 | 1063.1078 | 1124.5007 | 1078.5629 | 1078.5629 | 1078.5629 | 1181.796 | 1181.796 | 1101.296 | 1103.7875 | 1103.7875 | 1103.1934 | 1103.1934 | 1070.5956 | 1070.5956 | 1288.1292 | 1325.3361 | 1325.3361 | 1325.3361 | 1325.3361 | 1374.8688 | 1374.8688 | 1374.8691
SA | S2 | Riverland | Wind | 0 | 0.0004373 | 0.00043743 | 0.00055756 | 0.00056019 | 0.00057466 | 0.00065679 | 0.00091077 | 0.00091623 | 0.0010548 | 0.0012582 | 0.001262 | 0.0012768 | 0.0012874 | 0.0013002 | 0.0015178 | 0.0015275 | 0.0015441 | 0.0015464 | 0.0019966 | 0.0020037 | 0.0022798 | 0.002323 | 0.0023862 | 0.0030249 | 0.0031154 | 0.0031194
SA | S3 | Mid-North SA | Wind | 1343.1 | 1343.1014 | 1343.1014 | 1343.1064 | 1343.1064 | 2136.0926 | 2213.6542 | 2213.6553 | 2213.6553 | 2315.9308 | 2217.2308 | 2217.2308 | 2145.8308 | 2113.048 | 2188.2031 | 2188.2145 | 2254.3475 | 2318.7043 | 2318.7043 | 2725.5067 | 2511.6067 | 2511.6067 | 2380.8067 | 2380.8069 | 2682.2807 | 3062.5932 | 3573.2458
SA | S4 | Yorke Peninsula | Wind | 90.75 | 90.752 | 90.752 | 104.7053 | 104.7055 | 104.7055 | 105.3617 | 108.7578 | 108.7578 | 108.7578 | 108.7578 | 108.7578 | 108.7578 | 108.7578 | 108.7578 | 108.7578 | 108.7578 | 108.7578 | 108.7578 | 108.7579 | 108.7579 | 108.766 | 108.766 | 108.7661 | 108.7661 | 108.7661 | 108.7877
SA | S5 | Northern SA | Wind | 422.4 | 422.4 | 422.4 | 422.4 | 422.4 | 422.4 | 422.4 | 422.4 | 422.4 | 422.4 | 422.4 | 422.4 | 422.4 | 422.4 | 422.4 | 422.4 | 422.4 | 422.4 | 422.4 | 422.4 | 422.4 | 422.4 | 210 | 210 | 210 | 210 | 210
SA | S6 | Leigh Creek | Wind | 0 | 0.00072481 | 0.00072505 | 0.00089235 | 0.00089725 | 0.0024184 | 0.0025318 | 0.0025559 | 0.0025564 | 0.0025773 | 0.0025785 | 0.0025828 | 0.0025843 | 0.002605 | 600.0064 | 600.0064 | 600.0064 | 600.0064 | 600.0064 | 600.0064 | 600.0064 | 600.0064 | 600.0064 | 2100.608 | 2399.9991 | 2399.9991 | 2399.9991
SA | S7 | Roxby Downs | Wind | 0 | 0 | 0 | 0 | 0 | 0 | 0 | 0 | 0 | 0 | 0 | 0 | 0 | 0 | 0 | 0 | 0 | 0 | 0 | 0 | 0 | 0 | 0 | 0 | 0 | 0 | 0
SA | S8 | Eastern Eyre Peninsula | Wind | 136 | 136.0008 | 136.0008 | 136.0022 | 136.0022 | 136.0022 | 136.0022 | 210.9242 | 210.9242 | 284.5166 | 284.5166 | 284.5166 | 214.526 | 214.526 | 214.5261 | 214.5261 | 214.5261 | 214.5261 | 214.5261 | 214.5261 | 214.5261 | 471.859 | 471.859 | 471.859 | 471.859 | 471.859 | 471.859
SA | S9 | Western Eyre Peninsula | Wind | 0 | 0.00072048 | 0.00072079 | 0.0014461 | 0.0014643 | 0.0014855 | 0.0014958 | 0.0034357 | 0.0034383 | 0.0079155 | 0.0079639 | 0.0079707 | 0.0086252 | 0.0086353 | 0.0086451 | 0.0086481 | 0.0086503 | 0.028765 | 0.028766 | 0.028791 | 0.028802 | 0.064443 | 0.06445 | 0.064463 | 0.06447 | 0.064476 | 0.064481
TAS | T1 | North East Tasmania | Wind | 168 | 232.4486 | 232.4486 | 232.4486 | 232.4486 | 232.4486 | 232.4487 | 232.4487 | 282.1054 | 282.9305 | 282.9305 | 282.9305 | 282.9305 | 282.9305 | 282.9305 | 282.9305 | 282.9305 | 282.9305 | 282.9305 | 282.9305 | 282.9305 | 282.9305 | 282.9306 | 282.9306 | 282.9306 | 282.9306 | 282.9306
TAS | T2 | North West Tasmania | Wind | 251.6 | 251.6023 | 251.6023 | 251.6023 | 251.6025 | 326.0827 | 326.0828 | 326.0836 | 1354.2886 | 1354.2886 | 1354.2886 | 1354.2886 | 1354.2886 | 1354.2886 | 1354.2886 | 1354.2886 | 1354.2886 | 1354.2886 | 1354.2886 | 1354.2886 | 1354.2886 | 1354.2886 | 1354.2886 | 1354.2887 | 1354.2887 | 1354.2887 | 1354.2887
TAS | T3 | Central Highlands | Wind | 144 | 665.1618 | 665.1618 | 674.844 | 810.7865 | 811.0522 | 1272.8153 | 1280.4851 | 1303.6926 | 1303.6926 | 1303.6926 | 1303.6926 | 1303.6926 | 1303.6926 | 1305.3662 | 1305.3662 | 1305.3662 | 1323.7705 | 1323.7705 | 1323.7705 | 1323.7705 | 1179.7705 | 1179.7705 | 1179.7706 | 1179.7706 | 1179.7706 | 1179.7706
Region | REZ | REZ Name | Technology | 2023-24 | 2024-25 | 2025-26 | 2026-27 | 2027-28 | 2028-29 | 2029-30 | 2030-31 | 2031-32 | 2032-33 | 2033-34 | 2034-35 | 2035-36 | 2036-37 | 2037-38 | 2038-39 | 2039-40 | 2040-41 | 2041-42 | 2042-43 | 2043-44 | 2044-45 | 2045-46 | 2046-47 | 2047-48 | 2048-49 | 2049-50
NSW | O1 | Hunter Coast | Offshore Wind | 0 | 0 | 0 | 0 | 0 | 0 | 0 | 0 | 0 | 0 | 0 | 0 | 0 | 0 | 0 | 0 | 0.0001243 | 0.0001299 | 0.00013361 | 0.00021125 | 0.00021358 | 0.00021389 | 0.00021505 | 0.00026803 | 0.00026823 | 0.00032319 | 0.00032335
NSW | O2 | Illawarra Coast | Offshore Wind | 0 | 0 | 0 | 0 | 0 | 0 | 0 | 0 | 0 | 0 | 0 | 0 | 0 | 0 | 0 | 0 | 0.00013261 | 0.00014221 | 0.00014233 | 0.00019812 | 0.00019904 | 0.00019918 | 0.00019963 | 0.0002706 | 0.00027106 | 0.00041248 | 0.0004137
VIC | O3 | Gippsland Coast | Offshore Wind | 0 | 0 | 0 | 0 | 0 | 0 | 0 | 0 | 0 | 0 | 0 | 0 | 0 | 0 | 0.00010019 | 0.00010914 | 0.00011814 | 0.00015163 | 0.00015305 | 0.00027527 | 0.00028464 | 0.00028553 | 0.00031196 | 0.0004153 | 0.00068601 | 0.00068725 | 0.00098493
TAS | O4 | North West Tasmania Coast | Offshore Wind | 0 | 0 | 0 | 0 | 0 | 0 | 0 | 0 | 0 | 0 | 0 | 0 | 0 | 0 | 0 | 0 | 0 | 0.00013824 | 0.00013866 | 0.00013985 | 0.00014038 | 0.00014101 | 0.00014146 | 0.0001419 | 0.00014262 | 0.00015833 | 0.00016821
VIC | O5 | Portland Coast | Offshore Wind | 0 | 0 | 0 | 0 | 0 | 0 | 0 | 0 | 0 | 0 | 0 | 0 | 0 | 0 | 0 | 0.00010075 | 0.00011856 | 0.00013304 | 0.00013332 | 0.00018009 | 0.00022791 | 0.00022808 | 0.00039134 | 0.00039582 | 0.0013206 | 0.0013315 | 0.0013415
SA | O6 | South East SA Coast | Offshore Wind | 0 | 0 | 0 | 0 | 0 | 0 | 0 | 0 | 0 | 0 | 0 | 0 | 0 | 0 | 0 | 0 | 0.0001065 | 0.00011809 | 0.0001184 | 0.00012386 | 0.00013697 | 0.00013727 | 0.00014684 | 0.00015388 | 0.00017929 | 0.000199 | 0.00020349

## Option 5_VOM Cost
VOM cost by technology ($000s) - Option 5, Step Change Scenario
VOM | Real June 2021 dollars discounted to 1 July 2021
Explicitly modelled generation
Region | Technology | 2023-24 | 2024-25 | 2025-26 | 2026-27 | 2027-28 | 2028-29 | 2029-30 | 2030-31 | 2031-32 | 2032-33 | 2033-34 | 2034-35 | 2035-36 | 2036-37 | 2037-38 | 2038-39 | 2039-40 | 2040-41 | 2041-42 | 2042-43 | 2043-44 | 2044-45 | 2045-46 | 2046-47 | 2047-48 | 2048-49 | 2049-50
NEM | Black Coal | 331351.1555 | 274920.3398 | 254553.3889 | 223966.0312 | 168451.3133 | 133611.6882 | 114537.4969 | 82989.329 | 75822.348 | 63944.2905 | 38460.059 | 36404.339 | 30191.6675 | 27836.0397 | 27712.6899 | 24870.5299 | 6857.9008 | 2583.4118 | 2388.145 | 0 | 0 | 0 | 0 | 0 | 0 | 0 | 0
NEM | Brown Coal | 106903.9905 | 88684.7335 | 78563.6175 | 58373.556 | 55672.154 | 44112.6295 | 26603.083 | 16431.404 | 12375.002 | 0 | 0 | 0 | 0 | 0 | 0 | 0 | 0 | 0 | 0 | 0 | 0 | 0 | 0 | 0 | 0 | 0 | 0
NEM | CCGT | 14272.7034 | 10330.9942 | 19168.4698 | 23002.2379 | 22287.4531 | 24689.443 | 27113.2645 | 30366.5055 | 25403.8701 | 23405.3779 | 29921.2213 | 32403.0129 | 23052.3007 | 19722.5286 | 14427.065 | 15335.7268 | 13345.8358 | 10828.7685 | 8585.6317 | 9484.2361 | 7094.8917 | 5372.7276 | 2777.2499 | 1937.0008 | 1809.0806 | 1692.3632 | 1640.1489
NEM | Gas - Steam | 238.9453 | 219.0425 | 653.7629 | 296.0511 | 186.3714 | 375.5853 | 296.9717 | 1480.3458 | 246.7633 | 512.2012 | 425.6084 | 709.4869 | 398.9513 | 525.0182 | 560.2265 | 564.1807 | 0 | 0 | 0 | 0 | 0 | 0 | 0 | 0 | 0 | 0 | 0
NEM | OCGT / Diesel | 1874.416 | 1532.7252 | 3106.2404 | 3169.7548 | 2175.3383 | 3052.1459 | 2412.2724 | 9146.5792 | 4126.4366 | 6298.4277 | 10501.813 | 17132.8851 | 9739.1867 | 11800.0731 | 9064.2482 | 7553.9827 | 18088.9672 | 14709.5178 | 7552.5379 | 9538.0594 | 14128.9552 | 6934.5793 | 8817.0118 | 8876.345 | 4079.252 | 6272.4135 | 5483.3479
NEM | Hydro | 115832.6287 | 99683.1466 | 96378.3941 | 88446.937 | 71028.767 | 82808.6662 | 84476.5057 | 77893.2154 | 69845.669 | 63240.9786 | 65545.6875 | 63199.8046 | 55013.8112 | 47909.7135 | 53634.4521 | 46291.4381 | 40560.142 | 37097.7552 | 33633.6997 | 35940.0846 | 34106.7906 | 30106.9045 | 27396.7864 | 33876.2433 | 30306.0403 | 28792.4089 | 26154.6796
NEM | Hydrogen Turbine | 0 | 0 | 0 | 0 | 0 | 0 | 0 | 0 | 0 | 0 | 0 | 0 | 0 | 0 | 0 | 0 | 0 | 0 | 0 | 0 | 0 | 0 | 0 | 0 | 0 | 0 | 0
NEM | Wind | 2522.2329 | 3884.4118 | 3773.3979 | 4216.109 | 5293.568 | 5950.2772 | 5915.7116 | 6016.6846 | 6192.2699 | 6137.3815 | 6253.0838 | 5847.5195 | 5918.5887 | 5857.7666 | 5887.7248 | 5517.9686 | 5127.41 | 4882.6028 | 4584.617 | 4573.974 | 4358.1998 | 4181.9511 | 4023.0411 | 4321.5157 | 4221.2785 | 4020.0511 | 3826.5235
NEM | Solar PV | 1830.0146 | 1600.1173 | 1738.3934 | 1734.5719 | 1629.834 | 1506.7893 | 1634.7304 | 1879.8457 | 1851.7499 | 2138.3337 | 2168.6863 | 2213.8526 | 2164.3892 | 2090.9751 | 2132.0849 | 2232.5704 | 2865.7309 | 2968.7289 | 3232.584 | 3549.4144 | 3522.4481 | 3336.732 | 3285.7014 | 2939.4055 | 2826.0227 | 2950.5478 | 2869.3564
NEM | Grid Battery | 36.7019 | 34.4515 | 117.8597 | 190.3435 | 393.0463 | 711.9171 | 700.9546 | 811.1124 | 749.863 | 1328.4346 | 1216.5895 | 1110.0663 | 1204.0296 | 1146.8789 | 1055.0539 | 1018.0565 | 1496.0393 | 1512.4937 | 2074.8977 | 2257.4509 | 2160.307 | 2183.3855 | 2124.431 | 1710.4172 | 1549.8478 | 1656.2076 | 1514.1966
NEM | Pumped Hydro | 3583.606 | 5587.3649 | 5293.4495 | 8806.8595 | 10915.5198 | 16323.1526 | 17153.1456 | 22164.9597 | 21579.5988 | 19531.4512 | 20527.936 | 19608.0875 | 19573.8877 | 19524.2875 | 16839.5361 | 15230.1261 | 13479.6271 | 9533.9312 | 10101.1265 | 9813.7639 | 8212.8116 | 7013.867 | 6716.462 | 8223.268 | 6015.1997 | 5582.701 | 4147.8941
NEM | VPP | 19.3709 | 36.6183 | 61.7733 | 85.3821 | 109.1828 | 127.1801 | 160.1845 | 184.1547 | 200.4419 | 223.2015 | 248.3804 | 264.6592 | 292.6132 | 314.9264 | 313.3213 | 321.8542 | 332.2172 | 319.2275 | 328.619 | 319.1752 | 306.7034 | 310.9593 | 315.8821 | 293.2961 | 284.6341 | 286.5401 | 274.3546
Total excluding storage |  | 578465.7657 | 486513.9456 | 463408.7475 | 412287.834 | 338142.548 | 313269.4743 | 281004.3209 | 249364.1359 | 218394.0127 | 186760.0786 | 175269.0652 | 178893.7136 | 147549.4258 | 136728.2078 | 131626.4025 | 118936.434 | 102153.8703 | 84436.4375 | 72481.8585 | 75476.1584 | 73891.1073 | 59441.1063 | 55456.5656 | 62177.4917 | 51091.3556 | 51253.2332 | 45910.5015
Region | Technology | 2023-24 | 2024-25 | 2025-26 | 2026-27 | 2027-28 | 2028-29 | 2029-30 | 2030-31 | 2031-32 | 2032-33 | 2033-34 | 2034-35 | 2035-36 | 2036-37 | 2037-38 | 2038-39 | 2039-40 | 2040-41 | 2041-42 | 2042-43 | 2043-44 | 2044-45 | 2045-46 | 2046-47 | 2047-48 | 2048-49 | 2049-50
NSW1 | Black Coal | 166024.478 | 131189.9695 | 114396.6606 | 102627.289 | 67125.671 | 58252.926 | 46078.665 | 37610.7645 | 34930.3555 | 33529.9835 | 17188.0045 | 16750.5935 | 13917.5665 | 11754.6 | 12377.272 | 11691.792 | 0 | 0 | 0 | 0 | 0 | 0 | 0 | 0 | 0 | 0 | 0
NSW1 | Brown Coal | 0 | 0 | 0 | 0 | 0 | 0 | 0 | 0 | 0 | 0 | 0 | 0 | 0 | 0 | 0 | 0 | 0 | 0 | 0 | 0 | 0 | 0 | 0 | 0 | 0 | 0 | 0
NSW1 | CCGT | 91.8165 | 40.3027 | 1858.3462 | 3871.2678 | 4150.295 | 3379.803 | 5370.551 | 5164.682 | 4467.272 | 3859.2675 | 5520.775 | 6172.1295 | 3807.7818 | 3736.506 | 3787.1022 | 4280.056 | 4109.789 | 3069.906 | 2502.0618 | 2849.5548 | 0 | 0 | 0 | 0 | 0 | 0 | 0
NSW1 | Gas - Steam | 0 | 0 | 0 | 0 | 0 | 0 | 0 | 0 | 0 | 0 | 0 | 0 | 0 | 0 | 0 | 0 | 0 | 0 | 0 | 0 | 0 | 0 | 0 | 0 | 0 | 0 | 0
NSW1 | OCGT / Diesel | 65.8396 | 31.3247 | 167.4651 | 183.7863 | 111.988 | 15.5698 | 0.28686 | 354.0319 | 62.3784 | 350.6222 | 444.3712 | 1922.7109 | 1040.391 | 1428.5018 | 773.7027 | 750.1625 | 3614.1565 | 3635.8026 | 1845.1442 | 1889.0671 | 3445.298 | 1354.1348 | 1990.1065 | 1482.3925 | 1209.8109 | 1258.8444 | 1467.0335
NSW1 | Hydro | 13510.5909 | 17873.4454 | 17675.6185 | 16894.1977 | 13345.0974 | 18144.9232 | 14583.8447 | 14031.0093 | 12562.0146 | 10570.5967 | 12346.3123 | 12187.2193 | 10728.2708 | 8948.9401 | 11739.1101 | 9388.9944 | 7873.8465 | 7184.8795 | 6188.6206 | 6866.6204 | 6672.926 | 5725.6822 | 4654.3513 | 6854.6787 | 6329.602 | 5996.6526 | 5489.7927
NSW1 | Hydrogen Turbine | 0 | 0 | 0 | 0 | 0 | 0 | 0 | 0 | 0 | 0 | 0 | 0 | 0 | 0 | 0 | 0 | 0 | 0 | 0 | 0 | 0 | 0 | 0 | 0 | 0 | 0 | 0
NSW1 | Wind | 523.8319 | 1146.1822 | 1104.8699 | 1292.6885 | 1956.7127 | 2047.5836 | 1887.1369 | 1781.3734 | 1678.4015 | 1815.3814 | 1764.1974 | 1680.4316 | 1879.0608 | 1865.7416 | 1849.491 | 1649.4254 | 1555.4487 | 1378.157 | 1369.3911 | 1378.772 | 1365.2394 | 1342.6096 | 1297.0035 | 1354.0153 | 1333.3796 | 1231.3777 | 1110.0734
NSW1 | Solar PV | 772.2777 | 687.6204 | 812.1526 | 849.8029 | 813.6578 | 772.3399 | 888.0422 | 1082.6344 | 1017.3595 | 1058.6818 | 1070.2478 | 996.014 | 1001.0705 | 972.3584 | 957.067 | 975.0688 | 1189.1527 | 1160.8649 | 1211.0193 | 1159.8052 | 1083.9918 | 1081.7564 | 1046.9543 | 982.926 | 911.6691 | 954.343 | 936.6609
NSW1 | Grid Battery | 1.8099 | 2.0844 | 85.5514 | 160.0905 | 364.8322 | 421.7328 | 426.079 | 435.3922 | 391.0613 | 568.9232 | 503.0252 | 443.9641 | 458.7036 | 426.8069 | 380.3651 | 359.1993 | 592.6801 | 534.5039 | 652.5904 | 596.5187 | 522.7145 | 593.8831 | 538.2433 | 463.1098 | 368.6697 | 431.1252 | 401.8558
NSW1 | Pumped Hydro | 732.1182 | 1379.1749 | 1324.3161 | 3687.1212 | 5891.3025 | 13702.7412 | 14134.1782 | 18342.7165 | 18064.5703 | 16586.0601 | 17571.7124 | 16947.106 | 16710.1036 | 16872.4095 | 15174.7178 | 13269.4656 | 11576.8597 | 7940.4507 | 8599.7497 | 8374.7706 | 6920.8122 | 5811.4662 | 5724.4225 | 7400.1429 | 5301.9987 | 4837.7325 | 3500.9678
NSW1 | VPP | 5.0864 | 11.0658 | 19.4418 | 27.0236 | 34.4483 | 40.2462 | 50.9232 | 60.1408 | 66.6817 | 76.269 | 86.3873 | 92.4169 | 103.3977 | 109.6843 | 110.3705 | 113.0224 | 117.0389 | 112.5388 | 115.1315 | 111.4713 | 105.6029 | 109.3161 | 109.0643 | 101.6223 | 97.9674 | 100.1837 | 97.9244
Total excluding storage |  | 181727.8491 | 152361.17 | 137444.4224 | 129593.2675 | 93794.005 | 96777.8656 | 83419.7071 | 78862.745 | 73240.0949 | 68415.7853 | 56495.0331 | 57192.5859 | 49646.3463 | 46115.5486 | 47149.1983 | 42477.1863 | 30628.9721 | 25017.1034 | 22483.7087 | 23226.58 | 20116.5847 | 16018.8484 | 15360.1458 | 18638.8875 | 15553.0974 | 14810.2591 | 13004.3085
Region | Technology | 2023-24 | 2024-25 | 2025-26 | 2026-27 | 2027-28 | 2028-29 | 2029-30 | 2030-31 | 2031-32 | 2032-33 | 2033-34 | 2034-35 | 2035-36 | 2036-37 | 2037-38 | 2038-39 | 2039-40 | 2040-41 | 2041-42 | 2042-43 | 2043-44 | 2044-45 | 2045-46 | 2046-47 | 2047-48 | 2048-49 | 2049-50
QLD1 | Black Coal | 165326.6775 | 143730.3703 | 140156.7283 | 121338.7422 | 101325.6423 | 75358.7622 | 68458.8319 | 45378.5645 | 40891.9925 | 30414.307 | 21272.0545 | 19653.7455 | 16274.101 | 16081.4397 | 15335.4179 | 13178.7379 | 6857.9008 | 2583.4118 | 2388.145 | 0 | 0 | 0 | 0 | 0 | 0 | 0 | 0
QLD1 | Brown Coal | 0 | 0 | 0 | 0 | 0 | 0 | 0 | 0 | 0 | 0 | 0 | 0 | 0 | 0 | 0 | 0 | 0 | 0 | 0 | 0 | 0 | 0 | 0 | 0 | 0 | 0 | 0
QLD1 | CCGT | 6917.7584 | 5488.0405 | 10265.6186 | 14656.2961 | 14455.9876 | 15979.895 | 16900.397 | 18864.939 | 17236.2259 | 15475.7142 | 19979.6563 | 20637.5324 | 15993.2459 | 12289.0441 | 10639.9628 | 11055.6708 | 9236.0468 | 7758.8625 | 6083.5699 | 6634.6813 | 7094.8917 | 5372.7276 | 2777.2499 | 1937.0008 | 1809.0806 | 1692.3632 | 1640.1489
QLD1 | Gas - Steam | 0 | 0 | 0 | 0 | 0 | 0 | 0 | 0 | 0 | 0 | 0 | 0 | 0 | 0 | 0 | 0 | 0 | 0 | 0 | 0 | 0 | 0 | 0 | 0 | 0 | 0 | 0
QLD1 | OCGT / Diesel | 23.58 | 0.0037981 | 23.3561 | 153.4698 | 194.0164 | 126.2354 | 36.585 | 2617.9539 | 2022.0592 | 1911.842 | 5727.7457 | 6430.3357 | 4483.1334 | 5950.4002 | 2432.6162 | 1510.9364 | 4697.0343 | 3718.7226 | 1540.5912 | 2766.4484 | 3161.273 | 1904.586 | 2774.1852 | 2682.2266 | 904.0552 | 2216.7981 | 1508.7311
QLD1 | Hydro | 4790.0756 | 4543.7329 | 4413.2595 | 4012.6173 | 3877.3162 | 3737.0722 | 3508.082 | 3298.6873 | 3116.1147 | 2960.335 | 2781.1233 | 2611.7074 | 2459.2618 | 2335.0186 | 681.9495 | 603.7786 | 463.4657 | 407.451 | 368.2508 | 0 | 0 | 0 | 0 | 0 | 0 | 0 | 0
QLD1 | Hydrogen Turbine | 0 | 0 | 0 | 0 | 0 | 0 | 0 | 0 | 0 | 0 | 0 | 0 | 0 | 0 | 0 | 0 | 0 | 0 | 0 | 0 | 0 | 0 | 0 | 0 | 0 | 0 | 0
QLD1 | Wind | 353.4547 | 645.9011 | 647.1558 | 740.7999 | 1012.3633 | 1578.6944 | 1487.8461 | 1703.6647 | 1588.2188 | 1696.8546 | 1702.0818 | 1612.4465 | 1506.1788 | 1520.905 | 1685.6615 | 1576.0139 | 1480.0071 | 1340.2964 | 1321.5356 | 1300.2266 | 1280.6545 | 1146.5884 | 1146.1757 | 1374.7863 | 1302.0326 | 1332.5986 | 1201.1297
QLD1 | Solar PV | 751.576 | 663.7868 | 687.2768 | 658.5518 | 604.6032 | 535.7455 | 562.1699 | 628.0053 | 662.6962 | 757.1792 | 806.1694 | 855.7582 | 813.8952 | 758.7168 | 773.2345 | 872.0888 | 1268.2164 | 1322.7385 | 1343.3717 | 1747.39 | 1608.7193 | 1455.4335 | 1400.1209 | 1267.3722 | 1263.1697 | 1317.98 | 1315.448
QLD1 | Grid Battery | 4.6926 | 4.4295 | 4.2807 | 4.111 | 3.897 | 267.8701 | 253.9886 | 319.5941 | 306.0916 | 537.3778 | 520.7673 | 490.9135 | 469.1586 | 454.3021 | 373.2604 | 372.5265 | 607.2996 | 584.191 | 778.3618 | 1122.0931 | 1006.7435 | 930.6473 | 902.0685 | 718.7279 | 710.2577 | 742.8406 | 703.3464
QLD1 | Pumped Hydro | 2851.4878 | 4208.19 | 3969.1325 | 5119.737 | 5024.2159 | 2620.4101 | 3018.9659 | 3813.6702 | 3504.3654 | 2829.9436 | 2843.3625 | 2563.2647 | 2744.6723 | 2537.3956 | 1538.9539 | 1843.4392 | 1780.7319 | 1482.9888 | 1401.6946 | 1351.2691 | 1206.5422 | 1115.2735 | 906.5922 | 749.5886 | 643.7511 | 679.5455 | 588.324
QLD1 | VPP | 4.491 | 9.0151 | 15.1806 | 22.4805 | 28.7931 | 35.0031 | 45.8495 | 54.5895 | 60.2775 | 66.8609 | 75.775 | 82.2526 | 88.1702 | 95.1173 | 93.0802 | 97.0455 | 99.8537 | 99.0262 | 98.5851 | 99.1834 | 97.3898 | 94.3739 | 95.0205 | 90.694 | 88.5283 | 85.7698 | 84.4166
Total excluding storage |  | 181023.7935 | 159293.47 | 160181.9889 | 146706.8055 | 126526.8351 | 100239.688 | 94272.716 | 76679.6685 | 69388.0419 | 56650.4144 | 55708.7359 | 54937.9566 | 44831.8172 | 42022.3395 | 33554.1369 | 31110.2376 | 26490.5564 | 19297.6888 | 15324.1058 | 15021.2919 | 15456.214 | 12019.6302 | 10001.4128 | 8820.3965 | 6720.8752 | 8067.8959 | 7041.5447
Region | Technology | 2023-24 | 2024-25 | 2025-26 | 2026-27 | 2027-28 | 2028-29 | 2029-30 | 2030-31 | 2031-32 | 2032-33 | 2033-34 | 2034-35 | 2035-36 | 2036-37 | 2037-38 | 2038-39 | 2039-40 | 2040-41 | 2041-42 | 2042-43 | 2043-44 | 2044-45 | 2045-46 | 2046-47 | 2047-48 | 2048-49 | 2049-50
VIC1 | Black Coal | 0 | 0 | 0 | 0 | 0 | 0 | 0 | 0 | 0 | 0 | 0 | 0 | 0 | 0 | 0 | 0 | 0 | 0 | 0 | 0 | 0 | 0 | 0 | 0 | 0 | 0 | 0
VIC1 | Brown Coal | 106903.9905 | 88684.7335 | 78563.6175 | 58373.556 | 55672.154 | 44112.6295 | 26603.083 | 16431.404 | 12375.002 | 0 | 0 | 0 | 0 | 0 | 0 | 0 | 0 | 0 | 0 | 0 | 0 | 0 | 0 | 0 | 0 | 0 | 0
VIC1 | CCGT | 0 | 0 | 0 | 0 | 0 | 0 | 0 | 0 | 0 | 0 | 0 | 0 | 0 | 0 | 0 | 0 | 0 | 0 | 0 | 0 | 0 | 0 | 0 | 0 | 0 | 0 | 0
VIC1 | Gas - Steam | 35.9229 | 36.9538 | 135.6914 | 296.0511 | 186.3714 | 375.5853 | 296.9717 | 1480.3458 | 246.7633 | 512.2012 | 425.6084 | 709.4869 | 398.9513 | 525.0182 | 560.2265 | 564.1807 | 0 | 0 | 0 | 0 | 0 | 0 | 0 | 0 | 0 | 0 | 0
VIC1 | OCGT / Diesel | 222.6929 | 143.8501 | 340.7135 | 1191.7309 | 650.7866 | 1061.0785 | 670.081 | 2869.3584 | 432.161 | 2034.8773 | 1648.6006 | 4676.0655 | 2191.3221 | 2167.2945 | 3323.0214 | 2705.8723 | 6223.2654 | 5014.7029 | 2664.1926 | 3060.8033 | 5322.9601 | 3263.9959 | 3713.7902 | 4517.2817 | 1855.1107 | 2581.9549 | 2298.0528
VIC1 | Hydro | 18151.9868 | 20864.83 | 20378.3608 | 18315.0855 | 14482.8692 | 20651.4748 | 16312.6012 | 13344.347 | 12634.1811 | 10898.0063 | 12716.1004 | 12381.1717 | 11189.0445 | 8849.282 | 12710.7538 | 10061.7545 | 8247.0182 | 7788.4217 | 6738.1217 | 7846.5789 | 7670.597 | 6906.9973 | 5475.8681 | 7826.8883 | 7419.9608 | 7033.1765 | 6637.817
VIC1 | Hydrogen Turbine | 0 | 0 | 0 | 0 | 0 | 0 | 0 | 0 | 0 | 0 | 0 | 0 | 0 | 0 | 0 | 0 | 0 | 0 | 0 | 0 | 0 | 0 | 0 | 0 | 0 | 0 | 0
VIC1 | Wind | 890.5106 | 1062.6753 | 1038.2751 | 1111.8584 | 1260.0202 | 1188.6554 | 1316.1084 | 1401.4905 | 1514.8378 | 1299.541 | 1551.5689 | 1419.1932 | 1402.0785 | 1374.1367 | 1283.6148 | 1273.6941 | 1159.5604 | 1214.7365 | 1034.3257 | 1035.5645 | 933.4138 | 900.4756 | 839.032 | 816.7785 | 814.4762 | 729.5066 | 766.2632
VIC1 | Solar PV | 192.9134 | 156.5985 | 149.4173 | 143.8725 | 132.9528 | 125.1733 | 117.316 | 108.5974 | 115.1528 | 222.9796 | 202.7534 | 218.1746 | 211.8525 | 219.491 | 213.5254 | 204.4398 | 238.2938 | 213.7059 | 329.8151 | 323.6432 | 410.1512 | 410.2651 | 424.2387 | 352.4363 | 343.5408 | 360.1343 | 326.7269
VIC1 | Grid Battery | 14.0452 | 12.3506 | 13.729 | 12.8084 | 11.6865 | 10.5706 | 9.8879 | 46.0884 | 43.4022 | 75.6435 | 62.1575 | 56.4256 | 116.6853 | 110.0689 | 118.0043 | 112.2995 | 131.3179 | 166.5522 | 303.9078 | 263.0526 | 261.4243 | 306.7418 | 305.4449 | 248.5574 | 231.9311 | 237.0983 | 208.3901
VIC1 | Pumped Hydro | 0 | 0 | 0.00025479 | 0.00054318 | 0.00052888 | 0.00048845 | 0.00046922 | 0.00069768 | 0.00064749 | 0.00060763 | 0.00056839 | 0.00052997 | 0.00070127 | 0.00064828 | 0.0011312 | 0.0010736 | 0.0010965 | 0.0010819 | 0.0011468 | 0.001027 | 0.0009798 | 2.3041 | 2.2924 | 1.9736 | 1.8257 | 3.4928 | 3.3158
VIC1 | VPP | 3.576 | 7.8451 | 16.5181 | 23.6913 | 31.7635 | 36.1962 | 44.1955 | 47.7861 | 49.1641 | 52.8222 | 55.7612 | 58.7742 | 67.1631 | 73.121 | 73.3261 | 74.8193 | 77.574 | 72.2203 | 77.6977 | 73.0402 | 68.1805 | 72.3373 | 74.5294 | 68.1667 | 67.1514 | 68.4811 | 62.688
Total excluding storage |  | 126415.6383 | 110969.8369 | 100636.3229 | 79468.6546 | 72428.6048 | 67561.3641 | 45370.2453 | 35729.4185 | 27410.665 | 15096.0717 | 16662.5511 | 19519.2922 | 15577.098 | 13318.4128 | 18282.4734 | 14997.0613 | 16077.0308 | 14470.3406 | 11148.0617 | 12602.6839 | 14666.7279 | 11863.1172 | 10835.1956 | 13832.0825 | 10733.9968 | 11013.8445 | 10303.2539
Region | Technology | 2023-24 | 2024-25 | 2025-26 | 2026-27 | 2027-28 | 2028-29 | 2029-30 | 2030-31 | 2031-32 | 2032-33 | 2033-34 | 2034-35 | 2035-36 | 2036-37 | 2037-38 | 2038-39 | 2039-40 | 2040-41 | 2041-42 | 2042-43 | 2043-44 | 2044-45 | 2045-46 | 2046-47 | 2047-48 | 2048-49 | 2049-50
SA1 | Black Coal | 0 | 0 | 0 | 0 | 0 | 0 | 0 | 0 | 0 | 0 | 0 | 0 | 0 | 0 | 0 | 0 | 0 | 0 | 0 | 0 | 0 | 0 | 0 | 0 | 0 | 0 | 0
SA1 | Brown Coal | 0 | 0 | 0 | 0 | 0 | 0 | 0 | 0 | 0 | 0 | 0 | 0 | 0 | 0 | 0 | 0 | 0 | 0 | 0 | 0 | 0 | 0 | 0 | 0 | 0 | 0 | 0
SA1 | CCGT | 7263.1285 | 4802.651 | 7044.505 | 4474.674 | 3681.1705 | 5329.745 | 4842.3165 | 6336.8845 | 3700.3722 | 4070.3962 | 4420.79 | 5593.351 | 3251.273 | 3696.9785 | 0 | 0 | 0 | 0 | 0 | 0 | 0 | 0 | 0 | 0 | 0 | 0 | 0
SA1 | Gas - Steam | 203.0224 | 182.0887 | 518.0715 | 0 | 0 | 0 | 0 | 0 | 0 | 0 | 0 | 0 | 0 | 0 | 0 | 0 | 0 | 0 | 0 | 0 | 0 | 0 | 0 | 0 | 0 | 0 | 0
SA1 | OCGT / Diesel | 1562.3023 | 1357.5453 | 2574.7042 | 1639.2777 | 1218.5458 | 1849.2608 | 1695.812 | 3271.6429 | 1596.8464 | 1949.0485 | 2664.5711 | 4005.3218 | 1961.8489 | 2193.8659 | 2461.3249 | 2534.2164 | 3319.7736 | 2300.6555 | 1479.9077 | 1785.1526 | 2162.8435 | 397.6041 | 321.2797 | 173.5778 | 98.6117 | 180.9901 | 188.3667
SA1 | Hydro | 0 | 0 | 0 | 0 | 0 | 0 | 0 | 0 | 0 | 0 | 0 | 0 | 0 | 0 | 0 | 0 | 0 | 0 | 0 | 0 | 0 | 0 | 0 | 0 | 0 | 0 | 0
SA1 | Hydrogen Turbine | 0 | 0 | 0 | 0 | 0 | 0 | 0 | 0 | 0 | 0 | 0 | 0 | 0 | 0 | 0 | 0 | 0 | 0 | 0 | 0 | 0 | 0 | 0 | 0 | 0 | 0 | 0
SA1 | Wind | 590.8879 | 655.6651 | 604.0183 | 706.165 | 657.2898 | 754.2008 | 740.485 | 679.1371 | 693.0763 | 646.672 | 624.8416 | 537.1435 | 555.0243 | 527.148 | 549.665 | 538.5837 | 486.8156 | 486.955 | 432.4679 | 471.5972 | 397.4576 | 437.05 | 393.8989 | 457.5592 | 478.3123 | 454.3314 | 469.8474
SA1 | Solar PV | 113.2474 | 92.1115 | 89.5467 | 82.3447 | 78.6202 | 73.5306 | 67.2023 | 60.6085 | 56.5414 | 99.4931 | 89.5156 | 143.9057 | 137.5709 | 140.4089 | 188.2579 | 180.9729 | 170.0679 | 263.4808 | 340.4979 | 310.2594 | 412.2288 | 381.8741 | 407.3607 | 330.9916 | 301.6456 | 312.3325 | 285.4011
SA1 | Grid Battery | 16.1542 | 15.5868 | 14.2983 | 13.3333 | 12.6303 | 11.7433 | 10.9986 | 10.0371 | 9.3072 | 146.4893 | 130.6387 | 118.7624 | 159.4814 | 155.7004 | 183.4234 | 174.0306 | 164.741 | 227.2457 | 340.0368 | 275.7857 | 369.4238 | 352.1122 | 378.6734 | 280.0213 | 238.9884 | 245.1425 | 200.6033
SA1 | Pumped Hydro | 0 | 0 | 0.0002437 | 0.00033687 | 0.00033123 | 0.00030981 | 0.0003036 | 0.00036232 | 0.00035039 | 0.00033077 | 0.00031501 | 0.00030161 | 0.00034916 | 0.00033152 | 0.00038571 | 0.00037169 | 0.00036654 | 0.00038381 | 0.00042306 | 0.00041296 | 0.00040203 | 0.00046742 | 0.0004494 | 0.00041152 | 0.00039748 | 0.00037863 | 0.00039814
SA1 | VPP | 6.1791 | 8.3591 | 10.1797 | 11.4321 | 12.9541 | 14.1512 | 16.7425 | 18.5102 | 20.3695 | 23.1706 | 25.9559 | 26.8014 | 29.0047 | 31.7859 | 31.4101 | 31.8595 | 31.9319 | 30.0256 | 31.6233 | 30.1537 | 30.488 | 29.7541 | 32.0115 | 28.2119 | 26.3312 | 27.3289 | 24.8669
Total excluding storage |  | 9754.9219 | 7114.0075 | 10855.324 | 6927.2271 | 5661.2111 | 8032.6319 | 7373.5572 | 10376.8206 | 6076.5134 | 6935.2701 | 7956.3132 | 10425.2861 | 6094.2036 | 6745.8879 | 3414.0817 | 3459.6635 | 4173.3304 | 3308.3629 | 2624.534 | 2872.949 | 3372.4422 | 1598.3949 | 1533.2247 | 1270.3621 | 1143.8895 | 1220.1257 | 1169.0857
Region | Technology | 2023-24 | 2024-25 | 2025-26 | 2026-27 | 2027-28 | 2028-29 | 2029-30 | 2030-31 | 2031-32 | 2032-33 | 2033-34 | 2034-35 | 2035-36 | 2036-37 | 2037-38 | 2038-39 | 2039-40 | 2040-41 | 2041-42 | 2042-43 | 2043-44 | 2044-45 | 2045-46 | 2046-47 | 2047-48 | 2048-49 | 2049-50
TAS1 | Black Coal | 0 | 0 | 0 | 0 | 0 | 0 | 0 | 0 | 0 | 0 | 0 | 0 | 0 | 0 | 0 | 0 | 0 | 0 | 0 | 0 | 0 | 0 | 0 | 0 | 0 | 0 | 0
TAS1 | Brown Coal | 0 | 0 | 0 | 0 | 0 | 0 | 0 | 0 | 0 | 0 | 0 | 0 | 0 | 0 | 0 | 0 | 0 | 0 | 0 | 0 | 0 | 0 | 0 | 0 | 0 | 0 | 0
TAS1 | CCGT | 0 | 0 | 0 | 0 | 0 | 0 | 0 | 0 | 0 | 0 | 0 | 0 | 0 | 0 | 0 | 0 | 0 | 0 | 0 | 0 | 0 | 0 | 0 | 0 | 0 | 0 | 0
TAS1 | Gas - Steam | 0 | 0 | 0 | 0 | 0 | 0 | 0 | 0 | 0 | 0 | 0 | 0 | 0 | 0 | 0 | 0 | 0 | 0 | 0 | 0 | 0 | 0 | 0 | 0 | 0 | 0 | 0
TAS1 | OCGT / Diesel | 0.0011473 | 0.0014336 | 0.0014424 | 1.4901 | 0.0014217 | 0.001439 | 9.5074 | 33.592 | 12.9916 | 52.0378 | 16.5243 | 98.4512 | 62.4913 | 60.0106 | 73.5829 | 52.795 | 234.7375 | 39.6343 | 22.7022 | 36.588 | 36.5806 | 14.2586 | 17.6501 | 20.8664 | 11.6635 | 33.826 | 21.1638
TAS1 | Hydro | 79379.9753 | 56401.1383 | 53911.1553 | 49225.0366 | 39323.4841 | 40275.196 | 50071.9778 | 47219.1718 | 41533.3586 | 38812.0406 | 37702.1515 | 36019.7062 | 30637.2341 | 27776.4728 | 28502.6387 | 26236.9106 | 23975.8116 | 21717.0031 | 20338.7066 | 21226.8852 | 19763.2676 | 17474.2249 | 17266.567 | 19194.6763 | 16556.4775 | 15762.5798 | 14027.0699
TAS1 | Hydrogen Turbine | 0 | 0 | 0 | 0 | 0 | 0 | 0 | 0 | 0 | 0 | 0 | 0 | 0 | 0 | 0 | 0 | 0 | 0 | 0 | 0 | 0 | 0 | 0 | 0 | 0 | 0 | 0
TAS1 | Wind | 163.5478 | 373.988 | 379.0788 | 364.5972 | 407.182 | 381.1429 | 484.1352 | 451.0189 | 717.7355 | 678.9326 | 610.3941 | 598.3047 | 576.2463 | 569.8353 | 519.2925 | 480.2515 | 445.5782 | 462.4579 | 426.8967 | 387.8137 | 381.4345 | 355.2275 | 346.931 | 318.3765 | 293.0778 | 272.2368 | 279.2098
TAS1 | Solar PV | 0 | 5.2131e-05 | 4.8826e-05 | 5.3361e-05 | 4.8572e-05 | 3.9214e-05 | 3.9094e-05 | 4.9506e-05 | 4.311e-05 | 5.9499e-05 | 5.9416e-05 | 7.7546e-05 | 7.2298e-05 | 6.8271e-05 | 6.1804e-05 | 6.1006e-05 | 6.7784e-05 | 7.9389 | 7.88 | 8.3165 | 7.357 | 7.4028 | 7.0268 | 5.6794 | 5.9974 | 5.7579 | 5.1196
TAS1 | Grid Battery | 0 | 0.00023072 | 0.00025557 | 0.00027307 | 0.00031218 | 0.00029764 | 0.00034562 | 0.0005463 | 0.00063958 | 0.00073416 | 0.00072401 | 0.00067636 | 0.00071258 | 0.00066526 | 0.00071062 | 0.00067982 | 0.0006988 | 0.00086584 | 0.00083851 | 0.00079532 | 0.00086967 | 0.0010353 | 0.00096621 | 0.0008609 | 0.00088684 | 0.0009115 | 0.00098664
TAS1 | Pumped Hydro | 0 | 0 | 0.00040311 | 0.00041324 | 0.00046969 | 0.00048784 | 0.00070995 | 8.572 | 10.6621 | 115.4466 | 112.8603 | 97.7159 | 119.1108 | 114.4815 | 125.8629 | 117.2199 | 122.034 | 110.4903 | 99.6806 | 87.7228 | 85.4558 | 84.8227 | 83.1544 | 71.5625 | 67.6237 | 61.9298 | 55.2861
TAS1 | VPP | 0.038518 | 0.33323 | 0.45309 | 0.75462 | 1.2238 | 1.5835 | 2.4739 | 3.1281 | 3.9491 | 4.0788 | 4.5009 | 4.4141 | 4.8774 | 5.218 | 5.1344 | 5.1075 | 5.8187 | 5.4165 | 5.5813 | 5.3266 | 5.0422 | 5.1779 | 5.2564 | 4.6013 | 4.6558 | 4.7766 | 4.4586
Total excluding storage |  | 79543.5628 | 56775.4612 | 54290.6893 | 49591.8793 | 39731.8921 | 40657.9247 | 50568.0954 | 47715.4834 | 42278.6975 | 39662.5372 | 38446.4319 | 36818.5929 | 31399.9608 | 28526.0189 | 29226.5122 | 26892.2853 | 24783.9807 | 22342.9418 | 20901.4482 | 21752.6537 | 20279.1385 | 17941.1156 | 17726.5867 | 19615.7632 | 16939.4966 | 16141.108 | 14392.3088
Explicitly modelled pumping
Region | Technology | 2023-24 | 2024-25 | 2025-26 | 2026-27 | 2027-28 | 2028-29 | 2029-30 | 2030-31 | 2031-32 | 2032-33 | 2033-34 | 2034-35 | 2035-36 | 2036-37 | 2037-38 | 2038-39 | 2039-40 | 2040-41 | 2041-42 | 2042-43 | 2043-44 | 2044-45 | 2045-46 | 2046-47 | 2047-48 | 2048-49 | 2049-50
NEM | Grid Battery pump | 43.4528 | 40.9567 | 41.0491 | 38.4501 | 35.9472 | 32.7211 | 30.7575 | 28.4645 | 26.6404 | 25.5563 | 21.5886 | 18.4145 | 17.7769 | 15.9117 | 14.2154 | 13.2764 | 13.2018 | 11.8335 | 7.5521 | 7.0947 | 3.3654 | 3.0952 | 2.9997 | 2.5772 | 2.3794 | 2.285 | 2.0825
NEM | Pumped Hydro Pump | 8460.5866 | 13912.6415 | 12376.5748 | 18993.186 | 22811.0141 | 25116.6247 | 28699.6643 | 34675.8256 | 35870.2464 | 30449.8596 | 33219.4717 | 29217.2048 | 30486.4886 | 30856.0989 | 25071.2276 | 23712.5654 | 20102.0716 | 14752.4171 | 14938.2129 | 15268.0897 | 11536.776 | 10540.0725 | 10492.3961 | 11986.6953 | 9078.7546 | 7884.7993 | 5882.0736
NEM | VPP pump | 22.7235 | 43.1312 | 72.7132 | 100.3707 | 128.6106 | 149.4781 | 188.6503 | 216.4795 | 236.3769 | 262.2678 | 292.2483 | 311.5076 | 344.015 | 370.4534 | 369.3356 | 378.8952 | 389.9535 | 376.5677 | 385.8218 | 375.8672 | 360.5481 | 365.8375 | 372.1756 | 344.5419 | 335.4401 | 336.5114 | 322.6763
Region | Technology | 2023-24 | 2024-25 | 2025-26 | 2026-27 | 2027-28 | 2028-29 | 2029-30 | 2030-31 | 2031-32 | 2032-33 | 2033-34 | 2034-35 | 2035-36 | 2036-37 | 2037-38 | 2038-39 | 2039-40 | 2040-41 | 2041-42 | 2042-43 | 2043-44 | 2044-45 | 2045-46 | 2046-47 | 2047-48 | 2048-49 | 2049-50
NSW1 | Grid Battery pump | 2.1468 | 2.4795 | 2.7103 | 2.5937 | 2.3781 | 2.0907 | 1.9508 | 1.9283 | 1.7858 | 1.7258 | 1.5825 | 1.4226 | 1.4095 | 0 | 0 | 0 | 0 | 0 | 0 | 0 | 0 | 0 | 0 | 0 | 0 | 0 | 0
NSW1 | Pumped Hydro Pump | 4395.9928 | 7964.8218 | 6892.6036 | 11964.4703 | 15886.4691 | 21584.9763 | 24612.3581 | 29496.8021 | 31101.7309 | 26629.6013 | 29380.4203 | 25840.6437 | 26873.5673 | 27508.8998 | 23482.5269 | 21784.5268 | 18337.0038 | 13315.9016 | 13591.9689 | 13972.6951 | 10364.4171 | 9433.5059 | 9618.5864 | 11395.2298 | 8559.9746 | 7322.0247 | 5398.7475
NSW1 | VPP pump | 5.9639 | 13.0259 | 22.8672 | 31.794 | 40.545 | 47.3353 | 59.913 | 70.7585 | 78.6566 | 89.5613 | 101.6524 | 108.7739 | 121.5651 | 129.0488 | 130.236 | 132.9871 | 137.3229 | 132.7832 | 135.0717 | 131.1929 | 124.231 | 128.5916 | 128.6101 | 119.2743 | 115.5787 | 117.5573 | 115.2136
Region | Technology | 2023-24 | 2024-25 | 2025-26 | 2026-27 | 2027-28 | 2028-29 | 2029-30 | 2030-31 | 2031-32 | 2032-33 | 2033-34 | 2034-35 | 2035-36 | 2036-37 | 2037-38 | 2038-39 | 2039-40 | 2040-41 | 2041-42 | 2042-43 | 2043-44 | 2044-45 | 2045-46 | 2046-47 | 2047-48 | 2048-49 | 2049-50
QLD1 | Grid Battery pump | 5.5706 | 5.2731 | 5.1096 | 4.8801 | 4.6389 | 4.2355 | 3.9563 | 3.8193 | 3.6149 | 3.4632 | 3.2357 | 2.9975 | 2.784 | 2.7015 | 2.3424 | 2.247 | 2.21 | 2.1193 | 2.0373 | 1.9964 | 1.8533 | 1.7149 | 1.6581 | 1.4841 | 1.4012 | 1.3037 | 1.2538
QLD1 | Pumped Hydro Pump | 4064.5938 | 5947.8197 | 5483.9712 | 7028.7157 | 6924.545 | 3531.6484 | 4087.3062 | 5179.0235 | 4768.5155 | 3820.2583 | 3839.0514 | 3376.561 | 3612.9213 | 3347.1991 | 1588.7007 | 1928.0386 | 1765.0678 | 1436.5156 | 1346.244 | 1295.3947 | 1172.3589 | 1106.5666 | 873.8098 | 591.4655 | 518.78 | 562.7746 | 483.3261
QLD1 | VPP pump | 5.2687 | 10.6065 | 17.9076 | 26.4014 | 33.8758 | 41.1822 | 53.9435 | 64.2263 | 71.1066 | 78.4765 | 89.2079 | 96.9004 | 103.651 | 111.8135 | 109.8354 | 114.0192 | 117.3209 | 116.7145 | 115.9443 | 116.7006 | 114.5614 | 111.037 | 111.7285 | 106.8132 | 104.0148 | 100.9891 | 99.203
Region | Technology | 2023-24 | 2024-25 | 2025-26 | 2026-27 | 2027-28 | 2028-29 | 2029-30 | 2030-31 | 2031-32 | 2032-33 | 2033-34 | 2034-35 | 2035-36 | 2036-37 | 2037-38 | 2038-39 | 2039-40 | 2040-41 | 2041-42 | 2042-43 | 2043-44 | 2044-45 | 2045-46 | 2046-47 | 2047-48 | 2048-49 | 2049-50
VIC1 | Grid Battery pump | 16.6801 | 14.7508 | 16.3394 | 15.2054 | 13.952 | 12.5433 | 11.8069 | 10.8798 | 10.239 | 9.7709 | 6.89 | 6.119 | 6.0501 | 5.7531 | 5.1091 | 4.6479 | 4.9985 | 4.2244 | 0 | 0 | 0 | 0 | 0 | 0 | 0 | 0 | 0
VIC1 | Pumped Hydro Pump | 0 | 0 | 0 | 0 | 0 | 0 | 0 | 0 | 0 | 0 | 0 | 0 | 0 | 0 | 0 | 0 | 0 | 0 | 0 | 0 | 0 | 0 | 0 | 0 | 0 | 0 | 0
VIC1 | VPP pump | 4.1954 | 9.2562 | 19.4439 | 27.8375 | 37.4633 | 42.4937 | 52.1221 | 56.0979 | 58.0031 | 62.0989 | 65.6137 | 69.1052 | 78.9473 | 86.0303 | 86.2907 | 88.2845 | 90.9954 | 85.2456 | 91.1412 | 86.1841 | 79.9743 | 85.1049 | 87.9467 | 79.9434 | 79.2619 | 80.3176 | 73.7563
Region | Technology | 2023-24 | 2024-25 | 2025-26 | 2026-27 | 2027-28 | 2028-29 | 2029-30 | 2030-31 | 2031-32 | 2032-33 | 2033-34 | 2034-35 | 2035-36 | 2036-37 | 2037-38 | 2038-39 | 2039-40 | 2040-41 | 2041-42 | 2042-43 | 2043-44 | 2044-45 | 2045-46 | 2046-47 | 2047-48 | 2048-49 | 2049-50
SA1 | Grid Battery pump | 19.0553 | 18.4533 | 16.8898 | 15.7709 | 14.9782 | 13.8516 | 13.0435 | 11.8371 | 11.0006 | 10.5965 | 9.8805 | 7.8755 | 7.5334 | 7.4571 | 6.7639 | 6.3814 | 5.9932 | 5.4898 | 5.5148 | 5.0984 | 1.512 | 1.3803 | 1.3416 | 1.0931 | 0.97824 | 0.98124 | 0.82865
SA1 | Pumped Hydro Pump | 0 | 0 | 0 | 0 | 0 | 0 | 0 | 0 | 0 | 0 | 0 | 0 | 0 | 0 | 0 | 0 | 0 | 0 | 0 | 0 | 0 | 0 | 0 | 0 | 0 | 0 | 0
SA1 | VPP pump | 7.2514 | 9.8483 | 11.9632 | 13.4502 | 15.2797 | 16.6108 | 19.7498 | 21.7277 | 23.9643 | 27.3257 | 30.4801 | 31.527 | 34.1255 | 37.3977 | 36.9556 | 37.5941 | 37.4696 | 35.4253 | 37.0981 | 35.5459 | 35.8499 | 35.0127 | 37.6805 | 33.1227 | 31.0819 | 32.0522 | 29.2574
Region | Technology | 2023-24 | 2024-25 | 2025-26 | 2026-27 | 2027-28 | 2028-29 | 2029-30 | 2030-31 | 2031-32 | 2032-33 | 2033-34 | 2034-35 | 2035-36 | 2036-37 | 2037-38 | 2038-39 | 2039-40 | 2040-41 | 2041-42 | 2042-43 | 2043-44 | 2044-45 | 2045-46 | 2046-47 | 2047-48 | 2048-49 | 2049-50
TAS1 | Grid Battery pump | 0 | 0 | 0 | 0 | 0 | 0 | 0 | 0 | 0 | 0 | 0 | 0 | 0 | 0 | 0 | 0 | 0 | 0 | 0 | 0 | 0 | 0 | 0 | 0 | 0 | 0 | 0
TAS1 | Pumped Hydro Pump | 0 | 0 | 0 | 0 | 0 | 0 | 0 | 0 | 0 | 0 | 0 | 0 | 0 | 0 | 0 | 0 | 0 | 0 | 0 | 0 | 0 | 0 | 0 | 0 | 0 | 0 | 0
TAS1 | VPP pump | 0.043981 | 0.39423 | 0.53125 | 0.8876 | 1.4468 | 1.8561 | 2.922 | 3.669 | 4.6464 | 4.8054 | 5.2941 | 5.2012 | 5.7261 | 6.1631 | 6.0178 | 6.0103 | 6.8446 | 6.3991 | 6.5664 | 6.2437 | 5.9315 | 6.0913 | 6.2097 | 5.3884 | 5.5029 | 5.5952 | 5.246

## Option 5_FOM Cost
FOM cost by technology ($000s) - Option 5, Step Change Scenario
FOM | Real June 2021 dollars discounted to 1 July 2021. For new entrant capacity, the FOM is incurred annually in modelling. For existing capacity, FOM is considered to be a sunk cost, since the fixed retirement dates are assumed to be the same in the Base Case and the option case.
Explicitly modelled generation
Region | Technology | 2023-24 | 2024-25 | 2025-26 | 2026-27 | 2027-28 | 2028-29 | 2029-30 | 2030-31 | 2031-32 | 2032-33 | 2033-34 | 2034-35 | 2035-36 | 2036-37 | 2037-38 | 2038-39 | 2039-40 | 2040-41 | 2041-42 | 2042-43 | 2043-44 | 2044-45 | 2045-46 | 2046-47 | 2047-48 | 2048-49 | 2049-50
NEM | Black Coal | 0 | 0 | 0 | 0 | 0 | 0 | 0 | 0 | 0 | 0 | 0 | 0 | 0 | 0 | 0 | 0 | 0 | 0 | 0 | 0 | 0 | 0 | 0 | 0 | 0 | 0 | 0
NEM | Brown Coal | 0 | 0 | 0 | 0 | 0 | 0 | 0 | 0 | 0 | 0 | 0 | 0 | 0 | 0 | 0 | 0 | 0 | 0 | 0 | 0 | 0 | 0 | 0 | 0 | 0 | 0 | 0
NEM | CCGT | 0 | 0 | 0 | 0 | 0 | 0 | 0 | 0 | 0 | 0 | 0 | 0 | 0 | 0 | 0 | 0 | 0 | 0 | 0 | 0 | 0 | 0 | 0 | 0 | 0 | 0 | 0
NEM | Gas - Steam | 0 | 0 | 0 | 0 | 0 | 0 | 0 | 0 | 0 | 0 | 0 | 0 | 0 | 0 | 0 | 0 | 0 | 0 | 0 | 0 | 0 | 0 | 0 | 0 | 0 | 0 | 0
NEM | OCGT / Diesel | 0 | 0.017604 | 0.01669 | 0.016303 | 0.015574 | 913.4889 | 865.8664 | 820.7271 | 780.0146 | 737.2769 | 698.8407 | 662.4085 | 3246.1858 | 3068.3214 | 9526.045 | 9029.4265 | 8581.5174 | 8111.3204 | 7688.4554 | 7287.6355 | 10365.1514 | 15685.0301 | 14867.3271 | 18978.9315 | 18037.4719 | 22932.255 | 21736.7347
NEM | Hydro | 0 | 0 | 0 | 0 | 0 | 0 | 0 | 0 | 0 | 0 | 0 | 0 | 0 | 0 | 0 | 0 | 0 | 0 | 0 | 0 | 0 | 0 | 0 | 0 | 0 | 0 | 0
NEM | Hydrogen Turbine | 0 | 0 | 0 | 0 | 0 | 0 | 0 | 0 | 0 | 0 | 0 | 0 | 0 | 0 | 0 | 0 | 0 | 0 | 0 | 0 | 0 | 0 | 0 | 0 | 0 | 0 | 0
NEM | Wind | 0 | 117010.7961 | 111979.81 | 147854.5934 | 226625.9284 | 300451.2586 | 312357.0517 | 344599.2897 | 345008.118 | 366835.4943 | 399568.1144 | 381988.4911 | 381760.9391 | 370242.6285 | 395788.5293 | 376754.7105 | 363850.0181 | 351031.4873 | 337348.1803 | 350592.1089 | 354318.8023 | 336978.0643 | 323203.9908 | 364441.4389 | 370715.7321 | 359153.9423 | 350872.5711
NEM | Solar PV | 0 | 0.10726 | 12587.3795 | 11931.1859 | 11358.5572 | 19225.6514 | 30213.2474 | 52157.0084 | 53151.1028 | 80590.3207 | 91225.293 | 105043.9787 | 99833.2185 | 98156.4499 | 138250.9207 | 141048.9367 | 208323.7699 | 239033.7521 | 254220.2944 | 296067.7996 | 317126.5703 | 299915.9584 | 288132.0677 | 302235.3126 | 295102.1633 | 296774.3437 | 303693.6391
NEM | Grid Battery | 0 | 0.10154 | 9107.129 | 8632.4191 | 20366.5446 | 42173.3878 | 41272.4552 | 45433.932 | 43665.3818 | 77047.0934 | 75179.0503 | 71259.7639 | 75447.1623 | 71313.276 | 72529.9195 | 68748.7412 | 97585.9084 | 103475.1673 | 134920.8137 | 152045.2705 | 154371.6969 | 158287.4249 | 150429.131 | 144465.9713 | 137299.668 | 147950.4228 | 141810.2889
NEM | Pumped Hydro | 0 | 0 | 6082.2296 | 5765.1644 | 5735.9719 | 7086.9907 | 6717.5364 | 6761.4489 | 6426.0455 | 10685.2715 | 10128.2207 | 11662.51 | 12182.6926 | 11515.1812 | 23717.7374 | 22481.2681 | 24104.2199 | 22783.5072 | 21595.7453 | 20469.9022 | 19454.4846 | 18697.2167 | 17722.4809 | 19861.3889 | 18876.1548 | 17904.3057 | 16970.9069
NEM | VPP | 0 | 0 | 0 | 0 | 0 | 0 | 0 | 0 | 0 | 0 | 0 | 0 | 0 | 0 | 0 | 0 | 0 | 0 | 0 | 0 | 0 | 0 | 0 | 0 | 0 | 0 | 0
Total excluding storage |  | 0 | 117011.0225 | 139756.5647 | 174183.379 | 264087.0178 | 369850.7775 | 391426.1571 | 449772.4061 | 449030.6627 | 535895.4567 | 576799.5191 | 570617.1522 | 572470.1982 | 554295.8569 | 639813.1519 | 618063.0829 | 702445.4338 | 724435.2343 | 755773.4891 | 826462.7167 | 855636.7055 | 829563.6944 | 794354.9975 | 849983.0431 | 840031.1901 | 844715.2695 | 835084.1407
Region | Technology | 2023-24 | 2024-25 | 2025-26 | 2026-27 | 2027-28 | 2028-29 | 2029-30 | 2030-31 | 2031-32 | 2032-33 | 2033-34 | 2034-35 | 2035-36 | 2036-37 | 2037-38 | 2038-39 | 2039-40 | 2040-41 | 2041-42 | 2042-43 | 2043-44 | 2044-45 | 2045-46 | 2046-47 | 2047-48 | 2048-49 | 2049-50
NSW1 | Black Coal | 0 | 0 | 0 | 0 | 0 | 0 | 0 | 0 | 0 | 0 | 0 | 0 | 0 | 0 | 0 | 0 | 0 | 0 | 0 | 0 | 0 | 0 | 0 | 0 | 0 | 0 | 0
NSW1 | Brown Coal | 0 | 0 | 0 | 0 | 0 | 0 | 0 | 0 | 0 | 0 | 0 | 0 | 0 | 0 | 0 | 0 | 0 | 0 | 0 | 0 | 0 | 0 | 0 | 0 | 0 | 0 | 0
NSW1 | CCGT | 0 | 0 | 0 | 0 | 0 | 0 | 0 | 0 | 0 | 0 | 0 | 0 | 0 | 0 | 0 | 0 | 0 | 0 | 0 | 0 | 0 | 0 | 0 | 0 | 0 | 0 | 0
NSW1 | Gas - Steam | 0 | 0 | 0 | 0 | 0 | 0 | 0 | 0 | 0 | 0 | 0 | 0 | 0 | 0 | 0 | 0 | 0 | 0 | 0 | 0 | 0 | 0 | 0 | 0 | 0 | 0 | 0
NSW1 | OCGT / Diesel | 0 | 0.0078479 | 0.0074388 | 0.007051 | 0.0067052 | 0.0063461 | 0.0060241 | 0.0057169 | 0.0054371 | 0.0051451 | 0.0048914 | 0.0046517 | 0.0044243 | 0.0041966 | 3596.4617 | 3408.9684 | 3239.8648 | 3062.3467 | 2902.6983 | 2751.3728 | 2614.8897 | 3151.5063 | 2987.2098 | 3581.1404 | 3403.4961 | 3403.3135 | 3225.8896
NSW1 | Hydro | 0 | 0 | 0 | 0 | 0 | 0 | 0 | 0 | 0 | 0 | 0 | 0 | 0 | 0 | 0 | 0 | 0 | 0 | 0 | 0 | 0 | 0 | 0 | 0 | 0 | 0 | 0
NSW1 | Hydrogen Turbine | 0 | 0 | 0 | 0 | 0 | 0 | 0 | 0 | 0 | 0 | 0 | 0 | 0 | 0 | 0 | 0 | 0 | 0 | 0 | 0 | 0 | 0 | 0 | 0 | 0 | 0 | 0
NSW1 | Wind | 0 | 53669.6684 | 51940.826 | 67146.4939 | 121770.3123 | 128479.6788 | 125892.3892 | 120003.0551 | 114050.2426 | 127983.111 | 129577.3046 | 125748.7454 | 138231.9651 | 138357.7397 | 136131.7434 | 129069.2012 | 123494.3819 | 119361.608 | 115236.5795 | 123191.6476 | 132664.6215 | 125395.9266 | 119002.6842 | 121225.0471 | 131225.6615 | 124035.5749 | 119344.2779
NSW1 | Solar PV | 0 | 0.043553 | 12587.303 | 11931.0947 | 11358.4699 | 17549.6634 | 28311.3713 | 42830.9026 | 40706.254 | 45890.2047 | 50470.9634 | 48968.0837 | 46538.9969 | 46605.7413 | 61631.0802 | 63682.1504 | 83307.6213 | 90764.0651 | 91517.9579 | 94596.9318 | 95519.2971 | 90285.62 | 85578.787 | 93444.6571 | 93014.4795 | 91518.0691 | 95463.4616
NSW1 | Grid Battery | 0 | 0.063792 | 9107.0875 | 8632.3162 | 20366.44 | 26091.9211 | 26029.3554 | 24672.3936 | 23448.5088 | 33009.4567 | 31288.5858 | 29657.4275 | 28186.2702 | 26641.8937 | 25252.9811 | 23936.4758 | 38664.7087 | 36546.2114 | 40680.6312 | 40175.7809 | 39004.8678 | 41904.0586 | 40113.1434 | 39901.0483 | 37921.7379 | 42272.0441 | 40068.2991
NSW1 | Pumped Hydro | 0 | 0 | 6082.1941 | 5765.1133 | 5735.9199 | 5421.6415 | 5138.9969 | 4871.0875 | 4629.4548 | 4375.7988 | 4147.6768 | 3931.4473 | 3736.4273 | 3531.7018 | 3347.6035 | 3173.0839 | 3015.6816 | 2850.4471 | 2701.8463 | 2560.992 | 2433.9542 | 2300.6062 | 2180.6694 | 2066.9964 | 1964.462 | 1856.8256 | 1760.0243
NSW1 | VPP | 0 | 0 | 0 | 0 | 0 | 0 | 0 | 0 | 0 | 0 | 0 | 0 | 0 | 0 | 0 | 0 | 0 | 0 | 0 | 0 | 0 | 0 | 0 | 0 | 0 | 0 | 0
Total excluding storage |  | 0 | 53669.7836 | 79717.418 | 93475.0251 | 159231.1487 | 177542.911 | 185372.1189 | 192377.4445 | 182834.4656 | 211258.5762 | 215484.5355 | 208305.7086 | 216693.6639 | 215137.0807 | 229959.8699 | 223269.8798 | 251722.2584 | 252584.6782 | 253039.7133 | 263276.7252 | 272237.6302 | 263037.7177 | 249862.4938 | 260218.8894 | 267529.8369 | 263085.8271 | 259861.9525
Region | Technology | 2023-24 | 2024-25 | 2025-26 | 2026-27 | 2027-28 | 2028-29 | 2029-30 | 2030-31 | 2031-32 | 2032-33 | 2033-34 | 2034-35 | 2035-36 | 2036-37 | 2037-38 | 2038-39 | 2039-40 | 2040-41 | 2041-42 | 2042-43 | 2043-44 | 2044-45 | 2045-46 | 2046-47 | 2047-48 | 2048-49 | 2049-50
QLD1 | Black Coal | 0 | 0 | 0 | 0 | 0 | 0 | 0 | 0 | 0 | 0 | 0 | 0 | 0 | 0 | 0 | 0 | 0 | 0 | 0 | 0 | 0 | 0 | 0 | 0 | 0 | 0 | 0
QLD1 | Brown Coal | 0 | 0 | 0 | 0 | 0 | 0 | 0 | 0 | 0 | 0 | 0 | 0 | 0 | 0 | 0 | 0 | 0 | 0 | 0 | 0 | 0 | 0 | 0 | 0 | 0 | 0 | 0
QLD1 | CCGT | 0 | 0 | 0 | 0 | 0 | 0 | 0 | 0 | 0 | 0 | 0 | 0 | 0 | 0 | 0 | 0 | 0 | 0 | 0 | 0 | 0 | 0 | 0 | 0 | 0 | 0 | 0
QLD1 | Gas - Steam | 0 | 0 | 0 | 0 | 0 | 0 | 0 | 0 | 0 | 0 | 0 | 0 | 0 | 0 | 0 | 0 | 0 | 0 | 0 | 0 | 0 | 0 | 0 | 0 | 0 | 0 | 0
QLD1 | OCGT / Diesel | 0 | 0.0019992 | 0.0018962 | 0.0019196 | 0.0018401 | 913.4758 | 865.8538 | 820.7145 | 780.0026 | 737.2648 | 698.8292 | 662.3974 | 629.5388 | 595.0453 | 3282.1659 | 3111.0577 | 2956.7322 | 2794.7275 | 2649.0308 | 2510.9296 | 2386.3737 | 2255.6199 | 2138.0284 | 6163.5835 | 5857.8357 | 11233.6622 | 10648.021
QLD1 | Hydro | 0 | 0 | 0 | 0 | 0 | 0 | 0 | 0 | 0 | 0 | 0 | 0 | 0 | 0 | 0 | 0 | 0 | 0 | 0 | 0 | 0 | 0 | 0 | 0 | 0 | 0 | 0
QLD1 | Hydrogen Turbine | 0 | 0 | 0 | 0 | 0 | 0 | 0 | 0 | 0 | 0 | 0 | 0 | 0 | 0 | 0 | 0 | 0 | 0 | 0 | 0 | 0 | 0 | 0 | 0 | 0 | 0 | 0
QLD1 | Wind | 0 | 23313.7904 | 22098.3797 | 30761.3621 | 50013.0453 | 98613.4493 | 94145.7625 | 113796.8636 | 108511.0112 | 120046.2365 | 129842.9563 | 123398.176 | 117276.9466 | 110851.1315 | 127295.4857 | 120659.2282 | 114673.8655 | 110639.3611 | 107390.7301 | 110724.6777 | 110252.6445 | 104211.7004 | 98778.8632 | 122556.3897 | 120460.8444 | 119913.3589 | 115005.1659
QLD1 | Solar PV | 0 | 0.017641 | 0.024527 | 0.024411 | 0.023542 | 1675.9268 | 1901.8165 | 9326.0208 | 12444.7635 | 22248.7061 | 28952.0453 | 35828.4469 | 34051.1584 | 32185.4336 | 46260.5393 | 48590.1941 | 91439.4766 | 101611.0423 | 100446.0371 | 136699.3839 | 129928.2995 | 122809.2902 | 118438.9261 | 125742.0722 | 122387.9888 | 124663.9738 | 129855.6835
QLD1 | Grid Battery | 0 | 0.008579 | 0.0095476 | 0.014132 | 0.017447 | 16081.3843 | 15243.0184 | 18460.3172 | 18029.7992 | 31541.3817 | 32045.6724 | 30375.0451 | 28868.2758 | 27286.5303 | 25864.0099 | 24515.6497 | 38840.8869 | 36712.7239 | 48516.6916 | 68473.4308 | 65076.7716 | 61511.0965 | 58304.3569 | 55264.7935 | 52523.3554 | 61391.0443 | 58190.5634
QLD1 | Pumped Hydro | 0 | 0 | 0.0080185 | 0.011761 | 0.011603 | 1665.3091 | 1578.4921 | 1496.2011 | 1421.9813 | 1344.0684 | 1273.9989 | 3269.8823 | 3107.6783 | 2937.4029 | 14898.3916 | 14121.6983 | 16159.3303 | 15273.931 | 14477.6598 | 13722.9005 | 13042.169 | 12327.5647 | 11684.8955 | 14138.5478 | 13437.1979 | 12700.9495 | 12038.8147
QLD1 | VPP | 0 | 0 | 0 | 0 | 0 | 0 | 0 | 0 | 0 | 0 | 0 | 0 | 0 | 0 | 0 | 0 | 0 | 0 | 0 | 0 | 0 | 0 | 0 | 0 | 0 | 0 | 0
Total excluding storage |  | 0 | 23313.8187 | 22098.4237 | 30761.4144 | 50013.0997 | 118949.5453 | 113734.9434 | 143900.1172 | 141187.5578 | 175917.6575 | 192813.5022 | 193533.9477 | 183933.5979 | 173855.5436 | 217600.5923 | 210997.8281 | 264070.2915 | 267031.7858 | 273480.1493 | 332131.3226 | 320686.2583 | 303115.2717 | 289345.0701 | 323865.3866 | 314667.2222 | 329902.9886 | 325738.2484
Region | Technology | 2023-24 | 2024-25 | 2025-26 | 2026-27 | 2027-28 | 2028-29 | 2029-30 | 2030-31 | 2031-32 | 2032-33 | 2033-34 | 2034-35 | 2035-36 | 2036-37 | 2037-38 | 2038-39 | 2039-40 | 2040-41 | 2041-42 | 2042-43 | 2043-44 | 2044-45 | 2045-46 | 2046-47 | 2047-48 | 2048-49 | 2049-50
VIC1 | Black Coal | 0 | 0 | 0 | 0 | 0 | 0 | 0 | 0 | 0 | 0 | 0 | 0 | 0 | 0 | 0 | 0 | 0 | 0 | 0 | 0 | 0 | 0 | 0 | 0 | 0 | 0 | 0
VIC1 | Brown Coal | 0 | 0 | 0 | 0 | 0 | 0 | 0 | 0 | 0 | 0 | 0 | 0 | 0 | 0 | 0 | 0 | 0 | 0 | 0 | 0 | 0 | 0 | 0 | 0 | 0 | 0 | 0
VIC1 | CCGT | 0 | 0 | 0 | 0 | 0 | 0 | 0 | 0 | 0 | 0 | 0 | 0 | 0 | 0 | 0 | 0 | 0 | 0 | 0 | 0 | 0 | 0 | 0 | 0 | 0 | 0 | 0
VIC1 | Gas - Steam | 0 | 0 | 0 | 0 | 0 | 0 | 0 | 0 | 0 | 0 | 0 | 0 | 0 | 0 | 0 | 0 | 0 | 0 | 0 | 0 | 0 | 0 | 0 | 0 | 0 | 0 | 0
VIC1 | OCGT / Diesel | 0 | 0.00388 | 0.0036777 | 0.0034922 | 0.0033226 | 0.0031533 | 0.0029984 | 0.002855 | 0.0027166 | 0.0026341 | 0.0025066 | 0.0024604 | 2616.6309 | 2473.2609 | 2647.4037 | 2509.3874 | 2384.908 | 2254.2345 | 2136.7152 | 2025.3225 | 5276.8814 | 10195.6614 | 9664.134 | 9160.3166 | 8705.9144 | 8228.9015 | 7799.9066
VIC1 | Hydro | 0 | 0 | 0 | 0 | 0 | 0 | 0 | 0 | 0 | 0 | 0 | 0 | 0 | 0 | 0 | 0 | 0 | 0 | 0 | 0 | 0 | 0 | 0 | 0 | 0 | 0 | 0
VIC1 | Hydrogen Turbine | 0 | 0 | 0 | 0 | 0 | 0 | 0 | 0 | 0 | 0 | 0 | 0 | 0 | 0 | 0 | 0 | 0 | 0 | 0 | 0 | 0 | 0 | 0 | 0 | 0 | 0 | 0
VIC1 | Wind | 0 | 18687.8138 | 17713.5677 | 24614.8003 | 28339.0577 | 33548.9925 | 43509.1154 | 61973.7388 | 58899.5003 | 56213.7724 | 79485.2323 | 75341.4537 | 71604.1023 | 67680.8384 | 73991.0931 | 70133.7503 | 67922.397 | 65644.2459 | 62222.0342 | 61934.8214 | 59094.0236 | 55866.0284 | 56603.0966 | 63579.4881 | 60583.9694 | 57763.0759 | 59276.9736
VIC1 | Solar PV | 0 | 0.01541 | 0.014928 | 0.030082 | 0.028791 | 0.027356 | 0.026405 | 0.034252 | 0.036961 | 8991.7871 | 8523.021 | 11244.3271 | 10686.5466 | 11277.5852 | 14177.4064 | 13438.3026 | 17942.5764 | 16997.7195 | 27282.4006 | 28443.2097 | 40028.1912 | 37891.1366 | 37735.2914 | 37499.325 | 36170.1597 | 37079.1884 | 37033.721
VIC1 | Grid Battery | 0 | 0.013075 | 0.012518 | 0.056313 | 0.053777 | 0.05084 | 0.0484 | 2301.0376 | 2186.8937 | 4189.7961 | 3971.3709 | 3764.3327 | 8153.4536 | 7706.7112 | 9005.7159 | 8536.2239 | 8903.3001 | 13290.6033 | 22794.4416 | 21606.1067 | 22679.6267 | 26398.8068 | 25022.5658 | 23718.077 | 22541.5303 | 21306.442 | 21768.5716
VIC1 | Pumped Hydro | 0 | 0 | 0.0073163 | 0.016037 | 0.015322 | 0.014561 | 0.013906 | 0.020138 | 0.019157 | 0.018182 | 0.017305 | 0.016472 | 0.019483 | 0.018578 | 0.03375 | 0.032051 | 0.030579 | 0.029711 | 0.029934 | 0.028521 | 0.027532 | 76.8337 | 72.8286 | 69.032 | 65.6077 | 124.4222 | 117.9358
VIC1 | VPP | 0 | 0 | 0 | 0 | 0 | 0 | 0 | 0 | 0 | 0 | 0 | 0 | 0 | 0 | 0 | 0 | 0 | 0 | 0 | 0 | 0 | 0 | 0 | 0 | 0 | 0 | 0
Total excluding storage |  | 0 | 18687.8462 | 17713.6062 | 24614.9062 | 28339.1589 | 33549.0884 | 43509.2071 | 64274.8336 | 61086.4529 | 69395.3764 | 91979.6441 | 90350.1324 | 93060.7529 | 89138.4142 | 99821.6528 | 94617.6962 | 97153.2122 | 98186.833 | 114435.6215 | 114009.4889 | 127078.7506 | 130428.4669 | 129097.9163 | 134026.2387 | 128067.1815 | 124502.0299 | 125997.1086
Region | Technology | 2023-24 | 2024-25 | 2025-26 | 2026-27 | 2027-28 | 2028-29 | 2029-30 | 2030-31 | 2031-32 | 2032-33 | 2033-34 | 2034-35 | 2035-36 | 2036-37 | 2037-38 | 2038-39 | 2039-40 | 2040-41 | 2041-42 | 2042-43 | 2043-44 | 2044-45 | 2045-46 | 2046-47 | 2047-48 | 2048-49 | 2049-50
SA1 | Black Coal | 0 | 0 | 0 | 0 | 0 | 0 | 0 | 0 | 0 | 0 | 0 | 0 | 0 | 0 | 0 | 0 | 0 | 0 | 0 | 0 | 0 | 0 | 0 | 0 | 0 | 0 | 0
SA1 | Brown Coal | 0 | 0 | 0 | 0 | 0 | 0 | 0 | 0 | 0 | 0 | 0 | 0 | 0 | 0 | 0 | 0 | 0 | 0 | 0 | 0 | 0 | 0 | 0 | 0 | 0 | 0 | 0
SA1 | CCGT | 0 | 0 | 0 | 0 | 0 | 0 | 0 | 0 | 0 | 0 | 0 | 0 | 0 | 0 | 0 | 0 | 0 | 0 | 0 | 0 | 0 | 0 | 0 | 0 | 0 | 0 | 0
SA1 | Gas - Steam | 0 | 0 | 0 | 0 | 0 | 0 | 0 | 0 | 0 | 0 | 0 | 0 | 0 | 0 | 0 | 0 | 0 | 0 | 0 | 0 | 0 | 0 | 0 | 0 | 0 | 0 | 0
SA1 | OCGT / Diesel | 0 | 0.0020258 | 0.0019214 | 0.0021689 | 0.0020678 | 0.001967 | 0.001876 | 0.002103 | 0.0020104 | 0.0022242 | 0.0021227 | 0.0021442 | 0.0071942 | 0.0068078 | 0.0091301 | 0.008658 | 0.0082488 | 0.0078033 | 0.0074008 | 0.0070234 | 87.0032 | 82.2361 | 77.9489 | 73.8852 | 70.2201 | 66.3727 | 62.9125
SA1 | Hydro | 0 | 0 | 0 | 0 | 0 | 0 | 0 | 0 | 0 | 0 | 0 | 0 | 0 | 0 | 0 | 0 | 0 | 0 | 0 | 0 | 0 | 0 | 0 | 0 | 0 | 0 | 0
SA1 | Hydrogen Turbine | 0 | 0 | 0 | 0 | 0 | 0 | 0 | 0 | 0 | 0 | 0 | 0 | 0 | 0 | 0 | 0 | 0 | 0 | 0 | 0 | 0 | 0 | 0 | 0 | 0 | 0 | 0
SA1 | Wind | 0 | 9089.5328 | 8615.6709 | 14143.9316 | 13442.3184 | 26093.8667 | 28419.969 | 29382.4385 | 27924.9083 | 28910.4946 | 28736.6681 | 27238.5486 | 25887.4982 | 26168.328 | 32585.3758 | 32451.9319 | 34531.1627 | 33267.4133 | 31533.0933 | 34868.2195 | 33420.5674 | 33652.3138 | 31897.929 | 41041.2543 | 43201.6326 | 43033.5338 | 43588.9033
SA1 | Solar PV | 0 | 0.024284 | 0.030942 | 0.03031 | 0.028905 | 0.0281 | 0.027512 | 0.043986 | 0.041838 | 3459.6146 | 3279.2556 | 9003.1112 | 8556.5072 | 8087.6809 | 16181.8854 | 15338.2804 | 15634.0855 | 28678.5166 | 34042.7056 | 35445.6265 | 50811.9184 | 48137.0081 | 45627.4958 | 44836.8715 | 42852.487 | 42873.1539 | 40734.1772
SA1 | Grid Battery | 0 | 0.0092671 | 0.011419 | 0.023606 | 0.022931 | 0.021684 | 0.020962 | 0.16105 | 0.15415 | 8306.4245 | 7873.3884 | 7462.9275 | 10239.1329 | 9678.1125 | 12407.1817 | 11760.3621 | 11176.9843 | 16925.6018 | 22929.0231 | 21789.9269 | 27610.4035 | 28473.4277 | 26989.0312 | 25582.0203 | 24313.0116 | 22980.8577 | 21782.8187
SA1 | Pumped Hydro | 0 | 0 | 0.0062042 | 0.0085803 | 0.0082971 | 0.00793 | 0.0076845 | 0.0092081 | 0.0087792 | 0.0085534 | 0.0082317 | 0.0079125 | 0.0087345 | 0.0083484 | 0.0098945 | 0.0094244 | 0.0090691 | 0.0092102 | 0.0097508 | 0.0099677 | 0.0097184 | 0.010871 | 0.010349 | 0.0098439 | 0.0093875 | 0.0089177 | 0.0091883
SA1 | VPP | 0 | 0 | 0 | 0 | 0 | 0 | 0 | 0 | 0 | 0 | 0 | 0 | 0 | 0 | 0 | 0 | 0 | 0 | 0 | 0 | 0 | 0 | 0 | 0 | 0 | 0 | 0
Total excluding storage |  | 0 | 9089.5684 | 8615.7214 | 14143.9962 | 13442.3806 | 26093.9264 | 28420.027 | 29382.6549 | 27925.1151 | 40676.5445 | 39889.3224 | 43704.5973 | 44683.1543 | 43934.1365 | 61174.462 | 59550.5925 | 61342.2498 | 78871.5487 | 88504.8392 | 92103.7899 | 111929.9022 | 110344.9965 | 104592.4153 | 111534.0413 | 110437.3607 | 108953.927 | 106168.8209
Region | Technology | 2023-24 | 2024-25 | 2025-26 | 2026-27 | 2027-28 | 2028-29 | 2029-30 | 2030-31 | 2031-32 | 2032-33 | 2033-34 | 2034-35 | 2035-36 | 2036-37 | 2037-38 | 2038-39 | 2039-40 | 2040-41 | 2041-42 | 2042-43 | 2043-44 | 2044-45 | 2045-46 | 2046-47 | 2047-48 | 2048-49 | 2049-50
TAS1 | Black Coal | 0 | 0 | 0 | 0 | 0 | 0 | 0 | 0 | 0 | 0 | 0 | 0 | 0 | 0 | 0 | 0 | 0 | 0 | 0 | 0 | 0 | 0 | 0 | 0 | 0 | 0 | 0
TAS1 | Brown Coal | 0 | 0 | 0 | 0 | 0 | 0 | 0 | 0 | 0 | 0 | 0 | 0 | 0 | 0 | 0 | 0 | 0 | 0 | 0 | 0 | 0 | 0 | 0 | 0 | 0 | 0 | 0
TAS1 | CCGT | 0 | 0 | 0 | 0 | 0 | 0 | 0 | 0 | 0 | 0 | 0 | 0 | 0 | 0 | 0 | 0 | 0 | 0 | 0 | 0 | 0 | 0 | 0 | 0 | 0 | 0 | 0
TAS1 | Gas - Steam | 0 | 0 | 0 | 0 | 0 | 0 | 0 | 0 | 0 | 0 | 0 | 0 | 0 | 0 | 0 | 0 | 0 | 0 | 0 | 0 | 0 | 0 | 0 | 0 | 0 | 0 | 0
TAS1 | OCGT / Diesel | 0 | 0.0018511 | 0.0017556 | 0.0016718 | 0.0016384 | 0.0016317 | 0.0016541 | 0.001935 | 0.0018527 | 0.0020642 | 0.001969 | 0.00188 | 0.0044384 | 0.0042032 | 0.0045454 | 0.0043153 | 0.0041121 | 0.0038926 | 0.0037183 | 0.003535 | 0.0034679 | 0.0063986 | 0.0060713 | 0.0057617 | 0.0054844 | 0.0051931 | 0.0049302
TAS1 | Hydro | 0 | 0 | 0 | 0 | 0 | 0 | 0 | 0 | 0 | 0 | 0 | 0 | 0 | 0 | 0 | 0 | 0 | 0 | 0 | 0 | 0 | 0 | 0 | 0 | 0 | 0 | 0
TAS1 | Hydrogen Turbine | 0 | 0 | 0 | 0 | 0 | 0 | 0 | 0 | 0 | 0 | 0 | 0 | 0 | 0 | 0 | 0 | 0 | 0 | 0 | 0 | 0 | 0 | 0 | 0 | 0 | 0 | 0
TAS1 | Wind | 0 | 12249.9906 | 11611.3656 | 11188.0055 | 13061.1948 | 13715.2713 | 20389.8155 | 19443.1937 | 35622.4556 | 33681.8798 | 31925.9531 | 30261.5674 | 28760.4269 | 27184.5909 | 25784.8312 | 24440.599 | 23228.211 | 22118.859 | 20965.7432 | 19872.7427 | 18886.9452 | 17852.0951 | 16921.4178 | 16039.2596 | 15243.6242 | 14408.3988 | 13657.2504
TAS1 | Solar PV | 0 | 0.0063751 | 0.0060605 | 0.0063655 | 0.0061032 | 0.0057867 | 0.0056927 | 0.0068286 | 0.0065163 | 0.0082418 | 0.0078363 | 0.0098087 | 0.0093366 | 0.0089031 | 0.0094734 | 0.0091278 | 0.01014 | 982.4086 | 931.1931 | 882.6477 | 838.8641 | 792.9036 | 751.5674 | 712.3868 | 677.0485 | 639.9586 | 606.5958
TAS1 | Grid Battery | 0 | 0.0068237 | 0.0080301 | 0.0088464 | 0.010511 | 0.0099579 | 0.011995 | 0.022535 | 0.026012 | 0.034389 | 0.032747 | 0.031114 | 0.029777 | 0.028334 | 0.030996 | 0.029614 | 0.028319 | 0.026933 | 0.026213 | 0.025048 | 0.027232 | 0.035325 | 0.033623 | 0.032055 | 0.032807 | 0.034791 | 0.036197
TAS1 | Pumped Hydro | 0 | 0 | 0.013914 | 0.014712 | 0.016828 | 0.017645 | 0.025824 | 394.1309 | 374.5815 | 4965.3776 | 4706.5194 | 4461.156 | 5338.5588 | 5046.0495 | 5471.6986 | 5186.4443 | 4929.1683 | 4659.0902 | 4416.1995 | 4185.9712 | 3978.3242 | 3992.2013 | 3784.0771 | 3586.803 | 3408.8779 | 3222.0995 | 3054.1229
TAS1 | VPP | 0 | 0 | 0 | 0 | 0 | 0 | 0 | 0 | 0 | 0 | 0 | 0 | 0 | 0 | 0 | 0 | 0 | 0 | 0 | 0 | 0 | 0 | 0 | 0 | 0 | 0 | 0
Total excluding storage |  | 0 | 12250.0057 | 11611.3954 | 11188.0371 | 13061.2299 | 13715.3064 | 20389.8607 | 19837.3559 | 35997.0715 | 38647.3021 | 36632.515 | 34722.7661 | 34099.0292 | 32230.6819 | 31256.5748 | 29627.0864 | 28157.4219 | 27760.3886 | 26313.1658 | 24941.3902 | 23704.1642 | 22637.2417 | 21457.102 | 20338.4872 | 19329.5889 | 18270.4969 | 17318.0103

## Option 5_Fuel Cost
Fuel cost by technology ($000s) - Option 5, Step Change Scenario
Fuel | Real June 2021 dollars discounted to 1 July 2021
Explicitly modelled generation
Region | Technology | 2023-24 | 2024-25 | 2025-26 | 2026-27 | 2027-28 | 2028-29 | 2029-30 | 2030-31 | 2031-32 | 2032-33 | 2033-34 | 2034-35 | 2035-36 | 2036-37 | 2037-38 | 2038-39 | 2039-40 | 2040-41 | 2041-42 | 2042-43 | 2043-44 | 2044-45 | 2045-46 | 2046-47 | 2047-48 | 2048-49 | 2049-50
NEM | Black Coal | 1659217.87 | 1332794.462 | 1206148.415 | 1036811.248 | 781421.846 | 678102.64 | 574103.09 | 392068.274 | 356960.709 | 301448.088 | 173229.493 | 163988.728 | 134286.564 | 120517.971 | 119672.351 | 107564.6705 | 18576.174 | 6996.8755 | 6468.0175 | 0 | 0 | 0 | 0 | 0 | 0 | 0 | 0
NEM | Brown Coal | 215856.309 | 178600.025 | 156738.952 | 114170.851 | 108955.767 | 86406.815 | 52553.384 | 32786.494 | 24692.57 | 0 | 0 | 0 | 0 | 0 | 0 | 0 | 0 | 0 | 0 | 0 | 0 | 0 | 0 | 0 | 0 | 0 | 0
NEM | CCGT | 148439.8027 | 113257.4217 | 193033.9941 | 221970.2578 | 213951.3283 | 233378.651 | 255811.7018 | 289865.569 | 242181.3958 | 224877.7302 | 281525.3485 | 305773.612 | 215809.3415 | 188561.8345 | 132839.7875 | 141084.2775 | 125245.168 | 101970.022 | 81498.4268 | 89553.5267 | 63739.8332 | 48959.6332 | 26325.7012 | 19981.344 | 18637.536 | 17435.088 | 16875.19
NEM | Gas - Steam | 11398.7825 | 10613.0171 | 32198.035 | 14420.199 | 9093.586 | 18389.226 | 14602.806 | 72979.4 | 12175.565 | 25423.758 | 21358.942 | 36173.732 | 20610.028 | 27366.264 | 29366.856 | 29645.512 | 0 | 0 | 0 | 0 | 0 | 0 | 0 | 0 | 0 | 0 | 0
NEM | OCGT / Diesel | 17482.6704 | 13726.8969 | 30405.8604 | 36794.3825 | 25321.4131 | 31900.3792 | 24221.319 | 108957.0902 | 46272.6458 | 74196.1789 | 122467.7964 | 229053.3276 | 130655.2439 | 165171.1103 | 157970.625 | 142684.7248 | 333221.0279 | 308222.3399 | 146882.7366 | 189567.5133 | 328020.6607 | 194340.8944 | 233736.5079 | 289448.4805 | 199757.8908 | 279479.6899 | 255633.8748
NEM | Hydro | 0 | 0 | 0 | 0 | 0 | 0 | 0 | 0 | 0 | 0 | 0 | 0 | 0 | 0 | 0 | 0 | 0 | 0 | 0 | 0 | 0 | 0 | 0 | 0 | 0 | 0 | 0
NEM | Hydrogen Turbine | 0 | 0 | 0 | 0 | 0 | 0 | 0 | 0 | 0 | 0 | 0 | 0 | 0 | 0 | 0 | 0 | 0 | 0 | 0 | 0 | 0 | 0 | 0 | 0 | 0 | 0 | 0
NEM | Wind | 0 | 0 | 0 | 0 | 0 | 0 | 0 | 0 | 0 | 0 | 0 | 0 | 0 | 0 | 0 | 0 | 0 | 0 | 0 | 0 | 0 | 0 | 0 | 0 | 0 | 0 | 0
NEM | Solar PV | 0 | 0 | 0 | 0 | 0 | 0 | 0 | 0 | 0 | 0 | 0 | 0 | 0 | 0 | 0 | 0 | 0 | 0 | 0 | 0 | 0 | 0 | 0 | 0 | 0 | 0 | 0
NEM | Grid Battery | 0 | 0 | 0 | 0 | 0 | 0 | 0 | 0 | 0 | 0 | 0 | 0 | 0 | 0 | 0 | 0 | 0 | 0 | 0 | 0 | 0 | 0 | 0 | 0 | 0 | 0 | 0
NEM | Pumped Hydro | 0 | 0 | 0 | 0 | 0 | 0 | 0 | 0 | 0 | 0 | 0 | 0 | 0 | 0 | 0 | 0 | 0 | 0 | 0 | 0 | 0 | 0 | 0 | 0 | 0 | 0 | 0
NEM | VPP | 0 | 0 | 0 | 0 | 0 | 0 | 0 | 0 | 0 | 0 | 0 | 0 | 0 | 0 | 0 | 0 | 0 | 0 | 0 | 0 | 0 | 0 | 0 | 0 | 0 | 0 | 0
Total excluding storage |  | 2052395.4346 | 1648991.8226 | 1618525.2565 | 1424166.9383 | 1138743.9404 | 1048177.7112 | 921292.3008 | 896656.8272 | 682282.8856 | 625945.7551 | 598581.5799 | 734989.3996 | 501361.1774 | 501617.1798 | 439849.6195 | 420979.1848 | 477042.3699 | 417189.2374 | 234849.1809 | 279121.04 | 391760.4939 | 243300.5276 | 260062.2091 | 309429.8245 | 218395.4268 | 296914.7779 | 272509.0648
Region | Technology | 2023-24 | 2024-25 | 2025-26 | 2026-27 | 2027-28 | 2028-29 | 2029-30 | 2030-31 | 2031-32 | 2032-33 | 2033-34 | 2034-35 | 2035-36 | 2036-37 | 2037-38 | 2038-39 | 2039-40 | 2040-41 | 2041-42 | 2042-43 | 2043-44 | 2044-45 | 2045-46 | 2046-47 | 2047-48
NSW1 | Black Coal | 910249.396 | 690594.812 | 556304.857 | 484367.452 | 338420.44 | 333713.108 | 264556.652 | 213542.744 | 197256.696 | 188308.732 | 98770.18 | 95566.236 | 77969.528 | 64400.492 | 66281.47 | 61165.662 | 0 | 0 | 0 | 0 | 0 | 0 | 0 | 0 | 0 | 0 | 0
NSW1 | Brown Coal | 0 | 0 | 0 | 0 | 0 | 0 | 0 | 0 | 0 | 0 | 0 | 0 | 0 | 0 | 0 | 0 | 0 | 0 | 0 | 0 | 0 | 0 | 0 | 0 | 0 | 0 | 0
NSW1 | CCGT | 875.6074 | 387.2582 | 18057.76 | 38002.108 | 41078.488 | 33757.592 | 54077.752 | 52331.284 | 45547.156 | 39452.656 | 56537.688 | 63319.616 | 39132.652 | 38433.892 | 38954.328 | 44063.524 | 42310.612 | 31604.932 | 25736.336 | 29310.666 | 0 | 0 | 0 | 0 | 0 | 0 | 0
NSW1 | Gas - Steam | 0 | 0 | 0 | 0 | 0 | 0 | 0 | 0 | 0 | 0 | 0 | 0 | 0 | 0 | 0 | 0 | 0 | 0 | 0 | 0 | 0 | 0 | 0 | 0 | 0 | 0 | 0
NSW1 | OCGT / Diesel | 927.415 | 551.9706 | 3606.7013 | 3164.7091 | 2554.752 | 509.3389 | 3.2758 | 12175.2599 | 2181.892 | 8496.3816 | 16967.2068 | 57466.9287 | 24362.8732 | 42084.9806 | 29811.738 | 36404.7929 | 113284.9223 | 134510.7681 | 57293.8005 | 67464.4034 | 117370.8868 | 55167.782 | 78743.8583 | 71275.3654 | 64827.5848 | 58408.0881 | 67678.2865
NSW1 | Hydro | 0 | 0 | 0 | 0 | 0 | 0 | 0 | 0 | 0 | 0 | 0 | 0 | 0 | 0 | 0 | 0 | 0 | 0 | 0 | 0 | 0 | 0 | 0 | 0 | 0 | 0 | 0
NSW1 | Hydrogen Turbine | 0 | 0 | 0 | 0 | 0 | 0 | 0 | 0 | 0 | 0 | 0 | 0 | 0 | 0 | 0 | 0 | 0 | 0 | 0 | 0 | 0 | 0 | 0 | 0 | 0 | 0 | 0
NSW1 | Wind | 0 | 0 | 0 | 0 | 0 | 0 | 0 | 0 | 0 | 0 | 0 | 0 | 0 | 0 | 0 | 0 | 0 | 0 | 0 | 0 | 0 | 0 | 0 | 0 | 0 | 0 | 0
NSW1 | Solar PV | 0 | 0 | 0 | 0 | 0 | 0 | 0 | 0 | 0 | 0 | 0 | 0 | 0 | 0 | 0 | 0 | 0 | 0 | 0 | 0 | 0 | 0 | 0 | 0 | 0 | 0 | 0
NSW1 | Grid Battery | 0 | 0 | 0 | 0 | 0 | 0 | 0 | 0 | 0 | 0 | 0 | 0 | 0 | 0 | 0 | 0 | 0 | 0 | 0 | 0 | 0 | 0 | 0 | 0 | 0 | 0 | 0
NSW1 | Pumped Hydro | 0 | 0 | 0 | 0 | 0 | 0 | 0 | 0 | 0 | 0 | 0 | 0 | 0 | 0 | 0 | 0 | 0 | 0 | 0 | 0 | 0 | 0 | 0 | 0 | 0 | 0 | 0
NSW1 | VPP | 0 | 0 | 0 | 0 | 0 | 0 | 0 | 0 | 0 | 0 | 0 | 0 | 0 | 0 | 0 | 0 | 0 | 0 | 0 | 0 | 0 | 0 | 0 | 0 | 0 | 0 | 0
Total excluding storage |  | 912052.4184 | 691534.0408 | 577969.3183 | 525534.2691 | 382053.68 | 367980.0389 | 318637.6798 | 278049.2879 | 244985.744 | 236257.7696 | 172275.0748 | 216352.7807 | 141465.0532 | 144919.3646 | 135047.536 | 141633.9789 | 155595.5343 | 166115.7001 | 83030.1365 | 96775.0694 | 117370.8868 | 55167.782 | 78743.8583 | 71275.3654 | 64827.5848 | 58408.0881 | 67678.2865
Region | Technology | 2023-24 | 2024-25 | 2025-26 | 2026-27 | 2027-28 | 2028-29 | 2029-30 | 2030-31 | 2031-32 | 2032-33 | 2033-34 | 2034-35 | 2035-36 | 2036-37 | 2037-38 | 2038-39 | 2039-40 | 2040-41 | 2041-42 | 2042-43 | 2043-44 | 2044-45 | 2045-46 | 2046-47 | 2047-48
QLD1 | Black Coal | 748968.474 | 642199.65 | 649843.558 | 552443.796 | 443001.406 | 344389.532 | 309546.438 | 178525.53 | 159704.013 | 113139.356 | 74459.313 | 68422.492 | 56317.036 | 56117.479 | 53390.881 | 46399.0085 | 18576.174 | 6996.8755 | 6468.0175 | 0 | 0 | 0 | 0 | 0 | 0 | 0 | 0
QLD1 | Brown Coal | 0 | 0 | 0 | 0 | 0 | 0 | 0 | 0 | 0 | 0 | 0 | 0 | 0 | 0 | 0 | 0 | 0 | 0 | 0 | 0 | 0 | 0 | 0 | 0 | 0 | 0 | 0
QLD1 | CCGT | 70552.4348 | 61561.7234 | 98245.5381 | 134633.8618 | 131972.4883 | 139897.771 | 147150.7298 | 165803.221 | 154712.3238 | 139427.0822 | 175155.9445 | 179298.784 | 139935.2935 | 108384.9065 | 93885.4595 | 97020.7535 | 82934.556 | 70365.09 | 55762.0908 | 60242.8607 | 63739.8332 | 48959.6332 | 26325.7012 | 19981.344 | 18637.536 | 17435.088 | 16875.19
QLD1 | Gas - Steam | 0 | 0 | 0 | 0 | 0 | 0 | 0 | 0 | 0 | 0 | 0 | 0 | 0 | 0 | 0 | 0 | 0 | 0 | 0 | 0 | 0 | 0 | 0 | 0 | 0 | 0 | 0
QLD1 | OCGT / Diesel | 215.066 | 0.053088 | 217.5554 | 1426.2837 | 1905.5631 | 1469.1222 | 622.2933 | 29591.3709 | 23407.1652 | 20797.2504 | 60053.8943 | 68147.5275 | 48400.9888 | 63612.4784 | 42649.0438 | 33665.107 | 73569.9434 | 63171.6261 | 27166.2086 | 46979.9367 | 54760.379 | 31715.5693 | 45297.513 | 78237.3179 | 32254.1651 | 80717.9403 | 64030.0295
QLD1 | Hydro | 0 | 0 | 0 | 0 | 0 | 0 | 0 | 0 | 0 | 0 | 0 | 0 | 0 | 0 | 0 | 0 | 0 | 0 | 0 | 0 | 0 | 0 | 0 | 0 | 0 | 0 | 0
QLD1 | Hydrogen Turbine | 0 | 0 | 0 | 0 | 0 | 0 | 0 | 0 | 0 | 0 | 0 | 0 | 0 | 0 | 0 | 0 | 0 | 0 | 0 | 0 | 0 | 0 | 0 | 0 | 0 | 0 | 0
QLD1 | Wind | 0 | 0 | 0 | 0 | 0 | 0 | 0 | 0 | 0 | 0 | 0 | 0 | 0 | 0 | 0 | 0 | 0 | 0 | 0 | 0 | 0 | 0 | 0 | 0 | 0 | 0 | 0
QLD1 | Solar PV | 0 | 0 | 0 | 0 | 0 | 0 | 0 | 0 | 0 | 0 | 0 | 0 | 0 | 0 | 0 | 0 | 0 | 0 | 0 | 0 | 0 | 0 | 0 | 0 | 0 | 0 | 0
QLD1 | Grid Battery | 0 | 0 | 0 | 0 | 0 | 0 | 0 | 0 | 0 | 0 | 0 | 0 | 0 | 0 | 0 | 0 | 0 | 0 | 0 | 0 | 0 | 0 | 0 | 0 | 0 | 0 | 0
QLD1 | Pumped Hydro | 0 | 0 | 0 | 0 | 0 | 0 | 0 | 0 | 0 | 0 | 0 | 0 | 0 | 0 | 0 | 0 | 0 | 0 | 0 | 0 | 0 | 0 | 0 | 0 | 0 | 0 | 0
QLD1 | VPP | 0 | 0 | 0 | 0 | 0 | 0 | 0 | 0 | 0 | 0 | 0 | 0 | 0 | 0 | 0 | 0 | 0 | 0 | 0 | 0 | 0 | 0 | 0 | 0 | 0 | 0 | 0
Total excluding storage |  | 819735.9749 | 703761.4265 | 748306.6516 | 688503.9415 | 576879.4574 | 485756.4252 | 457319.4611 | 373920.1219 | 337823.502 | 273363.6886 | 309669.1518 | 315868.8035 | 244653.3183 | 228114.8639 | 189925.3843 | 177084.869 | 175080.6734 | 140533.5916 | 89396.3169 | 107222.7974 | 118500.2122 | 80675.2025 | 71623.2142 | 98218.6619 | 50891.7011 | 98153.0283 | 80905.2195
Region | Technology | 2023-24 | 2024-25 | 2025-26 | 2026-27 | 2027-28 | 2028-29 | 2029-30 | 2030-31 | 2031-32 | 2032-33 | 2033-34 | 2034-35 | 2035-36 | 2036-37 | 2037-38 | 2038-39 | 2039-40 | 2040-41 | 2041-42 | 2042-43 | 2043-44 | 2044-45 | 2045-46 | 2046-47 | 2047-48
VIC1 | Black Coal | 0 | 0 | 0 | 0 | 0 | 0 | 0 | 0 | 0 | 0 | 0 | 0 | 0 | 0 | 0 | 0 | 0 | 0 | 0 | 0 | 0 | 0 | 0 | 0 | 0 | 0 | 0
VIC1 | Brown Coal | 215856.309 | 178600.025 | 156738.952 | 114170.851 | 108955.767 | 86406.815 | 52553.384 | 32786.494 | 24692.57 | 0 | 0 | 0 | 0 | 0 | 0 | 0 | 0 | 0 | 0 | 0 | 0 | 0 | 0 | 0 | 0 | 0 | 0
VIC1 | CCGT | 0 | 0 | 0 | 0 | 0 | 0 | 0 | 0 | 0 | 0 | 0 | 0 | 0 | 0 | 0 | 0 | 0 | 0 | 0 | 0 | 0 | 0 | 0 | 0 | 0 | 0 | 0
VIC1 | Gas - Steam | 1711.8765 | 1789.0531 | 6592.155 | 14420.199 | 9093.586 | 18389.226 | 14602.806 | 72979.4 | 12175.565 | 25423.758 | 21358.942 | 36173.732 | 20610.028 | 27366.264 | 29366.856 | 29645.512 | 0 | 0 | 0 | 0 | 0 | 0 | 0 | 0 | 0 | 0 | 0
VIC1 | OCGT / Diesel | 2798.5283 | 1782.9302 | 4120.2584 | 14522.9651 | 7904.9394 | 12217.9859 | 7863.7517 | 33745.6461 | 5096.2116 | 24448.915 | 19509.5811 | 57526.5038 | 35681.5759 | 35700.3289 | 56862.6268 | 44833.3919 | 104438.9575 | 83927.8582 | 46086.2568 | 54731.1522 | 129628.0432 | 99148.7816 | 102524.0273 | 137119.4737 | 100927.9125 | 137242.1277 | 120903.0402
VIC1 | Hydro | 0 | 0 | 0 | 0 | 0 | 0 | 0 | 0 | 0 | 0 | 0 | 0 | 0 | 0 | 0 | 0 | 0 | 0 | 0 | 0 | 0 | 0 | 0 | 0 | 0 | 0 | 0
VIC1 | Hydrogen Turbine | 0 | 0 | 0 | 0 | 0 | 0 | 0 | 0 | 0 | 0 | 0 | 0 | 0 | 0 | 0 | 0 | 0 | 0 | 0 | 0 | 0 | 0 | 0 | 0 | 0 | 0 | 0
VIC1 | Wind | 0 | 0 | 0 | 0 | 0 | 0 | 0 | 0 | 0 | 0 | 0 | 0 | 0 | 0 | 0 | 0 | 0 | 0 | 0 | 0 | 0 | 0 | 0 | 0 | 0 | 0 | 0
VIC1 | Solar PV | 0 | 0 | 0 | 0 | 0 | 0 | 0 | 0 | 0 | 0 | 0 | 0 | 0 | 0 | 0 | 0 | 0 | 0 | 0 | 0 | 0 | 0 | 0 | 0 | 0 | 0 | 0
VIC1 | Grid Battery | 0 | 0 | 0 | 0 | 0 | 0 | 0 | 0 | 0 | 0 | 0 | 0 | 0 | 0 | 0 | 0 | 0 | 0 | 0 | 0 | 0 | 0 | 0 | 0 | 0 | 0 | 0
VIC1 | Pumped Hydro | 0 | 0 | 0 | 0 | 0 | 0 | 0 | 0 | 0 | 0 | 0 | 0 | 0 | 0 | 0 | 0 | 0 | 0 | 0 | 0 | 0 | 0 | 0 | 0 | 0 | 0 | 0
VIC1 | VPP | 0 | 0 | 0 | 0 | 0 | 0 | 0 | 0 | 0 | 0 | 0 | 0 | 0 | 0 | 0 | 0 | 0 | 0 | 0 | 0 | 0 | 0 | 0 | 0 | 0 | 0 | 0
Total excluding storage |  | 220366.7138 | 182172.0083 | 167451.3654 | 143114.0151 | 125954.2924 | 117014.0269 | 75019.9417 | 139511.5401 | 41964.3466 | 49872.673 | 40868.5231 | 93700.2358 | 56291.6039 | 63066.5929 | 86229.4828 | 74478.9039 | 104438.9575 | 83927.8582 | 46086.2568 | 54731.1522 | 129628.0432 | 99148.7816 | 102524.0273 | 137119.4737 | 100927.9125 | 137242.1277 | 120903.0402
Region | Technology | 2023-24 | 2024-25 | 2025-26 | 2026-27 | 2027-28 | 2028-29 | 2029-30 | 2030-31 | 2031-32 | 2032-33 | 2033-34 | 2034-35 | 2035-36 | 2036-37 | 2037-38 | 2038-39 | 2039-40 | 2040-41 | 2041-42 | 2042-43 | 2043-44 | 2044-45 | 2045-46 | 2046-47 | 2047-48
SA1 | Black Coal | 0 | 0 | 0 | 0 | 0 | 0 | 0 | 0 | 0 | 0 | 0 | 0 | 0 | 0 | 0 | 0 | 0 | 0 | 0 | 0 | 0 | 0 | 0 | 0 | 0 | 0 | 0
SA1 | Brown Coal | 0 | 0 | 0 | 0 | 0 | 0 | 0 | 0 | 0 | 0 | 0 | 0 | 0 | 0 | 0 | 0 | 0 | 0 | 0 | 0 | 0 | 0 | 0 | 0 | 0 | 0 | 0
SA1 | CCGT | 77011.7605 | 51308.44 | 76730.696 | 49334.288 | 40900.352 | 59723.288 | 54583.22 | 71731.064 | 41921.916 | 45997.992 | 49831.716 | 63155.212 | 36741.396 | 41743.036 | 0 | 0 | 0 | 0 | 0 | 0 | 0 | 0 | 0 | 0 | 0 | 0 | 0
SA1 | Gas - Steam | 9686.906 | 8823.964 | 25605.88 | 0 | 0 | 0 | 0 | 0 | 0 | 0 | 0 | 0 | 0 | 0 | 0 | 0 | 0 | 0 | 0 | 0 | 0 | 0 | 0 | 0 | 0 | 0 | 0
SA1 | OCGT / Diesel | 13541.6448 | 11391.9121 | 22461.3141 | 17659.5501 | 12956.1275 | 17703.9007 | 15594.2407 | 32956.2634 | 15398.1417 | 19686.9979 | 25691.4387 | 44431.499 | 21255.4208 | 22854.0643 | 27519.662 | 26964.7384 | 38298.9062 | 25976.9796 | 15972.6819 | 19805.7263 | 25675.1762 | 8080.2709 | 6888.2731 | 2482.1894 | 1561.4569 | 2569.8788 | 2683.6222
SA1 | Hydro | 0 | 0 | 0 | 0 | 0 | 0 | 0 | 0 | 0 | 0 | 0 | 0 | 0 | 0 | 0 | 0 | 0 | 0 | 0 | 0 | 0 | 0 | 0 | 0 | 0 | 0 | 0
SA1 | Hydrogen Turbine | 0 | 0 | 0 | 0 | 0 | 0 | 0 | 0 | 0 | 0 | 0 | 0 | 0 | 0 | 0 | 0 | 0 | 0 | 0 | 0 | 0 | 0 | 0 | 0 | 0 | 0 | 0
SA1 | Wind | 0 | 0 | 0 | 0 | 0 | 0 | 0 | 0 | 0 | 0 | 0 | 0 | 0 | 0 | 0 | 0 | 0 | 0 | 0 | 0 | 0 | 0 | 0 | 0 | 0 | 0 | 0
SA1 | Solar PV | 0 | 0 | 0 | 0 | 0 | 0 | 0 | 0 | 0 | 0 | 0 | 0 | 0 | 0 | 0 | 0 | 0 | 0 | 0 | 0 | 0 | 0 | 0 | 0 | 0 | 0 | 0
SA1 | Grid Battery | 0 | 0 | 0 | 0 | 0 | 0 | 0 | 0 | 0 | 0 | 0 | 0 | 0 | 0 | 0 | 0 | 0 | 0 | 0 | 0 | 0 | 0 | 0 | 0 | 0 | 0 | 0
SA1 | Pumped Hydro | 0 | 0 | 0 | 0 | 0 | 0 | 0 | 0 | 0 | 0 | 0 | 0 | 0 | 0 | 0 | 0 | 0 | 0 | 0 | 0 | 0 | 0 | 0 | 0 | 0 | 0 | 0
SA1 | VPP | 0 | 0 | 0 | 0 | 0 | 0 | 0 | 0 | 0 | 0 | 0 | 0 | 0 | 0 | 0 | 0 | 0 | 0 | 0 | 0 | 0 | 0 | 0 | 0 | 0 | 0 | 0
Total excluding storage |  | 100240.3113 | 71524.3161 | 124797.8901 | 66993.8381 | 53856.4795 | 77427.1887 | 70177.4607 | 104687.3274 | 57320.0577 | 65684.9899 | 75523.1547 | 107586.711 | 57996.8168 | 64597.1003 | 27519.662 | 26964.7384 | 38298.9062 | 25976.9796 | 15972.6819 | 19805.7263 | 25675.1762 | 8080.2709 | 6888.2731 | 2482.1894 | 1561.4569 | 2569.8788 | 2683.6222
Region | Technology | 2023-24 | 2024-25 | 2025-26 | 2026-27 | 2027-28 | 2028-29 | 2029-30 | 2030-31 | 2031-32 | 2032-33 | 2033-34 | 2034-35 | 2035-36 | 2036-37 | 2037-38 | 2038-39 | 2039-40 | 2040-41 | 2041-42 | 2042-43 | 2043-44 | 2044-45 | 2045-46 | 2046-47 | 2047-48
TAS1 | Black Coal | 0 | 0 | 0 | 0 | 0 | 0 | 0 | 0 | 0 | 0 | 0 | 0 | 0 | 0 | 0 | 0 | 0 | 0 | 0 | 0 | 0 | 0 | 0 | 0 | 0 | 0 | 0
TAS1 | Brown Coal | 0 | 0 | 0 | 0 | 0 | 0 | 0 | 0 | 0 | 0 | 0 | 0 | 0 | 0 | 0 | 0 | 0 | 0 | 0 | 0 | 0 | 0 | 0 | 0 | 0 | 0 | 0
TAS1 | CCGT | 0 | 0 | 0 | 0 | 0 | 0 | 0 | 0 | 0 | 0 | 0 | 0 | 0 | 0 | 0 | 0 | 0 | 0 | 0 | 0 | 0 | 0 | 0 | 0 | 0 | 0 | 0
TAS1 | Gas - Steam | 0 | 0 | 0 | 0 | 0 | 0 | 0 | 0 | 0 | 0 | 0 | 0 | 0 | 0 | 0 | 0 | 0 | 0 | 0 | 0 | 0 | 0 | 0 | 0 | 0 | 0 | 0
TAS1 | OCGT / Diesel | 0.016199 | 0.030895 | 0.031184 | 20.8745 | 0.03098 | 0.03143 | 137.7575 | 488.5499 | 189.2352 | 766.634 | 245.6755 | 1480.8685 | 954.3852 | 919.258 | 1127.5544 | 816.6945 | 3628.2985 | 635.1079 | 363.7889 | 586.2947 | 586.1755 | 228.4907 | 282.8362 | 334.1341 | 186.7714 | 541.655 | 338.8965
TAS1 | Hydro | 0 | 0 | 0 | 0 | 0 | 0 | 0 | 0 | 0 | 0 | 0 | 0 | 0 | 0 | 0 | 0 | 0 | 0 | 0 | 0 | 0 | 0 | 0 | 0 | 0 | 0 | 0
TAS1 | Hydrogen Turbine | 0 | 0 | 0 | 0 | 0 | 0 | 0 | 0 | 0 | 0 | 0 | 0 | 0 | 0 | 0 | 0 | 0 | 0 | 0 | 0 | 0 | 0 | 0 | 0 | 0 | 0 | 0
TAS1 | Wind | 0 | 0 | 0 | 0 | 0 | 0 | 0 | 0 | 0 | 0 | 0 | 0 | 0 | 0 | 0 | 0 | 0 | 0 | 0 | 0 | 0 | 0 | 0 | 0 | 0 | 0 | 0
TAS1 | Solar PV | 0 | 0 | 0 | 0 | 0 | 0 | 0 | 0 | 0 | 0 | 0 | 0 | 0 | 0 | 0 | 0 | 0 | 0 | 0 | 0 | 0 | 0 | 0 | 0 | 0 | 0 | 0
TAS1 | Grid Battery | 0 | 0 | 0 | 0 | 0 | 0 | 0 | 0 | 0 | 0 | 0 | 0 | 0 | 0 | 0 | 0 | 0 | 0 | 0 | 0 | 0 | 0 | 0 | 0 | 0 | 0 | 0
TAS1 | Pumped Hydro | 0 | 0 | 0 | 0 | 0 | 0 | 0 | 0 | 0 | 0 | 0 | 0 | 0 | 0 | 0 | 0 | 0 | 0 | 0 | 0 | 0 | 0 | 0 | 0 | 0 | 0 | 0
TAS1 | VPP | 0 | 0 | 0 | 0 | 0 | 0 | 0 | 0 | 0 | 0 | 0 | 0 | 0 | 0 | 0 | 0 | 0 | 0 | 0 | 0 | 0 | 0 | 0 | 0 | 0 | 0 | 0
Total excluding storage |  | 0.016199 | 0.030895 | 0.031184 | 20.8745 | 0.03098 | 0.03143 | 137.7575 | 488.5499 | 189.2352 | 766.634 | 245.6755 | 1480.8685 | 954.3852 | 919.258 | 1127.5544 | 816.6945 | 3628.2985 | 635.1079 | 363.7889 | 586.2947 | 586.1755 | 228.4907 | 282.8362 | 334.1341 | 186.7714 | 541.655 | 338.8965

## Option 5_Build Cost
New generation build cost (CAPEX) by technology ($000s) - Option 5, Step Change Scenario
CAPEX | Real June 2021 dollars discounted to 1 July 2021. The total capital costs are annualised for modelling purposes.
Explicitly modelled generation
Region | Technology | 2023-24 | 2024-25 | 2025-26 | 2026-27 | 2027-28 | 2028-29 | 2029-30 | 2030-31 | 2031-32 | 2032-33 | 2033-34 | 2034-35 | 2035-36 | 2036-37 | 2037-38 | 2038-39 | 2039-40 | 2040-41 | 2041-42 | 2042-43 | 2043-44 | 2044-45 | 2045-46 | 2046-47 | 2047-48 | 2048-49 | 2049-50
NEM | Black Coal | 0 | 0 | 0 | 0 | 0 | 0 | 0 | 0 | 0 | 0 | 0 | 0 | 0 | 0 | 0 | 0 | 0 | 0 | 0 | 0 | 0 | 0 | 0 | 0 | 0 | 0 | 0
NEM | Brown Coal | 0 | 0 | 0 | 0 | 0 | 0 | 0 | 0 | 0 | 0 | 0 | 0 | 0 | 0 | 0 | 0 | 0 | 0 | 0 | 0 | 0 | 0 | 0 | 0 | 0 | 0 | 0
NEM | CCGT | 0 | 0 | 0 | 0 | 0 | 0 | 0 | 0 | 0 | 0 | 0 | 0 | 0 | 0 | 0 | 0 | 0 | 0 | 0 | 0 | 0 | 0 | 0 | 0 | 0 | 0 | 0
NEM | Gas - Steam | 0 | 0 | 0 | 0 | 0 | 0 | 0 | 0 | 0 | 0 | 0 | 0 | 0 | 0 | 0 | 0 | 0 | 0 | 0 | 0 | 0 | 0 | 0 | 0 | 0 | 0 | 0
NEM | OCGT / Diesel | 0 | 0.14526 | 0.13771 | 0.13454 | 0.12854 | 6775.3745 | 6422.1571 | 6087.3587 | 5785.3925 | 5468.4063 | 5183.3241 | 4913.1059 | 23925.181 | 22614.277 | 69135.2202 | 65531.0146 | 62280.3169 | 58867.8646 | 55798.9243 | 52889.976 | 75225.159 | 113606.4167 | 107683.8076 | 137049.7721 | 130251.3482 | 165169.563 | 156558.79
NEM | Hydro | 0 | 0 | 0 | 0 | 0 | 0 | 0 | 0 | 0 | 0 | 0 | 0 | 0 | 0 | 0 | 0 | 0 | 0 | 0 | 0 | 0 | 0 | 0 | 0 | 0 | 0 | 0
NEM | Hydrogen Turbine | 0 | 0 | 0 | 0 | 0 | 0 | 0 | 0 | 0 | 0 | 0 | 0 | 0 | 0 | 0 | 0 | 0 | 0 | 0 | 0 | 0 | 0 | 0 | 0 | 0 | 0 | 0
NEM | Wind | 0 | 749081.2418 | 716572.3447 | 938262.6342 | 1427287.919 | 1888513.716 | 1965865.6939 | 2158999.2439 | 2163320.271 | 2298055.0556 | 2494300.3663 | 2383483.7523 | 2374564.8907 | 2299498.1229 | 2438859.6556 | 2321030.9451 | 2240912.1054 | 2159662.55 | 2073093.1274 | 2151885.3637 | 2169231.436 | 2062005.4813 | 1976275.3536 | 2202548.6493 | 2227631.6636 | 2156778.6425 | 1908116.1131
NEM | Solar PV | 0 | 0.51659 | 56459.2224 | 53515.945 | 50943.4956 | 83700.501 | 128314.97 | 216453.0794 | 219916.3062 | 331458.1739 | 371492.4859 | 424190.0239 | 403147.8609 | 394542.902 | 527305.5664 | 531943.2634 | 739198.1008 | 832474.4814 | 890904.0651 | 1021664.1926 | 1102931.9054 | 1043070.4649 | 1002611.9547 | 1058540.8659 | 1036615.1287 | 1047239.5874 | 1081452.5716
NEM | Grid Battery | 0 | 0.61376 | 50506.4416 | 47873.7723 | 104194.8914 | 205012.9375 | 199853.8309 | 215043.3762 | 206242.6801 | 329015.5964 | 319852.6796 | 303177.8974 | 315908.1477 | 298598.9686 | 300256.4362 | 284603.2648 | 377606.7139 | 394126.9361 | 493174.5273 | 544753.7345 | 548806.6794 | 556788.4754 | 511635.6664 | 490456.7314 | 446025.3456 | 437250.4103 | 417052.1995
NEM | Pumped Hydro | 0 | 0 | 69626.325 | 65996.7329 | 65864.4415 | 84021.2923 | 79641.1149 | 78266.415 | 74383.9833 | 102801.7516 | 97442.4337 | 119045.1121 | 120881.9667 | 114258.63 | 270463.3879 | 256363.405 | 278775.9129 | 263501.2918 | 249764.3099 | 236743.4447 | 224999.6976 | 215851.7091 | 204598.7836 | 232752.4902 | 221206.6862 | 209982.2148 | 199035.2893
NEM | VPP | 0 | 0 | 0 | 0 | 0 | 0 | 0 | 0 | 0 | 0 | 0 | 0 | 0 | 0 | 0 | 0 | 0 | 0 | 0 | 0 | 0 | 0 | 0 | 0 | 0 | 0 | 0
Total excluding storage |  | 0 | 749082.5174 | 893164.4713 | 1105649.2188 | 1648290.876 | 2268023.8213 | 2380097.7668 | 2674849.4731 | 2669648.6331 | 3066798.9838 | 3288271.2897 | 3234809.8916 | 3238428.0469 | 3129512.9005 | 3606020.2662 | 3459471.8929 | 3698773.1498 | 3708633.1238 | 3762734.954 | 4007936.7115 | 4121194.8774 | 3991322.5473 | 3802805.5658 | 4121348.509 | 4061730.1722 | 4016420.418 | 3762214.9635
Region | Technology | 2023-24 | 2024-25 | 2025-26 | 2026-27 | 2027-28 | 2028-29 | 2029-30 | 2030-31 | 2031-32 | 2032-33 | 2033-34 | 2034-35 | 2035-36 | 2036-37 | 2037-38 | 2038-39 | 2039-40 | 2040-41 | 2041-42 | 2042-43 | 2043-44 | 2044-45 | 2045-46 | 2046-47 | 2047-48 | 2048-49 | 2049-50
NSW1 | Black Coal | 0 | 0 | 0 | 0 | 0 | 0 | 0 | 0 | 0 | 0 | 0 | 0 | 0 | 0 | 0 | 0 | 0 | 0 | 0 | 0 | 0 | 0 | 0 | 0 | 0 | 0 | 0
NSW1 | Brown Coal | 0 | 0 | 0 | 0 | 0 | 0 | 0 | 0 | 0 | 0 | 0 | 0 | 0 | 0 | 0 | 0 | 0 | 0 | 0 | 0 | 0 | 0 | 0 | 0 | 0 | 0 | 0
NSW1 | CCGT | 0 | 0 | 0 | 0 | 0 | 0 | 0 | 0 | 0 | 0 | 0 | 0 | 0 | 0 | 0 | 0 | 0 | 0 | 0 | 0 | 0 | 0 | 0 | 0 | 0 | 0 | 0
NSW1 | Gas - Steam | 0 | 0 | 0 | 0 | 0 | 0 | 0 | 0 | 0 | 0 | 0 | 0 | 0 | 0 | 0 | 0 | 0 | 0 | 0 | 0 | 0 | 0 | 0 | 0 | 0 | 0 | 0
NSW1 | OCGT / Diesel | 0 | 0.062621 | 0.059356 | 0.056262 | 0.053504 | 0.050642 | 0.048075 | 0.045624 | 0.043392 | 0.041063 | 0.039042 | 0.037131 | 0.035315 | 0.033498 | 25631.5184 | 24295.2782 | 23090.0987 | 21824.9499 | 20687.1564 | 19608.6791 | 18635.9815 | 22397.2579 | 21229.6284 | 25378.6178 | 24119.6985 | 24098.5024 | 22842.166
NSW1 | Hydro | 0 | 0 | 0 | 0 | 0 | 0 | 0 | 0 | 0 | 0 | 0 | 0 | 0 | 0 | 0 | 0 | 0 | 0 | 0 | 0 | 0 | 0 | 0 | 0 | 0 | 0 | 0
NSW1 | Hydrogen Turbine | 0 | 0 | 0 | 0 | 0 | 0 | 0 | 0 | 0 | 0 | 0 | 0 | 0 | 0 | 0 | 0 | 0 | 0 | 0 | 0 | 0 | 0 | 0 | 0 | 0 | 0 | 0
NSW1 | Wind | 0 | 333381.7926 | 322544.4283 | 414862.3355 | 755654.6678 | 796018.884 | 781597.3747 | 744899.8214 | 707948.6868 | 800013.3345 | 811630.7458 | 786503.9115 | 856803.2717 | 854542.3481 | 838772.1595 | 795257.9997 | 760921.483 | 735170.7821 | 709393.2921 | 757651.0982 | 811592.8906 | 767125.5039 | 727895.8525 | 739891.2849 | 792309.5156 | 748897.4442 | 631812.9298
NSW1 | Solar PV | 0 | 0.20122 | 56458.8484 | 53515.504 | 50943.0734 | 76622.0341 | 120363.9485 | 178497.5327 | 169643.0724 | 188845.1746 | 205834.6953 | 199288.9621 | 189403.1312 | 188275.3168 | 236060.8601 | 240570.6912 | 298916.8906 | 319938.6093 | 324383.0032 | 334669.7103 | 338690.2996 | 320132.8383 | 303443.4497 | 336848.2001 | 336943.7861 | 332812.0149 | 351116.6556
NSW1 | Grid Battery | 0 | 0.38291 | 50506.1903 | 47873.1962 | 104194.3099 | 129919.3592 | 128675.0692 | 121966.9683 | 115916.7416 | 149640.1262 | 141838.987 | 134444.5381 | 127775.401 | 120774.3559 | 114478.0669 | 108510.0189 | 155388.9971 | 146874.9919 | 158429.2875 | 155226.9257 | 150057.0341 | 157078.0476 | 132763.2324 | 131336.039 | 104719.0195 | 106349.2675 | 98911.5462
NSW1 | Pumped Hydro | 0 | 0 | 69625.9171 | 65996.1338 | 65863.8405 | 62255.0786 | 59009.5563 | 55933.233 | 53158.6371 | 50245.9815 | 47626.5262 | 45143.6281 | 42904.2766 | 40553.4751 | 38439.6003 | 36435.6409 | 34628.2341 | 32730.8913 | 31024.5522 | 29407.1615 | 27948.4254 | 26417.2781 | 25040.0749 | 23734.8403 | 22557.4618 | 21321.4978 | 20209.9511
NSW1 | VPP | 0 | 0 | 0 | 0 | 0 | 0 | 0 | 0 | 0 | 0 | 0 | 0 | 0 | 0 | 0 | 0 | 0 | 0 | 0 | 0 | 0 | 0 | 0 | 0 | 0 | 0 | 0
Total excluding storage |  | 0 | 333382.4393 | 499135.4434 | 582247.2259 | 976655.9451 | 1064815.4066 | 1089645.9968 | 1101297.601 | 1046667.1814 | 1188744.6579 | 1206930.9934 | 1165381.077 | 1216886.1158 | 1204145.5295 | 1253382.2053 | 1205069.6288 | 1272945.7035 | 1256540.2246 | 1243917.2914 | 1296563.5749 | 1346924.6311 | 1293150.9259 | 1210372.2379 | 1257188.9822 | 1280649.4815 | 1233478.7269 | 1124893.2488
Region | Technology | 2023-24 | 2024-25 | 2025-26 | 2026-27 | 2027-28 | 2028-29 | 2029-30 | 2030-31 | 2031-32 | 2032-33 | 2033-34 | 2034-35 | 2035-36 | 2036-37 | 2037-38 | 2038-39 | 2039-40 | 2040-41 | 2041-42 | 2042-43 | 2043-44 | 2044-45 | 2045-46 | 2046-47 | 2047-48 | 2048-49 | 2049-50
QLD1 | Black Coal | 0 | 0 | 0 | 0 | 0 | 0 | 0 | 0 | 0 | 0 | 0 | 0 | 0 | 0 | 0 | 0 | 0 | 0 | 0 | 0 | 0 | 0 | 0 | 0 | 0 | 0 | 0
QLD1 | Brown Coal | 0 | 0 | 0 | 0 | 0 | 0 | 0 | 0 | 0 | 0 | 0 | 0 | 0 | 0 | 0 | 0 | 0 | 0 | 0 | 0 | 0 | 0 | 0 | 0 | 0 | 0 | 0
QLD1 | CCGT | 0 | 0 | 0 | 0 | 0 | 0 | 0 | 0 | 0 | 0 | 0 | 0 | 0 | 0 | 0 | 0 | 0 | 0 | 0 | 0 | 0 | 0 | 0 | 0 | 0 | 0 | 0
QLD1 | Gas - Steam | 0 | 0 | 0 | 0 | 0 | 0 | 0 | 0 | 0 | 0 | 0 | 0 | 0 | 0 | 0 | 0 | 0 | 0 | 0 | 0 | 0 | 0 | 0 | 0 | 0 | 0 | 0
QLD1 | OCGT / Diesel | 0 | 0.017007 | 0.016129 | 0.016305 | 0.015632 | 6775.2668 | 6422.0539 | 6087.2549 | 5785.2936 | 5468.3068 | 5183.2294 | 4913.0138 | 4669.3013 | 4413.4619 | 24028.4156 | 22775.7494 | 21645.9476 | 20459.9265 | 19393.2953 | 18382.2705 | 17470.4086 | 16513.173 | 15652.2967 | 44560.3652 | 42349.9254 | 80784.0534 | 76572.558
QLD1 | Hydro | 0 | 0 | 0 | 0 | 0 | 0 | 0 | 0 | 0 | 0 | 0 | 0 | 0 | 0 | 0 | 0 | 0 | 0 | 0 | 0 | 0 | 0 | 0 | 0 | 0 | 0 | 0
QLD1 | Hydrogen Turbine | 0 | 0 | 0 | 0 | 0 | 0 | 0 | 0 | 0 | 0 | 0 | 0 | 0 | 0 | 0 | 0 | 0 | 0 | 0 | 0 | 0 | 0 | 0 | 0 | 0 | 0 | 0
QLD1 | Wind | 0 | 150749.3472 | 142890.3777 | 196198.1768 | 313835.5323 | 618384.3037 | 590212.1588 | 706351.2328 | 673385.1544 | 739947.819 | 795748.3947 | 756296.2064 | 718779.7474 | 679396.5093 | 772584.0772 | 732307.1827 | 695980.7104 | 669946.6639 | 648491.2044 | 670593.1854 | 667028.4336 | 630480.7252 | 597612.0636 | 734066.0776 | 719070.9436 | 715371.8678 | 646166.3824
QLD1 | Solar PV | 0 | 0.085413 | 0.11696 | 0.11598 | 0.11171 | 7078.1693 | 7950.7324 | 37955.1491 | 50272.8359 | 88760.5557 | 114612.82 | 140083.9833 | 133135.0456 | 125840.3344 | 172101.2943 | 178440.4157 | 311341.5383 | 340956.6716 | 336111.8987 | 448570.8761 | 426350.1001 | 402989.5979 | 389146.45 | 416621.5477 | 407078.6821 | 419368.6434 | 443779.9654
QLD1 | Grid Battery | 0 | 0.052406 | 0.057671 | 0.081572 | 0.097378 | 75093.1204 | 71178.3137 | 83726.541 | 81439.8534 | 131638.4851 | 132765.3632 | 125843.9467 | 119601.3947 | 113048.2159 | 107154.7074 | 101568.445 | 148726.5818 | 140577.581 | 177910.6989 | 240688.211 | 228748.7503 | 216215.1706 | 204943.2871 | 194259.0314 | 184622.7067 | 182802.4838 | 173272.4965
QLD1 | Pumped Hydro | 0 | 0 | 0.094644 | 0.13796 | 0.13629 | 21765.7578 | 20631.0506 | 19555.4993 | 18585.4389 | 17567.1093 | 16651.2941 | 42465.8268 | 40359.29 | 38147.931 | 192096.3279 | 182081.8281 | 208179.1053 | 196772.5916 | 186514.3054 | 176790.8128 | 168021.0142 | 158814.8356 | 150535.3894 | 181507.3919 | 172503.6248 | 163051.8385 | 154551.5057
QLD1 | VPP | 0 | 0 | 0 | 0 | 0 | 0 | 0 | 0 | 0 | 0 | 0 | 0 | 0 | 0 | 0 | 0 | 0 | 0 | 0 | 0 | 0 | 0 | 0 | 0 | 0 | 0 | 0
Total excluding storage |  | 0 | 150749.502 | 142890.6631 | 196198.5286 | 313835.8933 | 729096.6179 | 696394.3094 | 853675.6772 | 829468.5762 | 983382.276 | 1064961.1015 | 1069602.9771 | 1016544.779 | 960846.4525 | 1267964.8224 | 1217173.6208 | 1385873.8834 | 1368713.4346 | 1368421.4028 | 1555025.3558 | 1507618.7067 | 1425013.5023 | 1357889.4868 | 1571014.4138 | 1525625.8828 | 1561378.8868 | 1494342.908
Region | Technology | 2023-24 | 2024-25 | 2025-26 | 2026-27 | 2027-28 | 2028-29 | 2029-30 | 2030-31 | 2031-32 | 2032-33 | 2033-34 | 2034-35 | 2035-36 | 2036-37 | 2037-38 | 2038-39 | 2039-40 | 2040-41 | 2041-42 | 2042-43 | 2043-44 | 2044-45 | 2045-46 | 2046-47 | 2047-48 | 2048-49 | 2049-50
VIC1 | Black Coal | 0 | 0 | 0 | 0 | 0 | 0 | 0 | 0 | 0 | 0 | 0 | 0 | 0 | 0 | 0 | 0 | 0 | 0 | 0 | 0 | 0 | 0 | 0 | 0 | 0 | 0 | 0
VIC1 | Brown Coal | 0 | 0 | 0 | 0 | 0 | 0 | 0 | 0 | 0 | 0 | 0 | 0 | 0 | 0 | 0 | 0 | 0 | 0 | 0 | 0 | 0 | 0 | 0 | 0 | 0 | 0 | 0
VIC1 | CCGT | 0 | 0 | 0 | 0 | 0 | 0 | 0 | 0 | 0 | 0 | 0 | 0 | 0 | 0 | 0 | 0 | 0 | 0 | 0 | 0 | 0 | 0 | 0 | 0 | 0 | 0 | 0
VIC1 | Gas - Steam | 0 | 0 | 0 | 0 | 0 | 0 | 0 | 0 | 0 | 0 | 0 | 0 | 0 | 0 | 0 | 0 | 0 | 0 | 0 | 0 | 0 | 0 | 0 | 0 | 0 | 0 | 0
VIC1 | OCGT / Diesel | 0 | 0.032603 | 0.030903 | 0.029349 | 0.027924 | 0.026505 | 0.025204 | 0.024 | 0.022836 | 0.022213 | 0.021139 | 0.02084 | 19255.751 | 18200.6932 | 19475.1763 | 18459.8828 | 17544.1713 | 16582.8941 | 15718.3833 | 14898.9416 | 38490.2549 | 74101.8851 | 70238.7536 | 66577.0177 | 63274.4307 | 59807.5091 | 56689.5739
VIC1 | Hydro | 0 | 0 | 0 | 0 | 0 | 0 | 0 | 0 | 0 | 0 | 0 | 0 | 0 | 0 | 0 | 0 | 0 | 0 | 0 | 0 | 0 | 0 | 0 | 0 | 0 | 0 | 0
VIC1 | Hydrogen Turbine | 0 | 0 | 0 | 0 | 0 | 0 | 0 | 0 | 0 | 0 | 0 | 0 | 0 | 0 | 0 | 0 | 0 | 0 | 0 | 0 | 0 | 0 | 0 | 0 | 0 | 0 | 0
VIC1 | Wind | 0 | 121793.9926 | 115444.5433 | 159761.5859 | 182235.5884 | 213501.3267 | 274954.9747 | 389612.9434 | 370285.9963 | 353428.6757 | 495380.5284 | 469555.007 | 446262.4906 | 421811.2715 | 457752.7315 | 433888.9162 | 420112.48 | 405836.0872 | 384678.756 | 381430.7822 | 363791.0523 | 343916.5243 | 346992.3309 | 383862.15 | 365739.4224 | 348725.7816 | 325977.1244
VIC1 | Solar PV | 0 | 0.077581 | 0.075072 | 0.14487 | 0.13864 | 0.13173 | 0.127 | 0.16117 | 0.17296 | 39737.1638 | 37665.5583 | 48061.3106 | 45677.2048 | 47408.7843 | 58346.2698 | 55304.5313 | 70637.7163 | 66906.2021 | 108091.016 | 111842.2114 | 161406.8267 | 152796.3525 | 151584.4471 | 150027.4458 | 144509.5895 | 147914.3182 | 146795.1536
VIC1 | Grid Battery | 0 | 0.080052 | 0.076588 | 0.30939 | 0.29532 | 0.27919 | 0.26557 | 9349.0683 | 8885.3041 | 16422.7546 | 15566.5928 | 14755.0646 | 30497.2982 | 28826.2963 | 33271.825 | 31537.276 | 32636.0242 | 47020.9524 | 77872.7074 | 73812.996 | 76937.562 | 88162.3538 | 83566.2122 | 79209.6145 | 75280.3825 | 71155.6422 | 71936.34
VIC1 | Pumped Hydro | 0 | 0 | 0.090722 | 0.19413 | 0.18556 | 0.17643 | 0.16858 | 0.24654 | 0.23452 | 0.22265 | 0.21198 | 0.20185 | 0.24386 | 0.23266 | 0.45347 | 0.43058 | 0.41066 | 0.39677 | 0.3948 | 0.37605 | 0.36303 | 1110.3141 | 1052.4356 | 997.571 | 948.0869 | 1791.9804 | 1698.5603
VIC1 | VPP | 0 | 0 | 0 | 0 | 0 | 0 | 0 | 0 | 0 | 0 | 0 | 0 | 0 | 0 | 0 | 0 | 0 | 0 | 0 | 0 | 0 | 0 | 0 | 0 | 0 | 0 | 0
Total excluding storage |  | 0 | 121794.1828 | 115444.8166 | 159762.2637 | 182236.2358 | 213501.9405 | 274955.561 | 398962.4435 | 379171.7307 | 409588.839 | 548612.9126 | 532371.6049 | 541692.9884 | 516247.278 | 568846.456 | 539191.0369 | 540930.8024 | 536346.5326 | 586361.2576 | 581985.3073 | 640626.0589 | 660087.4298 | 653434.1795 | 680673.7989 | 649751.912 | 629395.2315 | 603096.7522
Region | Technology | 2023-24 | 2024-25 | 2025-26 | 2026-27 | 2027-28 | 2028-29 | 2029-30 | 2030-31 | 2031-32 | 2032-33 | 2033-34 | 2034-35 | 2035-36 | 2036-37 | 2037-38 | 2038-39 | 2039-40 | 2040-41 | 2041-42 | 2042-43 | 2043-44 | 2044-45 | 2045-46 | 2046-47 | 2047-48 | 2048-49 | 2049-50
SA1 | Black Coal | 0 | 0 | 0 | 0 | 0 | 0 | 0 | 0 | 0 | 0 | 0 | 0 | 0 | 0 | 0 | 0 | 0 | 0 | 0 | 0 | 0 | 0 | 0 | 0 | 0 | 0 | 0
SA1 | Brown Coal | 0 | 0 | 0 | 0 | 0 | 0 | 0 | 0 | 0 | 0 | 0 | 0 | 0 | 0 | 0 | 0 | 0 | 0 | 0 | 0 | 0 | 0 | 0 | 0 | 0 | 0 | 0
SA1 | CCGT | 0 | 0 | 0 | 0 | 0 | 0 | 0 | 0 | 0 | 0 | 0 | 0 | 0 | 0 | 0 | 0 | 0 | 0 | 0 | 0 | 0 | 0 | 0 | 0 | 0 | 0 | 0
SA1 | Gas - Steam | 0 | 0 | 0 | 0 | 0 | 0 | 0 | 0 | 0 | 0 | 0 | 0 | 0 | 0 | 0 | 0 | 0 | 0 | 0 | 0 | 0 | 0 | 0 | 0 | 0 | 0 | 0
SA1 | OCGT / Diesel | 0 | 0.017242 | 0.016352 | 0.018366 | 0.017511 | 0.016657 | 0.015887 | 0.017809 | 0.017023 | 0.018769 | 0.017911 | 0.018164 | 0.057241 | 0.054169 | 0.072689 | 0.068933 | 0.065679 | 0.062134 | 0.058931 | 0.055928 | 628.4854 | 594.0498 | 563.0804 | 533.7255 | 507.2498 | 479.4567 | 454.457
SA1 | Hydro | 0 | 0 | 0 | 0 | 0 | 0 | 0 | 0 | 0 | 0 | 0 | 0 | 0 | 0 | 0 | 0 | 0 | 0 | 0 | 0 | 0 | 0 | 0 | 0 | 0 | 0 | 0
SA1 | Hydrogen Turbine | 0 | 0 | 0 | 0 | 0 | 0 | 0 | 0 | 0 | 0 | 0 | 0 | 0 | 0 | 0 | 0 | 0 | 0 | 0 | 0 | 0 | 0 | 0 | 0 | 0 | 0 | 0
SA1 | Wind | 0 | 58375.0278 | 55331.78 | 90026.7456 | 85560.9452 | 166615.7668 | 180689.8835 | 186169.764 | 176934.7205 | 182692.7695 | 181140.262 | 171696.9337 | 163180.5986 | 164594.3865 | 199825.5637 | 198510.3768 | 210820.7456 | 202996.1717 | 192413.4336 | 211294.2384 | 202397.1577 | 202878.1284 | 192301.5488 | 239066.9909 | 250091.0592 | 248865.0597 | 236402.4422
SA1 | Solar PV | 0 | 0.11823 | 0.14954 | 0.14616 | 0.13936 | 0.13503 | 0.13175 | 0.20092 | 0.19109 | 14115.2381 | 13379.3728 | 36755.72 | 34932.4337 | 33018.4231 | 60797.0968 | 57627.5815 | 58301.9082 | 100837.049 | 118682.1756 | 123134.9753 | 173209.2187 | 164055.6755 | 155503.01 | 152262.0606 | 145439.4424 | 144645.807 | 137392.2715
SA1 | Grid Battery | 0 | 0.05661 | 0.068542 | 0.13258 | 0.12846 | 0.12146 | 0.11692 | 0.68961 | 0.65965 | 31314.0779 | 29681.5913 | 28134.2101 | 38033.922 | 35949.9753 | 45351.7033 | 42987.3975 | 40854.989 | 59653.2951 | 78961.7216 | 75025.495 | 93063.2207 | 95332.7815 | 90362.8217 | 85651.9412 | 81403.1334 | 76942.908 | 72931.7085
SA1 | Pumped Hydro | 0 | 0 | 0.11177 | 0.14987 | 0.14543 | 0.13933 | 0.13579 | 0.16189 | 0.15437 | 0.15162 | 0.14634 | 0.14097 | 0.15838 | 0.15133 | 0.18296 | 0.17416 | 0.16734 | 0.16842 | 0.17993 | 0.18543 | 0.18044 | 0.20375 | 0.19375 | 0.18421 | 0.17559 | 0.16669 | 0.16992
SA1 | VPP | 0 | 0 | 0 | 0 | 0 | 0 | 0 | 0 | 0 | 0 | 0 | 0 | 0 | 0 | 0 | 0 | 0 | 0 | 0 | 0 | 0 | 0 | 0 | 0 | 0 | 0 | 0
Total excluding storage |  | 0 | 58375.2199 | 55332.1263 | 90027.1926 | 85561.3759 | 166616.1793 | 180690.2839 | 186170.8342 | 176935.7427 | 228122.2559 | 224201.3903 | 236587.023 | 236147.1698 | 233562.9904 | 305974.6194 | 299125.5989 | 309977.8759 | 363486.7464 | 390057.5696 | 409454.9501 | 469298.2629 | 462860.8389 | 438730.6547 | 477514.9023 | 477441.0604 | 470933.3982 | 447181.0491
Region | Technology | 2023-24 | 2024-25 | 2025-26 | 2026-27 | 2027-28 | 2028-29 | 2029-30 | 2030-31 | 2031-32 | 2032-33 | 2033-34 | 2034-35 | 2035-36 | 2036-37 | 2037-38 | 2038-39 | 2039-40 | 2040-41 | 2041-42 | 2042-43 | 2043-44 | 2044-45 | 2045-46 | 2046-47 | 2047-48 | 2048-49 | 2049-50
TAS1 | Black Coal | 0 | 0 | 0 | 0 | 0 | 0 | 0 | 0 | 0 | 0 | 0 | 0 | 0 | 0 | 0 | 0 | 0 | 0 | 0 | 0 | 0 | 0 | 0 | 0 | 0 | 0 | 0
TAS1 | Brown Coal | 0 | 0 | 0 | 0 | 0 | 0 | 0 | 0 | 0 | 0 | 0 | 0 | 0 | 0 | 0 | 0 | 0 | 0 | 0 | 0 | 0 | 0 | 0 | 0 | 0 | 0 | 0
TAS1 | CCGT | 0 | 0 | 0 | 0 | 0 | 0 | 0 | 0 | 0 | 0 | 0 | 0 | 0 | 0 | 0 | 0 | 0 | 0 | 0 | 0 | 0 | 0 | 0 | 0 | 0 | 0 | 0
TAS1 | Gas - Steam | 0 | 0 | 0 | 0 | 0 | 0 | 0 | 0 | 0 | 0 | 0 | 0 | 0 | 0 | 0 | 0 | 0 | 0 | 0 | 0 | 0 | 0 | 0 | 0 | 0 | 0 | 0
TAS1 | OCGT / Diesel | 0 | 0.015787 | 0.014971 | 0.014255 | 0.013971 | 0.013911 | 0.014092 | 0.016406 | 0.015708 | 0.017466 | 0.016658 | 0.015905 | 0.036119 | 0.034206 | 0.037153 | 0.035273 | 0.033615 | 0.031821 | 0.030395 | 0.028898 | 0.02847 | 0.051005 | 0.048398 | 0.045931 | 0.043722 | 0.041402 | 0.035171
TAS1 | Hydro | 0 | 0 | 0 | 0 | 0 | 0 | 0 | 0 | 0 | 0 | 0 | 0 | 0 | 0 | 0 | 0 | 0 | 0 | 0 | 0 | 0 | 0 | 0 | 0 | 0 | 0 | 0
TAS1 | Hydrogen Turbine | 0 | 0 | 0 | 0 | 0 | 0 | 0 | 0 | 0 | 0 | 0 | 0 | 0 | 0 | 0 | 0 | 0 | 0 | 0 | 0 | 0 | 0 | 0 | 0 | 0 | 0 | 0
TAS1 | Wind | 0 | 84781.0816 | 80361.2154 | 77413.7903 | 90001.1854 | 93993.4349 | 138411.3022 | 131965.4822 | 234765.7129 | 221972.4569 | 210400.4354 | 199431.6936 | 189538.7825 | 179153.6074 | 169925.1236 | 161066.4697 | 153076.6864 | 145712.8451 | 138116.4413 | 130916.0596 | 124421.902 | 117604.5994 | 111473.5577 | 105662.146 | 100420.7227 | 94918.4892 | 67757.2342
TAS1 | Solar PV | 0 | 0.034141 | 0.032452 | 0.033911 | 0.03252 | 0.030829 | 0.030253 | 0.035475 | 0.03385 | 0.041618 | 0.039567 | 0.047829 | 0.045528 | 0.04339 | 0.045455 | 0.04372 | 0.047384 | 3835.9495 | 3635.9716 | 3446.4194 | 3275.4603 | 3096.0006 | 2934.5978 | 2781.6117 | 2643.6285 | 2498.8039 | 2368.5256
TAS1 | Grid Battery | 0 | 0.041777 | 0.048441 | 0.052463 | 0.060343 | 0.057148 | 0.06553 | 0.10893 | 0.12133 | 0.15261 | 0.14523 | 0.13795 | 0.13186 | 0.12533 | 0.1336 | 0.12746 | 0.12173 | 0.11562 | 0.11189 | 0.10672 | 0.11237 | 0.12193 | 0.11297 | 0.1054 | 0.10349 | 0.10874 | 0.10832
TAS1 | Pumped Hydro | 0 | 0 | 0.11076 | 0.11706 | 0.1337 | 0.14014 | 0.20358 | 2777.2742 | 2639.5184 | 34988.2866 | 33164.255 | 31435.3144 | 37617.9979 | 35556.8399 | 39926.8233 | 37845.3313 | 35967.9955 | 33997.2437 | 32224.8776 | 30544.9088 | 29029.7146 | 29509.0775 | 27970.6899 | 26512.5028 | 25197.3372 | 23816.7314 | 22575.1022
TAS1 | VPP | 0 | 0 | 0 | 0 | 0 | 0 | 0 | 0 | 0 | 0 | 0 | 0 | 0 | 0 | 0 | 0 | 0 | 0 | 0 | 0 | 0 | 0 | 0 | 0 | 0 | 0 | 0
Total excluding storage |  | 0 | 84781.1733 | 80361.422 | 77414.008 | 90001.4259 | 93993.6769 | 138411.6157 | 134742.9172 | 237405.4021 | 256960.9551 | 243564.8919 | 230867.2097 | 227156.9939 | 214710.6502 | 209852.1631 | 198912.0074 | 189044.8846 | 183546.1857 | 173977.4327 | 164907.5235 | 156727.2177 | 150209.8504 | 142379.0069 | 134956.4118 | 128261.8356 | 121234.1746 | 92701.0054

## Option 5_Rehab Cost
Rehabilition cost by technology ($000s) - Option 5, Step Change Scenario
Rehab | Real June 2021 dollars discounted to 1 July 2021
Explicitly modelled generation
Region | Technology | 2023-24 | 2024-25 | 2025-26 | 2026-27 | 2027-28 | 2028-29 | 2029-30 | 2030-31 | 2031-32 | 2032-33 | 2033-34 | 2034-35 | 2035-36 | 2036-37 | 2037-38 | 2038-39 | 2039-40 | 2040-41 | 2041-42 | 2042-43 | 2043-44 | 2044-45 | 2045-46 | 2046-47 | 2047-48 | 2048-49 | 2049-50
NEM | Black Coal | 0 | 0 | 0 | 0 | 0 | 0 | 0 | 0 | 0 | 0 | 0 | 0 | 0 | 0 | 0 | 0 | 0 | 0 | 0 | 0 | 0 | 0 | 0 | 0 | 0 | 0 | 0
NEM | Brown Coal | 0 | 0 | 0 | 0 | 0 | 0 | 0 | 0 | 0 | 0 | 0 | 0 | 0 | 0 | 0 | 0 | 0 | 0 | 0 | 0 | 0 | 0 | 0 | 0 | 0 | 0 | 0
NEM | CCGT | 0 | 0 | 0 | 0 | 0 | 0 | 0 | 0 | 0 | 0 | 0 | 0 | 0 | 0 | 0 | 0 | 0 | 0 | 0 | 0 | 0 | 0 | 0 | 0 | 0 | 0 | 0
NEM | Gas - Steam | 0 | 0 | 0 | 0 | 0 | 0 | 0 | 0 | 0 | 0 | 0 | 0 | 0 | 0 | 0 | 0 | 0 | 0 | 0 | 0 | 0 | 0 | 0 | 0 | 0 | 0 | 0
NEM | OCGT / Diesel | 0 | 0 | 0 | 0 | 0 | 0 | 0 | 0 | 0 | 0 | 0 | 0 | 0 | 0 | 0 | 0 | 0 | 0 | 0 | 0 | 0 | 0 | 0 | 0 | 0 | 0 | 0
NEM | Hydro | 0 | 0 | 0 | 0 | 0 | 0 | 0 | 0 | 0 | 0 | 0 | 0 | 0 | 0 | 0 | 0 | 0 | 0 | 0 | 0 | 0 | 0 | 0 | 0 | 0 | 0 | 0
NEM | Hydrogen Turbine | 0 | 0 | 0 | 0 | 0 | 0 | 0 | 0 | 0 | 0 | 0 | 0 | 0 | 0 | 0 | 0 | 0 | 0 | 0 | 0 | 0 | 0 | 0 | 0 | 0 | 0 | 0
NEM | Wind | 0 | 0 | 0 | 0 | 0 | 0 | 0 | 0 | 0 | 0 | 0 | 0 | 0 | 0 | 0 | 0 | 0 | 0 | 0 | 0 | 0 | 0 | 0 | 0 | 0 | 0 | 0
NEM | Solar PV | 0 | 0 | 0 | 0 | 0 | 0 | 0 | 0 | 0 | 0 | 0 | 0 | 0 | 0 | 0 | 0 | 0 | 0 | 0 | 0 | 0 | 0 | 0 | 0 | 0 | 0 | 0
NEM | Grid Battery | 0 | 0 | 0 | 0 | 0 | 0 | 0 | 0 | 0 | 0 | 0 | 0 | 0 | 0 | 0 | 0 | 0 | 0 | 0 | 0 | 0 | 0 | 0 | 0 | 0 | 0 | 0
NEM | Pumped Hydro | 0 | 0 | 0 | 0 | 0 | 0 | 0 | 0 | 0 | 0 | 0 | 0 | 0 | 0 | 0 | 0 | 0 | 0 | 0 | 0 | 0 | 0 | 0 | 0 | 0 | 0 | 0
NEM | VPP | 0 | 0 | 0 | 0 | 0 | 0 | 0 | 0 | 0 | 0 | 0 | 0 | 0 | 0 | 0 | 0 | 0 | 0 | 0 | 0 | 0 | 0 | 0 | 0 | 0 | 0 | 0
Total excluding storage |  | 0 | 0 | 0 | 0 | 0 | 0 | 0 | 0 | 0 | 0 | 0 | 0 | 0 | 0 | 0 | 0 | 0 | 0 | 0 | 0 | 0 | 0 | 0 | 0 | 0 | 0 | 0
Region | Technology | 2023-24 | 2024-25 | 2025-26 | 2026-27 | 2027-28 | 2028-29 | 2029-30 | 2030-31 | 2031-32 | 2032-33 | 2033-34 | 2034-35 | 2035-36 | 2036-37 | 2037-38 | 2038-39 | 2039-40 | 2040-41 | 2041-42 | 2042-43 | 2043-44 | 2044-45 | 2045-46 | 2046-47 | 2047-48 | 2048-49 | 2049-50
NSW1 | Black Coal | 0 | 0 | 0 | 0 | 0 | 0 | 0 | 0 | 0 | 0 | 0 | 0 | 0 | 0 | 0 | 0 | 0 | 0 | 0 | 0 | 0 | 0 | 0 | 0 | 0 | 0 | 0
NSW1 | Brown Coal | 0 | 0 | 0 | 0 | 0 | 0 | 0 | 0 | 0 | 0 | 0 | 0 | 0 | 0 | 0 | 0 | 0 | 0 | 0 | 0 | 0 | 0 | 0 | 0 | 0 | 0 | 0
NSW1 | CCGT | 0 | 0 | 0 | 0 | 0 | 0 | 0 | 0 | 0 | 0 | 0 | 0 | 0 | 0 | 0 | 0 | 0 | 0 | 0 | 0 | 0 | 0 | 0 | 0 | 0 | 0 | 0
NSW1 | Gas - Steam | 0 | 0 | 0 | 0 | 0 | 0 | 0 | 0 | 0 | 0 | 0 | 0 | 0 | 0 | 0 | 0 | 0 | 0 | 0 | 0 | 0 | 0 | 0 | 0 | 0 | 0 | 0
NSW1 | OCGT / Diesel | 0 | 0 | 0 | 0 | 0 | 0 | 0 | 0 | 0 | 0 | 0 | 0 | 0 | 0 | 0 | 0 | 0 | 0 | 0 | 0 | 0 | 0 | 0 | 0 | 0 | 0 | 0
NSW1 | Hydro | 0 | 0 | 0 | 0 | 0 | 0 | 0 | 0 | 0 | 0 | 0 | 0 | 0 | 0 | 0 | 0 | 0 | 0 | 0 | 0 | 0 | 0 | 0 | 0 | 0 | 0 | 0
NSW1 | Hydrogen Turbine | 0 | 0 | 0 | 0 | 0 | 0 | 0 | 0 | 0 | 0 | 0 | 0 | 0 | 0 | 0 | 0 | 0 | 0 | 0 | 0 | 0 | 0 | 0 | 0 | 0 | 0 | 0
NSW1 | Wind | 0 | 0 | 0 | 0 | 0 | 0 | 0 | 0 | 0 | 0 | 0 | 0 | 0 | 0 | 0 | 0 | 0 | 0 | 0 | 0 | 0 | 0 | 0 | 0 | 0 | 0 | 0
NSW1 | Solar PV | 0 | 0 | 0 | 0 | 0 | 0 | 0 | 0 | 0 | 0 | 0 | 0 | 0 | 0 | 0 | 0 | 0 | 0 | 0 | 0 | 0 | 0 | 0 | 0 | 0 | 0 | 0
NSW1 | Grid Battery | 0 | 0 | 0 | 0 | 0 | 0 | 0 | 0 | 0 | 0 | 0 | 0 | 0 | 0 | 0 | 0 | 0 | 0 | 0 | 0 | 0 | 0 | 0 | 0 | 0 | 0 | 0
NSW1 | Pumped Hydro | 0 | 0 | 0 | 0 | 0 | 0 | 0 | 0 | 0 | 0 | 0 | 0 | 0 | 0 | 0 | 0 | 0 | 0 | 0 | 0 | 0 | 0 | 0 | 0 | 0 | 0 | 0
NSW1 | VPP | 0 | 0 | 0 | 0 | 0 | 0 | 0 | 0 | 0 | 0 | 0 | 0 | 0 | 0 | 0 | 0 | 0 | 0 | 0 | 0 | 0 | 0 | 0 | 0 | 0 | 0 | 0
Total excluding storage |  | 0 | 0 | 0 | 0 | 0 | 0 | 0 | 0 | 0 | 0 | 0 | 0 | 0 | 0 | 0 | 0 | 0 | 0 | 0 | 0 | 0 | 0 | 0 | 0 | 0 | 0 | 0
Region | Technology | 2023-24 | 2024-25 | 2025-26 | 2026-27 | 2027-28 | 2028-29 | 2029-30 | 2030-31 | 2031-32 | 2032-33 | 2033-34 | 2034-35 | 2035-36 | 2036-37 | 2037-38 | 2038-39 | 2039-40 | 2040-41 | 2041-42 | 2042-43 | 2043-44 | 2044-45 | 2045-46 | 2046-47 | 2047-48 | 2048-49 | 2049-50
QLD1 | Black Coal | 0 | 0 | 0 | 0 | 0 | 0 | 0 | 0 | 0 | 0 | 0 | 0 | 0 | 0 | 0 | 0 | 0 | 0 | 0 | 0 | 0 | 0 | 0 | 0 | 0 | 0 | 0
QLD1 | Brown Coal | 0 | 0 | 0 | 0 | 0 | 0 | 0 | 0 | 0 | 0 | 0 | 0 | 0 | 0 | 0 | 0 | 0 | 0 | 0 | 0 | 0 | 0 | 0 | 0 | 0 | 0 | 0
QLD1 | CCGT | 0 | 0 | 0 | 0 | 0 | 0 | 0 | 0 | 0 | 0 | 0 | 0 | 0 | 0 | 0 | 0 | 0 | 0 | 0 | 0 | 0 | 0 | 0 | 0 | 0 | 0 | 0
QLD1 | Gas - Steam | 0 | 0 | 0 | 0 | 0 | 0 | 0 | 0 | 0 | 0 | 0 | 0 | 0 | 0 | 0 | 0 | 0 | 0 | 0 | 0 | 0 | 0 | 0 | 0 | 0 | 0 | 0
QLD1 | OCGT / Diesel | 0 | 0 | 0 | 0 | 0 | 0 | 0 | 0 | 0 | 0 | 0 | 0 | 0 | 0 | 0 | 0 | 0 | 0 | 0 | 0 | 0 | 0 | 0 | 0 | 0 | 0 | 0
QLD1 | Hydro | 0 | 0 | 0 | 0 | 0 | 0 | 0 | 0 | 0 | 0 | 0 | 0 | 0 | 0 | 0 | 0 | 0 | 0 | 0 | 0 | 0 | 0 | 0 | 0 | 0 | 0 | 0
QLD1 | Hydrogen Turbine | 0 | 0 | 0 | 0 | 0 | 0 | 0 | 0 | 0 | 0 | 0 | 0 | 0 | 0 | 0 | 0 | 0 | 0 | 0 | 0 | 0 | 0 | 0 | 0 | 0 | 0 | 0
QLD1 | Wind | 0 | 0 | 0 | 0 | 0 | 0 | 0 | 0 | 0 | 0 | 0 | 0 | 0 | 0 | 0 | 0 | 0 | 0 | 0 | 0 | 0 | 0 | 0 | 0 | 0 | 0 | 0
QLD1 | Solar PV | 0 | 0 | 0 | 0 | 0 | 0 | 0 | 0 | 0 | 0 | 0 | 0 | 0 | 0 | 0 | 0 | 0 | 0 | 0 | 0 | 0 | 0 | 0 | 0 | 0 | 0 | 0
QLD1 | Grid Battery | 0 | 0 | 0 | 0 | 0 | 0 | 0 | 0 | 0 | 0 | 0 | 0 | 0 | 0 | 0 | 0 | 0 | 0 | 0 | 0 | 0 | 0 | 0 | 0 | 0 | 0 | 0
QLD1 | Pumped Hydro | 0 | 0 | 0 | 0 | 0 | 0 | 0 | 0 | 0 | 0 | 0 | 0 | 0 | 0 | 0 | 0 | 0 | 0 | 0 | 0 | 0 | 0 | 0 | 0 | 0 | 0 | 0
QLD1 | VPP | 0 | 0 | 0 | 0 | 0 | 0 | 0 | 0 | 0 | 0 | 0 | 0 | 0 | 0 | 0 | 0 | 0 | 0 | 0 | 0 | 0 | 0 | 0 | 0 | 0 | 0 | 0
Total excluding storage |  | 0 | 0 | 0 | 0 | 0 | 0 | 0 | 0 | 0 | 0 | 0 | 0 | 0 | 0 | 0 | 0 | 0 | 0 | 0 | 0 | 0 | 0 | 0 | 0 | 0 | 0 | 0
Region | Technology | 2023-24 | 2024-25 | 2025-26 | 2026-27 | 2027-28 | 2028-29 | 2029-30 | 2030-31 | 2031-32 | 2032-33 | 2033-34 | 2034-35 | 2035-36 | 2036-37 | 2037-38 | 2038-39 | 2039-40 | 2040-41 | 2041-42 | 2042-43 | 2043-44 | 2044-45 | 2045-46 | 2046-47 | 2047-48 | 2048-49 | 2049-50
VIC1 | Black Coal | 0 | 0 | 0 | 0 | 0 | 0 | 0 | 0 | 0 | 0 | 0 | 0 | 0 | 0 | 0 | 0 | 0 | 0 | 0 | 0 | 0 | 0 | 0 | 0 | 0 | 0 | 0
VIC1 | Brown Coal | 0 | 0 | 0 | 0 | 0 | 0 | 0 | 0 | 0 | 0 | 0 | 0 | 0 | 0 | 0 | 0 | 0 | 0 | 0 | 0 | 0 | 0 | 0 | 0 | 0 | 0 | 0
VIC1 | CCGT | 0 | 0 | 0 | 0 | 0 | 0 | 0 | 0 | 0 | 0 | 0 | 0 | 0 | 0 | 0 | 0 | 0 | 0 | 0 | 0 | 0 | 0 | 0 | 0 | 0 | 0 | 0
VIC1 | Gas - Steam | 0 | 0 | 0 | 0 | 0 | 0 | 0 | 0 | 0 | 0 | 0 | 0 | 0 | 0 | 0 | 0 | 0 | 0 | 0 | 0 | 0 | 0 | 0 | 0 | 0 | 0 | 0
VIC1 | OCGT / Diesel | 0 | 0 | 0 | 0 | 0 | 0 | 0 | 0 | 0 | 0 | 0 | 0 | 0 | 0 | 0 | 0 | 0 | 0 | 0 | 0 | 0 | 0 | 0 | 0 | 0 | 0 | 0
VIC1 | Hydro | 0 | 0 | 0 | 0 | 0 | 0 | 0 | 0 | 0 | 0 | 0 | 0 | 0 | 0 | 0 | 0 | 0 | 0 | 0 | 0 | 0 | 0 | 0 | 0 | 0 | 0 | 0
VIC1 | Hydrogen Turbine | 0 | 0 | 0 | 0 | 0 | 0 | 0 | 0 | 0 | 0 | 0 | 0 | 0 | 0 | 0 | 0 | 0 | 0 | 0 | 0 | 0 | 0 | 0 | 0 | 0 | 0 | 0
VIC1 | Wind | 0 | 0 | 0 | 0 | 0 | 0 | 0 | 0 | 0 | 0 | 0 | 0 | 0 | 0 | 0 | 0 | 0 | 0 | 0 | 0 | 0 | 0 | 0 | 0 | 0 | 0 | 0
VIC1 | Solar PV | 0 | 0 | 0 | 0 | 0 | 0 | 0 | 0 | 0 | 0 | 0 | 0 | 0 | 0 | 0 | 0 | 0 | 0 | 0 | 0 | 0 | 0 | 0 | 0 | 0 | 0 | 0
VIC1 | Grid Battery | 0 | 0 | 0 | 0 | 0 | 0 | 0 | 0 | 0 | 0 | 0 | 0 | 0 | 0 | 0 | 0 | 0 | 0 | 0 | 0 | 0 | 0 | 0 | 0 | 0 | 0 | 0
VIC1 | Pumped Hydro | 0 | 0 | 0 | 0 | 0 | 0 | 0 | 0 | 0 | 0 | 0 | 0 | 0 | 0 | 0 | 0 | 0 | 0 | 0 | 0 | 0 | 0 | 0 | 0 | 0 | 0 | 0
VIC1 | VPP | 0 | 0 | 0 | 0 | 0 | 0 | 0 | 0 | 0 | 0 | 0 | 0 | 0 | 0 | 0 | 0 | 0 | 0 | 0 | 0 | 0 | 0 | 0 | 0 | 0 | 0 | 0
Total excluding storage |  | 0 | 0 | 0 | 0 | 0 | 0 | 0 | 0 | 0 | 0 | 0 | 0 | 0 | 0 | 0 | 0 | 0 | 0 | 0 | 0 | 0 | 0 | 0 | 0 | 0 | 0 | 0
Region | Technology | 2023-24 | 2024-25 | 2025-26 | 2026-27 | 2027-28 | 2028-29 | 2029-30 | 2030-31 | 2031-32 | 2032-33 | 2033-34 | 2034-35 | 2035-36 | 2036-37 | 2037-38 | 2038-39 | 2039-40 | 2040-41 | 2041-42 | 2042-43 | 2043-44 | 2044-45 | 2045-46 | 2046-47 | 2047-48 | 2048-49 | 2049-50
SA1 | Black Coal | 0 | 0 | 0 | 0 | 0 | 0 | 0 | 0 | 0 | 0 | 0 | 0 | 0 | 0 | 0 | 0 | 0 | 0 | 0 | 0 | 0 | 0 | 0 | 0 | 0 | 0 | 0
SA1 | Brown Coal | 0 | 0 | 0 | 0 | 0 | 0 | 0 | 0 | 0 | 0 | 0 | 0 | 0 | 0 | 0 | 0 | 0 | 0 | 0 | 0 | 0 | 0 | 0 | 0 | 0 | 0 | 0
SA1 | CCGT | 0 | 0 | 0 | 0 | 0 | 0 | 0 | 0 | 0 | 0 | 0 | 0 | 0 | 0 | 0 | 0 | 0 | 0 | 0 | 0 | 0 | 0 | 0 | 0 | 0 | 0 | 0
SA1 | Gas - Steam | 0 | 0 | 0 | 0 | 0 | 0 | 0 | 0 | 0 | 0 | 0 | 0 | 0 | 0 | 0 | 0 | 0 | 0 | 0 | 0 | 0 | 0 | 0 | 0 | 0 | 0 | 0
SA1 | OCGT / Diesel | 0 | 0 | 0 | 0 | 0 | 0 | 0 | 0 | 0 | 0 | 0 | 0 | 0 | 0 | 0 | 0 | 0 | 0 | 0 | 0 | 0 | 0 | 0 | 0 | 0 | 0 | 0
SA1 | Hydro | 0 | 0 | 0 | 0 | 0 | 0 | 0 | 0 | 0 | 0 | 0 | 0 | 0 | 0 | 0 | 0 | 0 | 0 | 0 | 0 | 0 | 0 | 0 | 0 | 0 | 0 | 0
SA1 | Hydrogen Turbine | 0 | 0 | 0 | 0 | 0 | 0 | 0 | 0 | 0 | 0 | 0 | 0 | 0 | 0 | 0 | 0 | 0 | 0 | 0 | 0 | 0 | 0 | 0 | 0 | 0 | 0 | 0
SA1 | Wind | 0 | 0 | 0 | 0 | 0 | 0 | 0 | 0 | 0 | 0 | 0 | 0 | 0 | 0 | 0 | 0 | 0 | 0 | 0 | 0 | 0 | 0 | 0 | 0 | 0 | 0 | 0
SA1 | Solar PV | 0 | 0 | 0 | 0 | 0 | 0 | 0 | 0 | 0 | 0 | 0 | 0 | 0 | 0 | 0 | 0 | 0 | 0 | 0 | 0 | 0 | 0 | 0 | 0 | 0 | 0 | 0
SA1 | Grid Battery | 0 | 0 | 0 | 0 | 0 | 0 | 0 | 0 | 0 | 0 | 0 | 0 | 0 | 0 | 0 | 0 | 0 | 0 | 0 | 0 | 0 | 0 | 0 | 0 | 0 | 0 | 0
SA1 | Pumped Hydro | 0 | 0 | 0 | 0 | 0 | 0 | 0 | 0 | 0 | 0 | 0 | 0 | 0 | 0 | 0 | 0 | 0 | 0 | 0 | 0 | 0 | 0 | 0 | 0 | 0 | 0 | 0
SA1 | VPP | 0 | 0 | 0 | 0 | 0 | 0 | 0 | 0 | 0 | 0 | 0 | 0 | 0 | 0 | 0 | 0 | 0 | 0 | 0 | 0 | 0 | 0 | 0 | 0 | 0 | 0 | 0
Total excluding storage |  | 0 | 0 | 0 | 0 | 0 | 0 | 0 | 0 | 0 | 0 | 0 | 0 | 0 | 0 | 0 | 0 | 0 | 0 | 0 | 0 | 0 | 0 | 0 | 0 | 0 | 0 | 0
Region | Technology | 2023-24 | 2024-25 | 2025-26 | 2026-27 | 2027-28 | 2028-29 | 2029-30 | 2030-31 | 2031-32 | 2032-33 | 2033-34 | 2034-35 | 2035-36 | 2036-37 | 2037-38 | 2038-39 | 2039-40 | 2040-41 | 2041-42 | 2042-43 | 2043-44 | 2044-45 | 2045-46 | 2046-47 | 2047-48 | 2048-49 | 2049-50
TAS1 | Black Coal | 0 | 0 | 0 | 0 | 0 | 0 | 0 | 0 | 0 | 0 | 0 | 0 | 0 | 0 | 0 | 0 | 0 | 0 | 0 | 0 | 0 | 0 | 0 | 0 | 0 | 0 | 0
TAS1 | Brown Coal | 0 | 0 | 0 | 0 | 0 | 0 | 0 | 0 | 0 | 0 | 0 | 0 | 0 | 0 | 0 | 0 | 0 | 0 | 0 | 0 | 0 | 0 | 0 | 0 | 0 | 0 | 0
TAS1 | CCGT | 0 | 0 | 0 | 0 | 0 | 0 | 0 | 0 | 0 | 0 | 0 | 0 | 0 | 0 | 0 | 0 | 0 | 0 | 0 | 0 | 0 | 0 | 0 | 0 | 0 | 0 | 0
TAS1 | Gas - Steam | 0 | 0 | 0 | 0 | 0 | 0 | 0 | 0 | 0 | 0 | 0 | 0 | 0 | 0 | 0 | 0 | 0 | 0 | 0 | 0 | 0 | 0 | 0 | 0 | 0 | 0 | 0
TAS1 | OCGT / Diesel | 0 | 0 | 0 | 0 | 0 | 0 | 0 | 0 | 0 | 0 | 0 | 0 | 0 | 0 | 0 | 0 | 0 | 0 | 0 | 0 | 0 | 0 | 0 | 0 | 0 | 0 | 0
TAS1 | Hydro | 0 | 0 | 0 | 0 | 0 | 0 | 0 | 0 | 0 | 0 | 0 | 0 | 0 | 0 | 0 | 0 | 0 | 0 | 0 | 0 | 0 | 0 | 0 | 0 | 0 | 0 | 0
TAS1 | Hydrogen Turbine | 0 | 0 | 0 | 0 | 0 | 0 | 0 | 0 | 0 | 0 | 0 | 0 | 0 | 0 | 0 | 0 | 0 | 0 | 0 | 0 | 0 | 0 | 0 | 0 | 0 | 0 | 0
TAS1 | Wind | 0 | 0 | 0 | 0 | 0 | 0 | 0 | 0 | 0 | 0 | 0 | 0 | 0 | 0 | 0 | 0 | 0 | 0 | 0 | 0 | 0 | 0 | 0 | 0 | 0 | 0 | 0
TAS1 | Solar PV | 0 | 0 | 0 | 0 | 0 | 0 | 0 | 0 | 0 | 0 | 0 | 0 | 0 | 0 | 0 | 0 | 0 | 0 | 0 | 0 | 0 | 0 | 0 | 0 | 0 | 0 | 0
TAS1 | Grid Battery | 0 | 0 | 0 | 0 | 0 | 0 | 0 | 0 | 0 | 0 | 0 | 0 | 0 | 0 | 0 | 0 | 0 | 0 | 0 | 0 | 0 | 0 | 0 | 0 | 0 | 0 | 0
TAS1 | Pumped Hydro | 0 | 0 | 0 | 0 | 0 | 0 | 0 | 0 | 0 | 0 | 0 | 0 | 0 | 0 | 0 | 0 | 0 | 0 | 0 | 0 | 0 | 0 | 0 | 0 | 0 | 0 | 0
TAS1 | VPP | 0 | 0 | 0 | 0 | 0 | 0 | 0 | 0 | 0 | 0 | 0 | 0 | 0 | 0 | 0 | 0 | 0 | 0 | 0 | 0 | 0 | 0 | 0 | 0 | 0 | 0 | 0
Total excluding storage |  | 0 | 0 | 0 | 0 | 0 | 0 | 0 | 0 | 0 | 0 | 0 | 0 | 0 | 0 | 0 | 0 | 0 | 0 | 0 | 0 | 0 | 0 | 0 | 0 | 0 | 0 | 0

## Option 5_REZ Tx Cost
REZ transmission expansion cost by region ($000s) - Option 5, Step Change Scenario
REZ Expansion | Real June 2021 dollars discounted to 1 July 2021. As with the total capital costs, the REZ transmission expansion costs are annualised for modelling purposes.
Explicitly modelled generation
Region | Technology | 2023-24 | 2024-25 | 2025-26 | 2026-27 | 2027-28 | 2028-29 | 2029-30 | 2030-31 | 2031-32 | 2032-33 | 2033-34 | 2034-35 | 2035-36 | 2036-37 | 2037-38 | 2038-39 | 2039-40 | 2040-41 | 2041-42 | 2042-43 | 2043-44 | 2044-45 | 2045-46 | 2046-47 | 2047-48 | 2048-49 | 2049-50
NSW1 | Transmission | 0 | 0.00145 | 0.0018543 | 0.0024332 | 0.002487 | 0.0032417 | 0.005075 | 0.0083031 | 0.0084771 | 11185.9497 | 16335.1875 | 15483.5903 | 14715.519 | 13909.229 | 13184.104 | 12496.7852 | 13174.2566 | 12452.416 | 11803.2387 | 30761.9342 | 39351.8515 | 37195.6917 | 35256.5841 | 66580.632 | 73019.6937 | 74053.0969 | 70192.5103
QLD1 | Transmission | 69.5159 | 65.8403 | 62.4089 | 80.1633 | 89.2033 | 51642.5261 | 49022.2017 | 54569.0297 | 54435.2332 | 73698.5816 | 82608.6831 | 81397.8355 | 77587.794 | 74817.7819 | 115198.5983 | 112800.502 | 142987.2993 | 153596.2348 | 154222.8336 | 196789.6298 | 211274.6969 | 200075.8958 | 192335.6594 | 202130.4627 | 202281.0563 | 205317.0603 | 210549.8146
VIC1 | Transmission | 0 | 0.00048142 | 0.00050114 | 0.00051891 | 0.00050336 | 0.00051968 | 0.00057808 | 0.00067385 | 0.0018537 | 0.0018971 | 27512.9457 | 26078.6216 | 24784.9783 | 23426.9642 | 22205.6534 | 21048.0128 | 20003.9154 | 18907.8645 | 17922.1465 | 16987.8173 | 16145.1286 | 15260.5075 | 18659.0536 | 20166.5295 | 19678.5596 | 18600.3355 | 18033.9398
SA1 | Transmission | 57.1305 | 1393.1716 | 1387.7034 | 2546.3267 | 2420.0153 | 2315.6935 | 2196.9152 | 2083.0036 | 2850.179 | 4163.206 | 3946.1722 | 3740.4506 | 3554.9167 | 3360.137 | 16535.1067 | 16849.6543 | 16013.8222 | 19059.9908 | 18680.0141 | 21271.3932 | 33628.6491 | 33602.9178 | 32047.5067 | 40054.406 | 43818.7492 | 42825.7127 | 40664.3651
TAS1 | Transmission | 0 | 0.0010615 | 53.6847 | 249.7758 | 3319.7405 | 3137.8482 | 2974.2638 | 2819.2075 | 2679.3597 | 2532.5535 | 2400.5248 | 2275.379 | 2162.5077 | 2044.02 | 1937.4599 | 1836.4549 | 1745.3567 | 1649.7255 | 1563.721 | 1482.2002 | 1408.675 | 1331.4912 | 1262.0774 | 1196.2821 | 1136.9401 | 1074.6451 | 1018.6211
NEM | Total | 126.6464 | 1459.0149 | 1503.7993 | 2876.2688 | 5828.9621 | 57096.0715 | 54193.3864 | 59471.2497 | 59964.7823 | 91580.2927 | 132803.5133 | 128975.8771 | 122805.7156 | 117558.1322 | 169060.9222 | 165031.4092 | 193924.6502 | 205666.2315 | 204191.9537 | 267292.9747 | 301809.0012 | 287466.5041 | 279560.8812 | 330128.3123 | 339934.9988 | 341870.8506 | 340459.2509

## Option 5_USE+DSP Cost
USE+DSP cost by region ($000s) - Option 5, Step Change Scenario
USE+DSP | Real June 2021 dollars discounted to 1 July 2021
Explicitly modelled generation
Region | Technology | 2023-24 | 2024-25 | 2025-26 | 2026-27 | 2027-28 | 2028-29 | 2029-30 | 2030-31 | 2031-32 | 2032-33 | 2033-34 | 2034-35 | 2035-36 | 2036-37 | 2037-38 | 2038-39 | 2039-40 | 2040-41 | 2041-42 | 2042-43 | 2043-44 | 2044-45 | 2045-46 | 2046-47 | 2047-48 | 2048-49 | 2049-50
NSW1 | USE+DSP | 32851.617 | 37835.8955 | 111199.3963 | 1195.5047 | 14431.0351 | 18.4146 | 0.27858 | 816.9723 | 0.27966 | 812.7348 | 870.7803 | 12.6879 | 1343.9374 | 284.8936 | 6379.6155 | 0.28592 | 488.2933 | 4500.5141 | 4034.2001 | 6859.4453 | 11915.8691 | 7624.9617 | 10411.0096 | 11570.97 | 10488.6785 | 11560.9164 | 12856.5343
QLD1 | USE+DSP | 0.033185 | 0.032893 | 0.033557 | 521.6962 | 22.9187 | 76252.877 | 0.034554 | 2913.3322 | 1691.2587 | 778.8644 | 1627.9787 | 2671.9512 | 3171.3553 | 909.7238 | 7102.559 | 0.035455 | 8113.1161 | 6561.5743 | 5769.0909 | 11295.8944 | 23928.1712 | 19410.6732 | 47110.771 | 55522.9191 | 52711.2351 | 54117.2591 | 53165.5836
VIC1 | USE+DSP | 26910.4608 | 20798.8835 | 24.693 | 32337.0392 | 432.4309 | 0.35501 | 79.6915 | 1001.5063 | 0.35424 | 839.0302 | 54.7323 | 14.4072 | 2962.9346 | 486.7892 | 5600.9663 | 12.6682 | 703.8785 | 2054.0116 | 3090.1914 | 4013.0012 | 5394.2379 | 11635.9257 | 2861.0942 | 3287.5497 | 3663.5986 | 5813.9431 | 8300.6433
SA1 | USE+DSP | 808.6722 | 0.038681 | 8.8232 | 849.1893 | 259.5755 | 0.039663 | 0.03958 | 862.052 | 0.039669 | 1219.23 | 0.040604 | 14.8046 | 933.5807 | 149.1338 | 8101.3776 | 0.041396 | 543.113 | 2249.5109 | 1891.9068 | 2717.0142 | 4752.6049 | 3916.9338 | 3908.2118 | 4114.452 | 4734.7616 | 5763.9833 | 5900.7107
TAS1 | USE+DSP | 0.023324 | 0.023038 | 0.023187 | 0.023295 | 0.023346 | 0.023418 | 0.023675 | 44.75 | 0.02421 | 43.8618 | 0.024597 | 13.2189 | 606.9259 | 79.3936 | 316.7676 | 0.024798 | 251.5297 | 667.5415 | 814.4374 | 1297.8574 | 1635.9352 | 1522.3573 | 1076.4097 | 1515.0672 | 1453.2636 | 2694.6896 | 1956.5123
NEM | Total | 60570.8066 | 58634.8737 | 111232.9693 | 34903.4527 | 15145.9836 | 76271.7097 | 80.0679 | 5638.6128 | 1691.9565 | 3693.7212 | 2553.5565 | 2727.0698 | 9018.7339 | 1909.934 | 27501.286 | 13.0558 | 10099.9307 | 16033.1525 | 15599.8266 | 26183.2125 | 47626.8184 | 44110.8517 | 65367.4964 | 76010.958 | 73051.5373 | 79950.7915 | 82179.9843

## Option 5A_CF
Annual capacity factor by technology - Option 5A, Step Change Scenario
Explicitly modelled generation
Region | Technology | 2023-24 | 2024-25 | 2025-26 | 2026-27 | 2027-28 | 2028-29 | 2029-30 | 2030-31 | 2031-32 | 2032-33 | 2033-34 | 2034-35 | 2035-36 | 2036-37 | 2037-38 | 2038-39 | 2039-40 | 2040-41 | 2041-42 | 2042-43 | 2043-44 | 2044-45 | 2045-46 | 2046-47 | 2047-48 | 2048-49 | 2049-50
NEM | Black Coal | 58.97% | 51.63% | 52.7% | 63.31% | 60.3% | 61.89% | 63.39% | 59.84% | 57.75% | 58.62% | 62.54% | 62.46% | 54.68% | 53.16% | 55.82% | 52.86% | 56.06% | 44.58% | 43.46% | - | - | - | - | - | - | - | -
NEM | Brown Coal | 68.74% | 60.14% | 65.84% | 62.99% | 63.44% | 63.57% | 66.15% | 63.91% | 50.96% | - | - | - | - | - | - | - | - | - | - | - | - | - | - | - | - | - | -
NEM | CCGT | 8.139% | 6.613% | 12.98% | 16.41% | 16.81% | 19.65% | 22.78% | 26.94% | 23.83% | 23.18% | 31.15% | 35.61% | 26.66% | 28.04% | 27.69% | 31.12% | 31% | 26.55% | 22.29% | 25.92% | 27.5% | 21.96% | 24.13% | 28.87% | 28.46% | 27.98% | 28.75%
NEM | Gas - Steam | 0.9866% | 0.9479% | 2.997% | 3.749% | 2.486% | 5.239% | 4.395% | 23.12% | 4.113% | 8.937% | 7.784% | 13.86% | 8.212% | 11.26% | 12.4% | 13.24% | - | - | - | - | - | - | - | - | - | - | -
NEM | OCGT / Diesel | 0.3094% | 0.2412% | 0.5401% | 0.5882% | 0.4334% | 0.604% | 0.4987% | 2.303% | 1.098% | 1.821% | 3.535% | 6.594% | 3.724% | 4.966% | 3.914% | 3.782% | 9.6% | 9.444% | 4.783% | 6.616% | 10.23% | 5.617% | 7.225% | 8.508% | 6.267% | 7.846% | 7.865%
NEM | Hydro | 26.73% | 24.25% | 24.78% | 23.98% | 20.38% | 25.01% | 26.91% | 26.2% | 24.88% | 23.74% | 25.9% | 26.4% | 24.22% | 22.28% | 26.53% | 24.17% | 22.41% | 21.64% | 20.61% | 23.44% | 23.55% | 21.85% | 21.02% | 27.41% | 25.8% | 25.92% | 24.92%
NEM | Hydrogen Turbine | bar: 2023-24 to 2049-50
NEM | Wind | 32.72% | 33.39% | 34.05% | 35.47% | 37.26% | 36.2% | 35.91% | 34.94% | 36.67% | 35.37% | 34.52% | 33.94% | 35.09% | 36.1% | 34.88% | 34.96% | 34.1% | 34.16% | 33.59% | 32.82% | 32.06% | 32.92% | 33.89% | 32.81% | 31.96% | 31.64% | 31.29%
NEM | Solar PV | 26.38% | 22.22% | 23.44% | 24.67% | 24.45% | 22.4% | 23.54% | 24.31% | 24.67% | 24.8% | 24.34% | 23.69% | 24.4% | 24.45% | 20.72% | 21.89% | 21.6% | 20.3% | 21.27% | 20.9% | 19.87% | 19.99% | 20.56% | 17.83% | 17.89% | 18.77% | 18.27%
NEM | Grid Battery | 4.764% | 4.718% | 7.354% | 11.15% | 15.27% | 17.39% | 17.6% | 19.31% | 18.64% | 20.9% | 19.85% | 19.2% | 19.98% | 20.22% | 18.41% | 18.73% | 20.17% | 19.24% | 21.09% | 20.41% | 19.62% | 19.35% | 20.18% | 16.95% | 16.68% | 17.37% | 16.65%
NEM | Pumped Hydro | 7.63% | 12.58% | 13.03% | 19.42% | 9.899% | 13.35% | 14.74% | 19.34% | 19.78% | 18.85% | 20.39% | 20.44% | 21.39% | 22.17% | 20.14% | 20.76% | 20.73% | 18.04% | 18.75% | 18.8% | 16.99% | 16.14% | 15.79% | 16.67% | 14.46% | 14.67% | 13.03%
NEM | VPP | 7.927% | 8.089% | 8.67% | 8.501% | 8.238% | 7.727% | 7.55% | 7.479% | 7.274% | 7.26% | 7.198% | 6.916% | 7.033% | 7.049% | 6.648% | 6.545% | 6.679% | 6.388% | 6.628% | 6.496% | 6.323% | 6.476% | 6.679% | 6.283% | 6.193% | 6.329% | 6.177%
Region | Technology | 2023-24 | 2024-25 | 2025-26 | 2026-27 | 2027-28 | 2028-29 | 2029-30 | 2030-31 | 2031-32 | 2032-33 | 2033-34 | 2034-35 | 2035-36 | 2036-37 | 2037-38 | 2038-39 | 2039-40 | 2040-41 | 2041-42 | 2042-43 | 2043-44 | 2044-45 | 2045-46 | 2046-47 | 2047-48 | 2048-49 | 2049-50
NSW1 | Black Coal | 57.9% | 48.25% | 44.38% | 64.22% | 58.52% | 64.25% | 66.91% | 57.56% | 56.54% | 57.27% | 61.39% | 63.14% | 55.43% | 49.23% | 54.77% | 54.6% | - | - | - | - | - | - | - | - | - | - | -
NSW1 | Brown Coal | bar: 2023-24 to 2049-50
NSW1 | CCGT | 0.3544% | 0.1612% | 7.966% | 17.46% | 19.77% | 17% | 28.49% | 28.89% | 26.44% | 24.09% | 36.28% | 42.75% | 27.75% | 28.86% | 30.62% | 36.66% | 37.23% | 29.37% | 25.28% | 30.35% | - | - | - | - | - | - | -
NSW1 | Gas - Steam | bar: 2023-24 to 2049-50
NSW1 | OCGT / Diesel | 0.05169% | 0.02283% | 0.1552% | 0.1465% | 0.1199% | 0.02451% | 0.0001837% | 0.6622% | 0.1181% | 0.5252% | 1.04% | 3.809% | 1.717% | 3.102% | 1.707% | 2.216% | 7.393% | 9.198% | 4.228% | 5.187% | 9.478% | 5.689% | 8.518% | 7.315% | 7.051% | 6.552% | 8.108%
NSW1 | Hydro | 9.225% | 12.9% | 13.51% | 13.59% | 11.34% | 16.27% | 13.8% | 14.02% | 13.26% | 11.76% | 14.44% | 15.1% | 14.01% | 12.36% | 17.04% | 14.38% | 12.71% | 12.26% | 11.19% | 13.04% | 13.4% | 12.17% | 10.36% | 16.18% | 15.72% | 15.69% | 15.24%
NSW1 | Hydrogen Turbine | bar: 2023-24 to 2049-50
NSW1 | Wind | 36.21% | 33.88% | 34.03% | 35.42% | 35.91% | 36.37% | 34.49% | 34.21% | 34% | 34.08% | 33.23% | 32.71% | 34.08% | 34.08% | 34.49% | 32.89% | 32.56% | 30.59% | 31.96% | 30.65% | 29.48% | 30.64% | 31.18% | 32.1% | 29.67% | 29.46% | 27.82%
NSW1 | Solar PV | 26.9% | 21.22% | 22.17% | 24.46% | 24.7% | 22.42% | 23.25% | 24.67% | 24.45% | 24.69% | 24.33% | 23.63% | 25.02% | 24.77% | 21.15% | 21.76% | 22.49% | 20.76% | 21.8% | 20.67% | 19.55% | 20.51% | 20.95% | 18.55% | 17.54% | 18.78% | 18.22%
NSW1 | Grid Battery | 4.715% | 5.73% | 12.26% | 23.82% | 24.35% | 22.19% | 22.45% | 24.23% | 22.91% | 23.85% | 22.24% | 20.77% | 22.63% | 22.64% | 21.24% | 21.22% | 21.76% | 20.59% | 22.73% | 21.01% | 19.08% | 20.24% | 20.62% | 17.83% | 16.91% | 18.32% | 18.26%
NSW1 | Pumped Hydro | 5.258% | 10.46% | 17.34% | 27.2% | 8.955% | 14.7% | 16.04% | 21.27% | 21.79% | 20.93% | 22.99% | 23.04% | 24.16% | 25.44% | 23.83% | 22.42% | 20.92% | 16.15% | 18.05% | 18.17% | 15.84% | 14.56% | 15.07% | 18.98% | 14.66% | 14.46% | 11.94%
NSW1 | VPP | 6.821% | 7.851% | 8.796% | 8.675% | 8.39% | 7.765% | 7.492% | 7.569% | 7.343% | 7.4% | 7.354% | 7.04% | 7.211% | 7.094% | 6.762% | 6.637% | 6.819% | 6.523% | 6.742% | 6.584% | 6.321% | 6.596% | 6.687% | 6.303% | 6.164% | 6.404% | 6.388%
Region | Technology | 2023-24 | 2024-25 | 2025-26 | 2026-27 | 2027-28 | 2028-29 | 2029-30 | 2030-31 | 2031-32 | 2032-33 | 2033-34 | 2034-35 | 2035-36 | 2036-37 | 2037-38 | 2038-39 | 2039-40 | 2040-41 | 2041-42 | 2042-43 | 2043-44 | 2044-45 | 2045-46 | 2046-47 | 2047-48 | 2048-49 | 2049-50
QLD1 | Black Coal | 60.08% | 55.11% | 62.03% | 62.58% | 61.53% | 60.2% | 61.25% | 61.84% | 58.81% | 60.15% | 63.49% | 61.91% | 54.06% | 56.4% | 56.69% | 51.43% | 56.06% | 44.58% | 43.46% | - | - | - | - | - | - | - | -
QLD1 | Brown Coal | bar: 2023-24 to 2049-50
QLD1 | CCGT | 7.298% | 6.109% | 12.05% | 18.12% | 18.92% | 22.09% | 24.66% | 29.08% | 28.06% | 26.61% | 36.11% | 39.39% | 32.11% | 34.4% | 31.38% | 34.44% | 34.47% | 30.56% | 25.4% | 29.14% | 32.85% | 26.23% | 35.97% | 62.24% | 61.34% | 60.31% | 61.98%
QLD1 | Gas - Steam | bar: 2023-24 to 2049-50
QLD1 | OCGT / Diesel | 0.01426% | 3.155e-06% | 0.0158% | 0.1076% | 0.1438% | 0.1135% | 0.05263% | 2.519% | 2.112% | 2.066% | 7.797% | 10.03% | 7.467% | 10.28% | 5.069% | 4.223% | 9.817% | 8.91% | 4.086% | 7.402% | 9.097% | 5.542% | 8.407% | 10.17% | 4.469% | 6.671% | 6.198%
QLD1 | Hydro | 54.44% | 54.49% | 55.85% | 53.53% | 54.61% | 55.54% | 55.05% | 54.61% | 54.45% | 54.57% | 54.09% | 53.61% | 53.23% | 53.36% | 38.07% | 35.39% | 28.82% | 26.58% | 24.73% | - | - | - | - | - | - | - | -
QLD1 | Hydrogen Turbine | bar: 2023-24 to 2049-50
QLD1 | Wind | 40.69% | 36.74% | 38.81% | 38.61% | 39.89% | 37.77% | 37.35% | 36.86% | 36.18% | 35.57% | 33.54% | 33.4% | 32.98% | 35.13% | 34.53% | 34.08% | 33.78% | 31.74% | 32.37% | 31.12% | 31.3% | 30.52% | 32.27% | 31.65% | 30.63% | 31.65% | 29.75%
QLD1 | Solar PV | 26.9% | 24.11% | 26.33% | 26.61% | 25.77% | 23.21% | 25.51% | 25.41% | 26.29% | 25.9% | 25.4% | 24.93% | 24.99% | 24.95% | 21.12% | 23.47% | 21.96% | 21.32% | 22.02% | 22.56% | 22.08% | 21.22% | 21.2% | 18.44% | 19.46% | 20.25% | 19.76%
QLD1 | Grid Battery | 6.123% | 6.096% | 6.218% | 6.298% | 6.3% | 21.47% | 21.45% | 22.72% | 22.34% | 23.14% | 22.11% | 22.01% | 22.22% | 22.69% | 19.62% | 20.67% | 21.67% | 21.92% | 22.3% | 22.85% | 21.66% | 21.13% | 21.6% | 18.16% | 18.97% | 18.57% | 18.61%
QLD1 | Pumped Hydro | 8.628% | 13.47% | 9.289% | 12.66% | 13.09% | 9.524% | 11.07% | 13.89% | 13.87% | 12.15% | 12.76% | 15.03% | 16.1% | 16.07% | 16.76% | 19.49% | 20.41% | 19.07% | 19.12% | 19.47% | 17.56% | 16.75% | 15.47% | 14.93% | 13.72% | 14.29% | 13.08%
QLD1 | VPP | 8.294% | 8.164% | 8.264% | 8.473% | 8.118% | 7.705% | 7.579% | 7.622% | 7.503% | 7.434% | 7.493% | 7.325% | 7.213% | 7.244% | 6.719% | 6.709% | 6.828% | 6.764% | 6.802% | 6.91% | 6.869% | 6.744% | 6.896% | 6.686% | 6.643% | 6.534% | 6.556%
Region | Technology | 2023-24 | 2024-25 | 2025-26 | 2026-27 | 2027-28 | 2028-29 | 2029-30 | 2030-31 | 2031-32 | 2032-33 | 2033-34 | 2034-35 | 2035-36 | 2036-37 | 2037-38 | 2038-39 | 2039-40 | 2040-41 | 2041-42 | 2042-43 | 2043-44 | 2044-45 | 2045-46 | 2046-47 | 2047-48 | 2048-49 | 2049-50
VIC1 | Black Coal | bar: 2023-24 to 2049-50
VIC1 | Brown Coal | 68.74% | 60.14% | 65.84% | 62.99% | 63.44% | 63.57% | 66.15% | 63.91% | 50.96% | - | - | - | - | - | - | - | - | - | - | - | - | - | - | - | - | - | -
VIC1 | CCGT | bar: 2023-24 to 2049-50
VIC1 | Gas - Steam | 0.386% | 0.4194% | 1.613% | 3.749% | 2.486% | 5.239% | 4.395% | 23.12% | 4.113% | 8.937% | 7.784% | 13.86% | 8.212% | 11.26% | 12.4% | 13.24% | - | - | - | - | - | - | - | - | - | - | -
VIC1 | OCGT / Diesel | 0.1382% | 0.09496% | 0.2359% | 0.8792% | 0.5052% | 0.8587% | 0.5765% | 2.607% | 0.4149% | 2.069% | 1.902% | 5.783% | 2.745% | 2.868% | 4.574% | 3.877% | 11.93% | 10.13% | 5.759% | 7.491% | 11.71% | 5.805% | 6.316% | 8.786% | 7.626% | 11.06% | 10.33%
VIC1 | Hydro | 13.86% | 16.82% | 17.37% | 16.47% | 13.77% | 20.65% | 17.23% | 14.89% | 14.91% | 13.6% | 16.62% | 17.17% | 16.34% | 13.67% | 20.58% | 17.22% | 14.91% | 14.91% | 13.59% | 16.59% | 17.17% | 16.27% | 13.66% | 20.54% | 20.58% | 20.55% | 20.54%
VIC1 | Hydrogen Turbine | bar: 2023-24 to 2049-50
VIC1 | Wind | 28.18% | 29.23% | 30.06% | 31.46% | 35.83% | 33.41% | 34.85% | 32.64% | 37.2% | 33.59% | 34.31% | 33.66% | 35.13% | 36.3% | 32.99% | 35.95% | 34.19% | 38.04% | 34.15% | 35.04% | 34.17% | 35.88% | 36.59% | 32.62% | 34.94% | 32.87% | 36.2%
VIC1 | Solar PV | 23.27% | 19.93% | 20.09% | 20.4% | 19.89% | 19.75% | 19.52% | 19.08% | 21.33% | 23.27% | 22.33% | 21.62% | 22.12% | 22.75% | 19.4% | 19.51% | 18.86% | 17.86% | 19.7% | 18.9% | 17.82% | 18.98% | 20.16% | 16.97% | 17.13% | 17.83% | 16.89%
VIC1 | Grid Battery | 4.88% | 4.527% | 5.316% | 5.227% | 5.031% | 4.802% | 4.739% | 9.53% | 9.436% | 12.91% | 12.01% | 11.48% | 14.46% | 14.45% | 14.17% | 14.17% | 16.05% | 14.83% | 18.91% | 17.27% | 16.46% | 16.62% | 17.38% | 15.04% | 14.68% | 15.86% | 13.75%
VIC1 | Pumped Hydro | - | - | - | - | - | - | - | - | - | - | - | - | - | - | - | - | - | - | - | - | - | 24.74% | 25.38% | 23.41% | 22.32% | 22.85% | 22.98%
VIC1 | VPP | 8.363% | 7.873% | 9.423% | 8.904% | 8.598% | 7.991% | 7.762% | 7.411% | 7.027% | 6.985% | 6.71% | 6.431% | 6.783% | 6.892% | 6.543% | 6.388% | 6.494% | 5.987% | 6.454% | 6.129% | 5.799% | 6.209% | 6.498% | 6.028% | 6.029% | 6.239% | 5.817%
Region | Technology | 2023-24 | 2024-25 | 2025-26 | 2026-27 | 2027-28 | 2028-29 | 2029-30 | 2030-31 | 2031-32 | 2032-33 | 2033-34 | 2034-35 | 2035-36 | 2036-37 | 2037-38 | 2038-39 | 2039-40 | 2040-41 | 2041-42 | 2042-43 | 2043-44 | 2044-45 | 2045-46 | 2046-47 | 2047-48 | 2048-49 | 2049-50
SA1 | Black Coal | bar: 2023-24 to 2049-50
SA1 | Brown Coal | bar: 2023-24 to 2049-50
SA1 | CCGT | 17.25% | 16.1% | 25.07% | 16.81% | 14.58% | 22.21% | 21.31% | 29.45% | 18.27% | 21.18% | 24.14% | 32.26% | 19.78% | 23.81% | - | - | - | - | - | - | - | - | - | - | - | - | -
SA1 | Gas - Steam | 1.362% | 1.278% | 3.863% | - | - | - | - | - | - | - | - | - | - | - | - | - | - | - | - | - | - | - | - | - | - | - | -
SA1 | OCGT / Diesel | 1.298% | 1.178% | 2.398% | 1.721% | 1.346% | 2.096% | 1.987% | 5.693% | 2.896% | 5.143% | 7.159% | 12.06% | 6.842% | 8.043% | 9.64% | 10.44% | 14.94% | 11.06% | 7.32% | 9.301% | 12.01% | 4.421% | 4.031% | 2.229% | 1.329% | 2.597% | 2.778%
SA1 | Hydro | bar: 2023-24 to 2049-50
SA1 | Hydrogen Turbine | bar: 2023-24 to 2049-50
SA1 | Wind | 32.79% | 32.43% | 31.42% | 34.83% | 34.57% | 33.3% | 33.31% | 31.94% | 34.38% | 32.44% | 33.07% | 29.9% | 34.48% | 34.81% | 32.74% | 33.83% | 31.83% | 33.4% | 31.23% | 31.81% | 29.19% | 32.3% | 32.77% | 31.03% | 31.19% | 29.65% | 30.33%
SA1 | Solar PV | 25.52% | 21.9% | 22.49% | 21.82% | 21.99% | 21.68% | 20.9% | 19.9% | 19.82% | 22.21% | 21.08% | 21.22% | 21.42% | 23.03% | 18.99% | 19.26% | 18.16% | 16.66% | 18.75% | 16.64% | 16.22% | 16.25% | 18.27% | 15.1% | 14.58% | 15.09% | 14.71%
SA1 | Grid Battery | 4.394% | 4.474% | 4.329% | 4.26% | 4.258% | 4.177% | 4.128% | 4.239% | 4.147% | 14.77% | 13.99% | 13.66% | 15.17% | 15.68% | 15.67% | 15.62% | 15.6% | 15.58% | 18.21% | 15.57% | 18.24% | 16.86% | 19.17% | 14.96% | 13.42% | 14.59% | 12.6%
SA1 | Pumped Hydro | bar: 2023-24 to 2049-50
SA1 | VPP | 9.095% | 9.067% | 8.681% | 8.174% | 7.996% | 7.687% | 7.6% | 7.365% | 7.215% | 7.296% | 7.322% | 6.9% | 6.929% | 7.137% | 6.748% | 6.605% | 6.588% | 6.192% | 6.575% | 6.321% | 6.467% | 6.381% | 6.938% | 6.17% | 5.833% | 6.143% | 5.685%
Region | Technology | 2023-24 | 2024-25 | 2025-26 | 2026-27 | 2027-28 | 2028-29 | 2029-30 | 2030-31 | 2031-32 | 2032-33 | 2033-34 | 2034-35 | 2035-36 | 2036-37 | 2037-38 | 2038-39 | 2039-40 | 2040-41 | 2041-42 | 2042-43 | 2043-44 | 2044-45 | 2045-46 | 2046-47 | 2047-48 | 2048-49 | 2049-50
TAS1 | Black Coal | bar: 2023-24 to 2049-50
TAS1 | Brown Coal | bar: 2023-24 to 2049-50
TAS1 | CCGT | bar: 2023-24 to 2049-50
TAS1 | Gas - Steam | bar: 2023-24 to 2049-50
TAS1 | OCGT / Diesel | 7.478e-06% | 1.528e-05% | 1.623e-05% | 0.01189% | 1.779e-05% | 1.894e-05% | 0.08688% | 0.3239% | 0.1322% | 0.5556% | 0.175% | 1.205% | 0.8097% | 0.7804% | 1.005% | 0.7879% | 3.691% | 2.071% | 1.212% | 2.033% | 2.147% | 0.9186% | 1.173% | 1.336% | 0.8449% | 2.652% | 1.876%
TAS1 | Hydro | 53.81% | 40.27% | 40.65% | 39.15% | 33.14% | 35.69% | 46.78% | 46.6% | 43.46% | 42.76% | 43.78% | 44.15% | 39.6% | 37.88% | 40.92% | 39.72% | 38.5% | 36.77% | 36.05% | 39.82% | 39.25% | 36.38% | 38.11% | 44.63% | 40.41% | 40.81% | 38.4%
TAS1 | Hydrogen Turbine | bar: 2023-24 to 2049-50
TAS1 | Wind | 37.86% | 44.81% | 47.83% | 48.19% | 50.78% | 47.4% | 47.53% | 46.51% | 48.85% | 48.81% | 46.32% | 47.82% | 48.68% | 50.76% | 48.77% | 47.59% | 46.61% | 50.6% | 49.29% | 47.26% | 48.97% | 50.68% | 52.22% | 50.54% | 49.11% | 48.1% | 52.02%
TAS1 | Solar PV | - | - | - | - | - | - | - | - | - | - | - | - | - | - | - | - | - | 17.24% | 17.98% | 20.01% | 18.72% | 19.84% | 19.87% | 16.94% | 18.86% | 19.14% | 17.94%
TAS1 | Grid Battery | bar: 2023-24 to 2049-50
TAS1 | Pumped Hydro | - | - | - | - | - | - | - | 18.97% | 24.8% | 20.34% | 20.85% | 19.3% | 19.56% | 19.77% | 20.04% | 19.67% | 21.55% | 20.28% | 19.67% | 18.1% | 18.64% | 18.33% | 18.89% | 17.22% | 16.97% | 16.61% | 15.71%
TAS1 | VPP | 0.7729% | 3.515% | 2.98% | 3.497% | 4.279% | 4.368% | 5.205% | 5.664% | 6.348% | 5.801% | 5.691% | 5.008% | 5.125% | 5.112% | 4.727% | 4.481% | 5.005% | 4.647% | 4.783% | 4.612% | 4.428% | 4.559% | 4.68% | 4.153% | 4.277% | 4.461% | 4.254%
Explicitly modelled pumping
Region | Technology | 2023-24 | 2024-25 | 2025-26 | 2026-27 | 2027-28 | 2028-29 | 2029-30 | 2030-31 | 2031-32 | 2032-33 | 2033-34 | 2034-35 | 2035-36 | 2036-37 | 2037-38 | 2038-39 | 2039-40 | 2040-41 | 2041-42 | 2042-43 | 2043-44 | 2044-45 | 2045-46 | 2046-47 | 2047-48 | 2048-49 | 2049-50
NEM | Grid Battery pump | 5.935% | 5.903% | 9.117% | 13.85% | 18.86% | 21.22% | 21.52% | 23.54% | 22.8% | 25.36% | 24.1% | 23.31% | 24.22% | 24.53% | 22.38% | 22.73% | 24.36% | 23.35% | 25.45% | 24.69% | 23.67% | 23.37% | 24.41% | 20.45% | 20.18% | 20.94% | 20.09%
NEM | Pumped Hydro Pump | 11.2% | 19.47% | 18.35% | 26.94% | 16.06% | 17.63% | 20.81% | 25.99% | 27.93% | 25.28% | 28.21% | 26.68% | 28.78% | 30.29% | 26.69% | 27.84% | 27.27% | 24.12% | 24.49% | 25.14% | 21.73% | 21.24% | 21.23% | 21.78% | 19.21% | 19.03% | 16.74%
NEM | VPP pump | 9.299% | 9.528% | 10.21% | 9.993% | 9.704% | 9.082% | 8.891% | 8.792% | 8.578% | 8.531% | 8.469% | 8.141% | 8.268% | 8.291% | 7.837% | 7.706% | 7.839% | 7.536% | 7.781% | 7.65% | 7.434% | 7.619% | 7.869% | 7.38% | 7.298% | 7.433% | 7.264%
Region | Technology | 2023-24 | 2024-25 | 2025-26 | 2026-27 | 2027-28 | 2028-29 | 2029-30 | 2030-31 | 2031-32 | 2032-33 | 2033-34 | 2034-35 | 2035-36 | 2036-37 | 2037-38 | 2038-39 | 2039-40 | 2040-41 | 2041-42 | 2042-43 | 2043-44 | 2044-45 | 2045-46 | 2046-47 | 2047-48 | 2048-49 | 2049-50
NSW1 | Grid Battery pump | 5.593% | 6.822% | 14.76% | 28.68% | 29.39% | 26.68% | 27.09% | 29.16% | 27.67% | 28.7% | 26.8% | 25.02% | 27.24% | 27.28% | 25.69% | 25.57% | 26.16% | 24.89% | 27.35% | 25.3% | 22.97% | 24.38% | 24.91% | 21.41% | 20.46% | 22% | 22%
NSW1 | Pumped Hydro Pump | 9.077% | 17.37% | 20.34% | 30.79% | 15.07% | 18.47% | 21.86% | 27.27% | 29.64% | 26.86% | 30.62% | 28.47% | 31.15% | 33.29% | 29.88% | 29.48% | 26.61% | 21.39% | 22.81% | 24.13% | 19.2% | 18.83% | 19.97% | 23.66% | 19.01% | 17.65% | 14.72%
NSW1 | VPP pump | 7.998% | 9.242% | 10.35% | 10.21% | 9.874% | 9.132% | 8.814% | 8.905% | 8.662% | 8.69% | 8.653% | 8.285% | 8.477% | 8.346% | 7.979% | 7.81% | 8% | 7.696% | 7.91% | 7.748% | 7.436% | 7.759% | 7.886% | 7.397% | 7.272% | 7.514% | 7.515%
Region | Technology | 2023-24 | 2024-25 | 2025-26 | 2026-27 | 2027-28 | 2028-29 | 2029-30 | 2030-31 | 2031-32 | 2032-33 | 2033-34 | 2034-35 | 2035-36 | 2036-37 | 2037-38 | 2038-39 | 2039-40 | 2040-41 | 2041-42 | 2042-43 | 2043-44 | 2044-45 | 2045-46 | 2046-47 | 2047-48 | 2048-49 | 2049-50
QLD1 | Grid Battery pump | 7.268% | 7.257% | 7.423% | 7.477% | 7.5% | 25.85% | 25.83% | 27.37% | 27% | 27.83% | 26.65% | 26.56% | 26.72% | 27.31% | 23.72% | 24.87% | 26.07% | 26.48% | 26.86% | 27.55% | 26.08% | 25.46% | 26% | 21.93% | 22.8% | 22.39% | 22.4%
QLD1 | Pumped Hydro Pump | 15% | 23.22% | 14.71% | 19.91% | 20.68% | 14.38% | 16.79% | 21.09% | 21.14% | 18.34% | 19.27% | 22.01% | 23.5% | 23.64% | 23.15% | 26.42% | 27.7% | 26.23% | 25.89% | 26.51% | 23.65% | 22.78% | 21.32% | 19.99% | 18.54% | 19.49% | 17.41%
QLD1 | VPP pump | 9.731% | 9.605% | 9.748% | 9.951% | 9.551% | 9.064% | 8.917% | 8.967% | 8.851% | 8.726% | 8.821% | 8.629% | 8.48% | 8.515% | 7.928% | 7.883% | 8.023% | 7.972% | 7.999% | 8.13% | 8.08% | 7.935% | 8.108% | 7.874% | 7.805% | 7.693% | 7.704%
Region | Technology | 2023-24 | 2024-25 | 2025-26 | 2026-27 | 2027-28 | 2028-29 | 2029-30 | 2030-31 | 2031-32 | 2032-33 | 2033-34 | 2034-35 | 2035-36 | 2036-37 | 2037-38 | 2038-39 | 2039-40 | 2040-41 | 2041-42 | 2042-43 | 2043-44 | 2044-45 | 2045-46 | 2046-47 | 2047-48 | 2048-49 | 2049-50
VIC1 | Grid Battery pump | 5.796% | 5.407% | 6.327% | 6.206% | 6.007% | 5.699% | 5.659% | 11.42% | 11.36% | 15.52% | 14.43% | 13.79% | 17.39% | 17.39% | 17.05% | 17.12% | 19.25% | 17.93% | 22.73% | 20.9% | 19.75% | 20.02% | 21.03% | 18.03% | 17.78% | 19.02% | 16.57%
VIC1 | Pumped Hydro Pump | - | - | - | - | - | - | - | - | - | - | - | - | - | - | - | - | - | - | - | - | - | 32.56% | 33.76% | 30.44% | 29.71% | 29.76% | 30.24%
VIC1 | VPP pump | 9.812% | 9.289% | 11.09% | 10.46% | 10.14% | 9.381% | 9.155% | 8.7% | 8.291% | 8.211% | 7.897% | 7.561% | 7.973% | 8.108% | 7.698% | 7.539% | 7.617% | 7.067% | 7.571% | 7.231% | 6.803% | 7.305% | 7.668% | 7.069% | 7.116% | 7.317% | 6.844%
Region | Technology | 2023-24 | 2024-25 | 2025-26 | 2026-27 | 2027-28 | 2028-29 | 2029-30 | 2030-31 | 2031-32 | 2032-33 | 2033-34 | 2034-35 | 2035-36 | 2036-37 | 2037-38 | 2038-39 | 2039-40 | 2040-41 | 2041-42 | 2042-43 | 2043-44 | 2044-45 | 2045-46 | 2046-47 | 2047-48 | 2048-49 | 2049-50
SA1 | Grid Battery pump | 5.786% | 5.914% | 5.708% | 5.625% | 5.638% | 5.501% | 5.466% | 5.626% | 5.516% | 18.73% | 17.67% | 17.28% | 19.02% | 19.66% | 19.51% | 19.5% | 19.35% | 19.27% | 22.26% | 19.14% | 22.26% | 20.58% | 23.46% | 18.18% | 16.47% | 17.73% | 15.38%
SA1 | Pumped Hydro Pump | bar: 2023-24 to 2049-50
SA1 | VPP pump | 10.67% | 10.68% | 10.2% | 9.616% | 9.432% | 9.023% | 8.966% | 8.645% | 8.488% | 8.604% | 8.598% | 8.116% | 8.151% | 8.396% | 7.939% | 7.794% | 7.73% | 7.305% | 7.714% | 7.451% | 7.604% | 7.509% | 8.167% | 7.244% | 6.886% | 7.204% | 6.689%
Region | Technology | 2023-24 | 2024-25 | 2025-26 | 2026-27 | 2027-28 | 2028-29 | 2029-30 | 2030-31 | 2031-32 | 2032-33 | 2033-34 | 2034-35 | 2035-36 | 2036-37 | 2037-38 | 2038-39 | 2039-40 | 2040-41 | 2041-42 | 2042-43 | 2043-44 | 2044-45 | 2045-46 | 2046-47 | 2047-48 | 2048-49 | 2049-50
TAS1 | Grid Battery pump | bar: 2023-24 to 2049-50
TAS1 | Pumped Hydro Pump | - | - | - | - | - | - | - | 24.97% | 32.93% | 26.75% | 27.69% | 25.16% | 25.72% | 26.3% | 26.11% | 25.94% | 28.3% | 26.99% | 25.75% | 23.63% | 24.57% | 24.07% | 25.16% | 22.35% | 22.64% | 21.54% | 20.67%
TAS1 | VPP pump | 0.8827% | 4.156% | 3.496% | 4.112% | 5.059% | 5.12% | 6.148% | 6.643% | 7.468% | 6.832% | 6.695% | 5.902% | 6.017% | 6.038% | 5.541% | 5.272% | 5.887% | 5.49% | 5.627% | 5.406% | 5.209% | 5.363% | 5.529% | 4.863% | 5.055% | 5.226% | 5.005%
Non-controllable capacity
Region | Technology | 2023-24 | 2024-25 | 2025-26 | 2026-27 | 2027-28 | 2028-29 | 2029-30 | 2030-31 | 2031-32 | 2032-33 | 2033-34 | 2034-35 | 2035-36 | 2036-37 | 2037-38 | 2038-39 | 2039-40 | 2040-41 | 2041-42 | 2042-43 | 2043-44 | 2044-45 | 2045-46 | 2046-47 | 2047-48 | 2048-49 | 2049-50
NEM | Distributed PV | 14.23% | 13.97% | 13.66% | 14.76% | 14.89% | 13.44% | 14.16% | 14.79% | 15.16% | 15.21% | 14.84% | 14.44% | 15.53% | 15.58% | 13.97% | 14.7% | 15.35% | 15.67% | 15.69% | 15.31% | 14.87% | 15.93% | 15.94% | 14.29% | 15.04% | 15.67% | 15.97%
NEM | Behind the meter battery | 4.897% | 4.862% | 4.791% | 4.705% | 4.639% | 4.529% | 4.488% | 4.437% | 4.376% | 4.329% | 4.385% | 4.417% | 4.433% | 4.398% | 4.361% | 4.299% | 4.266% | 4.207% | 4.151% | 4.111% | 4.152% | 4.184% | 4.217% | 4.239% | 4.261% | 4.237% | 4.213%
NEM | Behind the meter battery pump | 5.764% | 5.722% | 5.638% | 5.537% | 5.461% | 5.329% | 5.283% | 5.222% | 5.15% | 5.095% | 5.16% | 5.199% | 5.218% | 5.177% | 5.133% | 5.06% | 5.021% | 4.95% | 4.886% | 4.838% | 4.886% | 4.925% | 4.963% | 4.99% | 5.016% | 4.988% | 4.958%
Region | Technology | 2023-24 | 2024-25 | 2025-26 | 2026-27 | 2027-28 | 2028-29 | 2029-30 | 2030-31 | 2031-32 | 2032-33 | 2033-34 | 2034-35 | 2035-36 | 2036-37 | 2037-38 | 2038-39 | 2039-40 | 2040-41 | 2041-42 | 2042-43 | 2043-44 | 2044-45 | 2045-46 | 2046-47 | 2047-48 | 2048-49 | 2049-50
NSW1 | Distributed PV | 13.95% | 13.97% | 13.61% | 15.11% | 14.98% | 13.37% | 13.79% | 14.67% | 15.35% | 14.94% | 14.77% | 14.29% | 15.76% | 15.56% | 13.87% | 14.28% | 15.19% | 15.83% | 15.4% | 15.21% | 14.69% | 16.12% | 15.89% | 14.16% | 14.59% | 15.47% | 16.09%
NSW1 | Behind the meter battery | 4.884% | 4.831% | 4.757% | 4.683% | 4.62% | 4.52% | 4.491% | 4.444% | 4.405% | 4.375% | 4.441% | 4.454% | 4.456% | 4.412% | 4.358% | 4.289% | 4.257% | 4.188% | 4.148% | 4.121% | 4.175% | 4.211% | 4.237% | 4.254% | 4.256% | 4.24% | 4.206%
NSW1 | Behind the meter battery pump | 5.747% | 5.687% | 5.598% | 5.511% | 5.44% | 5.32% | 5.287% | 5.232% | 5.182% | 5.148% | 5.225% | 5.24% | 5.245% | 5.193% | 5.129% | 5.046% | 5.012% | 4.928% | 4.883% | 4.849% | 4.911% | 4.959% | 4.986% | 5.008% | 5.011% | 4.991% | 4.951%
Region | Technology | 2023-24 | 2024-25 | 2025-26 | 2026-27 | 2027-28 | 2028-29 | 2029-30 | 2030-31 | 2031-32 | 2032-33 | 2033-34 | 2034-35 | 2035-36 | 2036-37 | 2037-38 | 2038-39 | 2039-40 | 2040-41 | 2041-42 | 2042-43 | 2043-44 | 2044-45 | 2045-46 | 2046-47 | 2047-48 | 2048-49 | 2049-50
QLD1 | Distributed PV | 15.03% | 14.46% | 14.67% | 15.73% | 15.87% | 13.4% | 14.58% | 15.12% | 16% | 15.82% | 15.21% | 15.39% | 16.39% | 16.42% | 13.85% | 15.06% | 15.64% | 16.42% | 16.23% | 15.62% | 15.79% | 16.72% | 16.74% | 14.11% | 15.37% | 15.91% | 16.71%
QLD1 | Behind the meter battery | 4.94% | 4.904% | 4.833% | 4.738% | 4.663% | 4.563% | 4.529% | 4.478% | 4.408% | 4.348% | 4.393% | 4.421% | 4.437% | 4.396% | 4.354% | 4.3% | 4.282% | 4.232% | 4.163% | 4.125% | 4.169% | 4.194% | 4.229% | 4.244% | 4.261% | 4.245% | 4.236%
QLD1 | Behind the meter battery pump | 5.815% | 5.773% | 5.687% | 5.578% | 5.487% | 5.368% | 5.33% | 5.269% | 5.189% | 5.118% | 5.17% | 5.205% | 5.223% | 5.176% | 5.124% | 5.063% | 5.038% | 4.98% | 4.9% | 4.855% | 4.906% | 4.935% | 4.976% | 4.996% | 5.017% | 4.999% | 4.984%
Region | Technology | 2023-24 | 2024-25 | 2025-26 | 2026-27 | 2027-28 | 2028-29 | 2029-30 | 2030-31 | 2031-32 | 2032-33 | 2033-34 | 2034-35 | 2035-36 | 2036-37 | 2037-38 | 2038-39 | 2039-40 | 2040-41 | 2041-42 | 2042-43 | 2043-44 | 2044-45 | 2045-46 | 2046-47 | 2047-48 | 2048-49 | 2049-50
VIC1 | Distributed PV | 13.3% | 13.06% | 12.42% | 13.32% | 13.59% | 13.11% | 13.75% | 14.34% | 13.9% | 14.65% | 14.31% | 13.53% | 14.42% | 14.65% | 13.83% | 14.47% | 15.09% | 14.55% | 15.26% | 14.92% | 14.07% | 14.95% | 15.11% | 14.28% | 14.94% | 15.54% | 14.95%
VIC1 | Behind the meter battery | 4.922% | 4.924% | 4.853% | 4.759% | 4.698% | 4.556% | 4.474% | 4.403% | 4.302% | 4.208% | 4.268% | 4.344% | 4.395% | 4.391% | 4.402% | 4.332% | 4.283% | 4.218% | 4.147% | 4.064% | 4.079% | 4.124% | 4.164% | 4.22% | 4.277% | 4.242% | 4.209%
VIC1 | Behind the meter battery pump | 5.794% | 5.795% | 5.709% | 5.602% | 5.531% | 5.362% | 5.266% | 5.18% | 5.063% | 4.951% | 5.023% | 5.115% | 5.172% | 5.166% | 5.183% | 5.097% | 5.041% | 4.963% | 4.88% | 4.783% | 4.802% | 4.853% | 4.9% | 4.969% | 5.033% | 4.993% | 4.954%
Region | Technology | 2023-24 | 2024-25 | 2025-26 | 2026-27 | 2027-28 | 2028-29 | 2029-30 | 2030-31 | 2031-32 | 2032-33 | 2033-34 | 2034-35 | 2035-36 | 2036-37 | 2037-38 | 2038-39 | 2039-40 | 2040-41 | 2041-42 | 2042-43 | 2043-44 | 2044-45 | 2045-46 | 2046-47 | 2047-48 | 2048-49 | 2049-50
SA1 | Distributed PV | 15.11% | 14.83% | 14.15% | 14.8% | 15.36% | 14.69% | 15.37% | 15.62% | 15.63% | 16.06% | 15.54% | 14.77% | 15.4% | 15.93% | 15.16% | 15.87% | 16.14% | 16.14% | 16.55% | 16% | 15.2% | 15.81% | 16.3% | 15.49% | 16.24% | 16.49% | 16.45%
SA1 | Behind the meter battery | 4.815% | 4.725% | 4.641% | 4.542% | 4.474% | 4.387% | 4.404% | 4.389% | 4.377% | 4.405% | 4.448% | 4.451% | 4.434% | 4.377% | 4.295% | 4.252% | 4.207% | 4.164% | 4.135% | 4.149% | 4.202% | 4.208% | 4.244% | 4.225% | 4.248% | 4.192% | 4.182%
SA1 | Behind the meter battery pump | 5.667% | 5.562% | 5.46% | 5.346% | 5.265% | 5.161% | 5.184% | 5.165% | 5.152% | 5.183% | 5.234% | 5.238% | 5.218% | 5.153% | 5.054% | 5.004% | 4.953% | 4.903% | 4.87% | 4.885% | 4.947% | 4.956% | 4.995% | 4.971% | 4.998% | 4.935% | 4.924%
Region | Technology | 2023-24 | 2024-25 | 2025-26 | 2026-27 | 2027-28 | 2028-29 | 2029-30 | 2030-31 | 2031-32 | 2032-33 | 2033-34 | 2034-35 | 2035-36 | 2036-37 | 2037-38 | 2038-39 | 2039-40 | 2040-41 | 2041-42 | 2042-43 | 2043-44 | 2044-45 | 2045-46 | 2046-47 | 2047-48 | 2048-49 | 2049-50
TAS1 | Distributed PV | 12.03% | 12.09% | 11.56% | 12.4% | 12.42% | 12.16% | 12.24% | 12.52% | 12.4% | 12.76% | 12.71% | 12.11% | 12.89% | 12.83% | 12.48% | 12.53% | 12.81% | 12.66% | 12.97% | 12.94% | 12.31% | 13.07% | 12.97% | 12.63% | 12.69% | 12.99% | 12.77%
TAS1 | Behind the meter battery | 4.891% | 4.832% | 4.753% | 4.664% | 4.597% | 4.506% | 4.479% | 4.427% | 4.378% | 4.382% | 4.417% | 4.439% | 4.429% | 4.4% | 4.347% | 4.292% | 4.268% | 4.207% | 4.152% | 4.139% | 4.176% | 4.183% | 4.231% | 4.218% | 4.232% | 4.231% | 4.186%
TAS1 | Behind the meter battery pump | 5.757% | 5.685% | 5.596% | 5.489% | 5.412% | 5.302% | 5.27% | 5.211% | 5.154% | 5.156% | 5.198% | 5.224% | 5.215% | 5.178% | 5.116% | 5.054% | 5.023% | 4.952% | 4.886% | 4.87% | 4.914% | 4.925% | 4.979% | 4.967% | 4.983% | 4.979% | 4.926%

## Option 5A_Generation
Annual sent-out generation by technology (GWh) - Option 5A, Step Change Scenario
Explicitly modelled generation
Region | Technology | 2023-24 | 2024-25 | 2025-26 | 2026-27 | 2027-28 | 2028-29 | 2029-30 | 2030-31 | 2031-32 | 2032-33 | 2033-34 | 2034-35 | 2035-36 | 2036-37 | 2037-38 | 2038-39 | 2039-40 | 2040-41 | 2041-42 | 2042-43 | 2043-44 | 2044-45 | 2045-46 | 2046-47 | 2047-48 | 2048-49 | 2049-50
NEM | Black Coal | 85013.9274 | 74433.9589 | 72733.3654 | 67532.462 | 53651.2599 | 44872.4219 | 40600.8957 | 30990.4313 | 29909.0704 | 26608.7317 | 16885.509 | 16864.3868 | 14762.4126 | 14353.3763 | 15070.9369 | 14271.5842 | 4183.765 | 1663.7883 | 1621.849 | 0 | 0 | 0 | 0 | 0 | 0 | 0 | 0
NEM | Brown Coal | 29022.8977 | 25393.6927 | 23761.8542 | 18595.7152 | 18728.6955 | 15647.3628 | 9966.5757 | 6494.1304 | 5178.427 | 0 | 0 | 0 | 0 | 0 | 0 | 0 | 0 | 0 | 0 | 0 | 0 | 0 | 0 | 0 | 0 | 0 | 0
NEM | CCGT | 2106.8178 | 1607.5836 | 3155.6637 | 3988.4451 | 4085.375 | 4777.3539 | 5537.7529 | 6548.9198 | 5793.4251 | 5635.3504 | 7572.115 | 8655.7593 | 6481.5739 | 5870.6778 | 4514.0797 | 5072.333 | 4661.2573 | 3992.4546 | 3351.6613 | 3897.0982 | 3075.1586 | 2455.2895 | 1335.8625 | 981.371 | 967.2289 | 951.0076 | 977.2268
NEM | Gas - Steam | 112.3538 | 107.9489 | 341.3539 | 164.1961 | 108.8679 | 229.4648 | 192.5076 | 1012.7845 | 180.1442 | 391.4273 | 340.9246 | 607.1056 | 359.6841 | 493.3698 | 542.9221 | 579.8173 | 0 | 0 | 0 | 0 | 0 | 0 | 0 | 0 | 0 | 0 | 0
NEM | OCGT / Diesel | 200.0534 | 171.847 | 384.7424 | 418.994 | 308.7345 | 437.5051 | 361.2396 | 1590.9257 | 758.657 | 1213.8248 | 2172.6522 | 3984.6687 | 2405.839 | 3208.331 | 3061.8581 | 2958.3441 | 7139.7605 | 6924.7183 | 3507.0638 | 4796.2037 | 8419.0992 | 5100.6457 | 6561.0538 | 8601.5541 | 6015.4207 | 9228.003 | 8893.0401
NEM | Hydro | 17541.0023 | 15915.2217 | 16263.9069 | 15736.7619 | 13373.3127 | 16411.7039 | 17660.0973 | 17198.3457 | 16328.5416 | 15582.3766 | 16996.9628 | 17326.4502 | 15899.2268 | 14622.6906 | 17212.8998 | 15678.0279 | 14538.3827 | 14040.2516 | 13369.9757 | 15072.0995 | 15141.0124 | 14048.2134 | 13516.9935 | 17625.2853 | 16587.3151 | 16665.3765 | 16025.5958
NEM | Hydrogen Turbine | 0 | 0 | 0 | 0 | 0 | 0 | 0 | 0 | 0 | 0 | 0 | 0 | 0 | 0 | 0 | 0 | 0 | 0 | 0 | 0 | 0 | 0 | 0 | 0 | 0 | 0 | 0
NEM | Wind | 28820.5628 | 46868.4 | 47938.2598 | 56581.9285 | 74898.0624 | 88879.6572 | 93231.8497 | 100029.0097 | 108537.3065 | 113558.7621 | 122124.7687 | 120271.744 | 128606.7589 | 134219.8376 | 142366.3566 | 140769.7905 | 138122.8413 | 138778.4141 | 137276.0814 | 144693.4983 | 145180.786 | 147203.858 | 149295.6794 | 169275.4296 | 174609.3914 | 175457.662 | 175952.9581
NEM | Solar PV | 20920.4056 | 19299.3653 | 22134.2833 | 23292.2584 | 23088.2943 | 22512.0832 | 25755.0717 | 31249.8455 | 32472.9965 | 39541.0562 | 42388.9207 | 45741.9715 | 47117.6217 | 48091.0731 | 51759.5435 | 57136.7821 | 77125.3117 | 84324.2129 | 97125.2005 | 112305.9638 | 117778.0144 | 117663.3546 | 122308.3777 | 115429.946 | 116943.4081 | 128781.8895 | 132294.4519
NEM | Grid Battery | 419.3477 | 415.3423 | 921.0724 | 1396.5767 | 2755.5971 | 5037.0761 | 5213.1412 | 6317.5459 | 6150.9902 | 11354.4006 | 10982.446 | 10578.3189 | 12072.6294 | 12129.5546 | 11836.4036 | 12046.6664 | 18559.0844 | 19731.3237 | 28470.4871 | 32606.9084 | 32877.9413 | 34909.516 | 35923.7811 | 30478.3601 | 29073.398 | 32864.9993 | 31684.8734
NEM | Pumped Hydro | 541.3619 | 892.3785 | 1750.7132 | 2608.7562 | 3118.0021 | 4390.5531 | 4847.7239 | 6423.4226 | 6568.4045 | 7052.9062 | 7628.3394 | 8095.6961 | 8735.9517 | 9056.111 | 11529.5416 | 11880.603 | 12657.7388 | 11010.3908 | 11447.6671 | 11479.8178 | 10371.8537 | 10024.0224 | 9805.3128 | 11458.7561 | 9939.5389 | 10089.662 | 8968.1104
NEM | VPP | 221.3221 | 441.4853 | 786.4454 | 1146.0123 | 1546.417 | 1900.4683 | 2525.8822 | 3062.5976 | 3516.7825 | 4133.5286 | 4854.1309 | 5459.118 | 6370.0101 | 7233.3022 | 7602.692 | 8235.5837 | 8961.9607 | 9073.5356 | 9857.4715 | 10101.9967 | 10254.384 | 10953.0876 | 11752.3578 | 11506.5915 | 11778.3783 | 12511.6743 | 12660.143
Total excluding storage |  | 184920.0524 | 185547.2243 | 190171.6608 | 191462.1062 | 195662.6184 | 205095.6503 | 205892.7375 | 210917.9587 | 215394.7454 | 225072.3643 | 231946.7693 | 237585.2191 | 242811.7083 | 249278.324 | 265497.2339 | 268629.5322 | 285950.1023 | 289539.0898 | 306027.4576 | 334953.5863 | 343098.2496 | 342357.9872 | 350499.4186 | 365357.2937 | 365914.0793 | 386550.2741 | 387456.3995
Region | Technology | 2023-24 | 2024-25 | 2025-26 | 2026-27 | 2027-28 | 2028-29 | 2029-30 | 2030-31 | 2031-32 | 2032-33 | 2033-34 | 2034-35 | 2035-36 | 2036-37 | 2037-38 | 2038-39 | 2039-40 | 2040-41 | 2041-42 | 2042-43 | 2043-44 | 2044-45 | 2045-46 | 2046-47 | 2047-48 | 2048-49 | 2049-50
NSW1 | Black Coal | 42248.8048 | 35207.8511 | 32384.5464 | 30661.7029 | 21172.9066 | 19390.173 | 16178.0626 | 13916.7571 | 13670.8255 | 13847.2189 | 7474.5013 | 7688.4851 | 6749.8879 | 5994.4321 | 6668.9505 | 6648.532 | 0 | 0 | 0 | 0 | 0 | 0 | 0 | 0 | 0 | 0 | 0
NSW1 | Brown Coal | 0 | 0 | 0 | 0 | 0 | 0 | 0 | 0 | 0 | 0 | 0 | 0 | 0 | 0 | 0 | 0 | 0 | 0 | 0 | 0 | 0 | 0 | 0 | 0 | 0 | 0 | 0
NSW1 | CCGT | 13.6601 | 6.2121 | 307.0596 | 672.8836 | 761.8247 | 655.4313 | 1098.2318 | 1113.5807 | 1019.0398 | 928.3893 | 1398.5425 | 1647.7157 | 1069.6289 | 1112.3186 | 1180.1163 | 1412.998 | 1434.8019 | 1132.2135 | 974.4813 | 1169.6187 | 0 | 0 | 0 | 0 | 0 | 0 | 0
NSW1 | Gas - Steam | 0 | 0 | 0 | 0 | 0 | 0 | 0 | 0 | 0 | 0 | 0 | 0 | 0 | 0 | 0 | 0 | 0 | 0 | 0 | 0 | 0 | 0 | 0 | 0 | 0 | 0 | 0
NSW1 | OCGT / Diesel | 8.5534 | 5.2786 | 35.8877 | 33.8658 | 27.7261 | 5.6673 | 0.042464 | 153.0788 | 27.3103 | 121.415 | 240.4349 | 880.5397 | 396.9615 | 717.1102 | 521.7811 | 677.3875 | 2259.8533 | 2811.4292 | 1292.2785 | 1585.583 | 2896.9011 | 1437.4016 | 2152.2737 | 2040.6528 | 1966.8613 | 1859.4888 | 2301.0519
NSW1 | Hydro | 2040.4759 | 2853.5464 | 2989.2204 | 3005.7895 | 2507.6819 | 3597.9112 | 3052.961 | 3102.0917 | 2931.9412 | 2600.3413 | 3194.5411 | 3339.2909 | 3099.1398 | 2733.0644 | 3768.2179 | 3180.8162 | 2810.582 | 2712.4382 | 2475.2468 | 2883.3144 | 2964.7103 | 2692.1311 | 2291.717 | 3578.7468 | 3476.5728 | 3469.3797 | 3371.1333
NSW1 | Hydrogen Turbine | 0 | 0 | 0 | 0 | 0 | 0 | 0 | 0 | 0 | 0 | 0 | 0 | 0 | 0 | 0 | 0 | 0 | 0 | 0 | 0 | 0 | 0 | 0 | 0 | 0 | 0 | 0
NSW1 | Wind | 5985.3002 | 13834.946 | 14045.1747 | 17351.5513 | 27691.1153 | 30575.9358 | 29719.9642 | 29612.2088 | 29431.5639 | 33584.7025 | 34470.8752 | 34612.939 | 40849.077 | 42757.5042 | 44762.5331 | 42107.5972 | 41866.9991 | 39153.2156 | 40937.3064 | 43535.8993 | 45384.594 | 47165.1271 | 48094.3291 | 53063.3249 | 55143.9478 | 53734.3623 | 50828.9823
NSW1 | Solar PV | 8826.5657 | 8289.1073 | 10340.7032 | 11411.5031 | 11524.9894 | 11541.4531 | 13996.6552 | 17996.9204 | 17836.8444 | 19207.2615 | 20571.8194 | 20140.7609 | 21328.2877 | 21765.4239 | 22624.1091 | 24362.7236 | 31809.1232 | 32893.6704 | 35893.2318 | 36294.2858 | 35764.1531 | 37510.1608 | 38314.2044 | 37845.2806 | 37022.4273 | 41059.3021 | 42566.8612
NSW1 | Grid Battery | 20.6516 | 25.0997 | 509.9561 | 990.5678 | 2356.0886 | 2875.4379 | 3057.3621 | 3299.8687 | 3119.4146 | 4761.4744 | 4441.3481 | 4147.4802 | 4518.777 | 4421.6206 | 4148.7737 | 4144.8824 | 7269.7767 | 6879.4292 | 8909.4534 | 8589.3117 | 7877.3749 | 9328.9238 | 9022.6285 | 8117.9206 | 6767.608 | 8458.5214 | 8313.6995
NSW1 | Pumped Hydro | 110.5378 | 219.8736 | 1083.4479 | 1699.6924 | 2177.3689 | 3574.6644 | 3899.7499 | 5171.1615 | 5299.0607 | 5088.9107 | 5588.9193 | 5602.5282 | 5874.0152 | 6185.351 | 5795.1015 | 5450.5897 | 5086.3234 | 3925.8556 | 4388.1736 | 4418.9799 | 3851.069 | 3540.3867 | 3663.7237 | 4615.8927 | 3565.4234 | 3516.5651 | 2902.4099
NSW1 | VPP | 58.0674 | 133.3544 | 247.7009 | 362.7085 | 487.9441 | 601.4869 | 803.076 | 1000.1371 | 1169.5334 | 1412.4671 | 1686.8155 | 1905.5873 | 2249.728 | 2516.561 | 2670.4689 | 2884.0657 | 3157.8038 | 3193.0088 | 3450.8635 | 3523.7383 | 3527.5988 | 3839.9924 | 4050.3336 | 3973.714 | 4035.5193 | 4356.5734 | 4504.6523
Total excluding storage |  | 59312.6168 | 60575.2691 | 61943.6968 | 66190.2649 | 68707.6457 | 72818.1609 | 71806.1052 | 75365.8049 | 74505.5338 | 81552.1807 | 79067.7973 | 79965.3271 | 86135.5029 | 88203.3861 | 92140.0522 | 90869.5922 | 95695.2633 | 92701.2605 | 98321.0352 | 102000.731 | 102266.4011 | 105514.1235 | 107589.21 | 113235.5324 | 111978.3599 | 116454.1929 | 114788.7903
Region | Technology | 2023-24 | 2024-25 | 2025-26 | 2026-27 | 2027-28 | 2028-29 | 2029-30 | 2030-31 | 2031-32 | 2032-33 | 2033-34 | 2034-35 | 2035-36 | 2036-37 | 2037-38 | 2038-39 | 2039-40 | 2040-41 | 2041-42 | 2042-43 | 2043-44 | 2044-45 | 2045-46 | 2046-47 | 2047-48 | 2048-49 | 2049-50
QLD1 | Black Coal | 42765.1226 | 39226.1078 | 40348.819 | 36870.7591 | 32478.3533 | 25482.2489 | 24422.8331 | 17073.6742 | 16238.2449 | 12761.5128 | 9411.0077 | 9175.9017 | 8012.5247 | 8358.9442 | 8401.9864 | 7623.0522 | 4183.765 | 1663.7883 | 1621.849 | 0 | 0 | 0 | 0 | 0 | 0 | 0 | 0
QLD1 | Brown Coal | 0 | 0 | 0 | 0 | 0 | 0 | 0 | 0 | 0 | 0 | 0 | 0 | 0 | 0 | 0 | 0 | 0 | 0 | 0 | 0 | 0 | 0 | 0 | 0 | 0 | 0 | 0
QLD1 | CCGT | 1021.4954 | 855.0833 | 1686.8783 | 2536.4621 | 2647.7409 | 3092.5788 | 3451.8186 | 4070.6326 | 3927.7312 | 3725.4478 | 5055.0986 | 5513.1591 | 4495.269 | 3654.9765 | 3333.9634 | 3659.335 | 3226.4554 | 2860.2411 | 2377.1801 | 2727.4795 | 3075.1586 | 2455.2895 | 1335.8625 | 981.371 | 967.2289 | 951.0076 | 977.2268
QLD1 | Gas - Steam | 0 | 0 | 0 | 0 | 0 | 0 | 0 | 0 | 0 | 0 | 0 | 0 | 0 | 0 | 0 | 0 | 0 | 0 | 0 | 0 | 0 | 0 | 0 | 0 | 0 | 0 | 0
QLD1 | OCGT / Diesel | 2.4408 | 0.0005402 | 2.7052 | 18.4219 | 24.6291 | 20.7849 | 9.6386 | 461.3145 | 386.7176 | 378.3681 | 1138.741 | 1362.1857 | 1013.9547 | 1396.1366 | 978.9898 | 815.5105 | 1895.8273 | 1720.7341 | 789.1769 | 1429.417 | 1756.7487 | 1070.2526 | 1623.5283 | 2879.1169 | 1265.474 | 3300.2223 | 2784.2842
QLD1 | Hydro | 726.842 | 727.4851 | 745.594 | 714.6053 | 729.0982 | 741.5039 | 734.9387 | 729.0113 | 726.9506 | 728.4641 | 722.119 | 715.7623 | 710.6943 | 712.3683 | 220.115 | 204.6215 | 166.6157 | 153.6892 | 143.0064 | 0 | 0 | 0 | 0 | 0 | 0 | 0 | 0
QLD1 | Hydrogen Turbine | 0 | 0 | 0 | 0 | 0 | 0 | 0 | 0 | 0 | 0 | 0 | 0 | 0 | 0 | 0 | 0 | 0 | 0 | 0 | 0 | 0 | 0 | 0 | 0 | 0 | 0 | 0
QLD1 | Wind | 4040.332 | 7791.132 | 8231.2912 | 9956.9647 | 14350.0764 | 23585.2585 | 23461.4747 | 28341.113 | 27883.7109 | 31414.8871 | 33275.8984 | 33207.802 | 32786.9809 | 34924.0693 | 40751.1393 | 40220.6674 | 39864.5102 | 38122.1244 | 39606.3061 | 41220.2845 | 42805.9012 | 40530.1532 | 42729.3417 | 53884.4069 | 53885.4376 | 58218.5948 | 55328.9577
QLD1 | Solar PV | 8594.6469 | 8011.6392 | 8749.8008 | 8841.5733 | 8563.5409 | 8000.5546 | 8848.7972 | 10436.1617 | 11620.9035 | 13997.1924 | 15754.561 | 17632.0344 | 17675.8934 | 17383.1878 | 18667.1186 | 22206.1583 | 34163.0502 | 37526.4988 | 40177.9928 | 55070.441 | 53580.369 | 51111.2858 | 51875.5335 | 49657.2146 | 52148.2487 | 57452.6464 | 60609.715
QLD1 | Grid Battery | 53.6342 | 53.4032 | 54.4741 | 55.1694 | 55.1877 | 1828.2601 | 1826.5353 | 2420.5606 | 2442.3424 | 4513.0416 | 4642.6446 | 4620.5119 | 4664.5979 | 4764.2821 | 4118.9775 | 4340.9026 | 7488.7602 | 7575.8563 | 10628.7638 | 16077.5955 | 15243.177 | 14868.5489 | 15197.4552 | 12779.5984 | 13346.8352 | 14696.344 | 14726.6544
QLD1 | Pumped Hydro | 430.8242 | 672.5049 | 667.2605 | 909.0565 | 940.6253 | 815.8806 | 947.9642 | 1190.2467 | 1188.2974 | 1040.5736 | 1092.9411 | 1617.1821 | 1732.4151 | 1729.1413 | 4423.5268 | 5143.1494 | 6161.72 | 5757.9313 | 5772.8847 | 5877.0753 | 5301.4671 | 5056.6694 | 4671.942 | 5501.1277 | 5056.6627 | 5265.015 | 4819.9806
QLD1 | VPP | 51.3334 | 108.6928 | 193.2166 | 301.7472 | 407.7481 | 523.0786 | 722.994 | 907.8121 | 1057.5996 | 1238.0311 | 1480.7557 | 1694.6993 | 1918.2423 | 2182.244 | 2253.1077 | 2479.2278 | 2689.4475 | 2815.3413 | 2956.1992 | 3136.607 | 3248.8923 | 3322.0605 | 3529.2683 | 3555.7173 | 3663.9539 | 3741.0886 | 3885.6946
Total excluding storage |  | 57686.6713 | 57446.0488 | 60680.0396 | 60204.7594 | 60196.9999 | 64090.1488 | 64426.9944 | 65630.5267 | 65472.4981 | 69797.5186 | 72573.7671 | 75539.2385 | 73010.5722 | 75105.35 | 83148.9246 | 86692.6246 | 99840.1515 | 98196.2047 | 104073.359 | 125538.8998 | 125011.7138 | 118414.26 | 120962.9315 | 129238.5528 | 130333.841 | 143624.9186 | 143132.5132
Region | Technology | 2023-24 | 2024-25 | 2025-26 | 2026-27 | 2027-28 | 2028-29 | 2029-30 | 2030-31 | 2031-32 | 2032-33 | 2033-34 | 2034-35 | 2035-36 | 2036-37 | 2037-38 | 2038-39 | 2039-40 | 2040-41 | 2041-42 | 2042-43 | 2043-44 | 2044-45 | 2045-46 | 2046-47 | 2047-48 | 2048-49 | 2049-50
VIC1 | Black Coal | 0 | 0 | 0 | 0 | 0 | 0 | 0 | 0 | 0 | 0 | 0 | 0 | 0 | 0 | 0 | 0 | 0 | 0 | 0 | 0 | 0 | 0 | 0 | 0 | 0 | 0 | 0
VIC1 | Brown Coal | 29022.8977 | 25393.6927 | 23761.8542 | 18595.7152 | 18728.6955 | 15647.3628 | 9966.5757 | 6494.1304 | 5178.427 | 0 | 0 | 0 | 0 | 0 | 0 | 0 | 0 | 0 | 0 | 0 | 0 | 0 | 0 | 0 | 0 | 0 | 0
VIC1 | CCGT | 0 | 0 | 0 | 0 | 0 | 0 | 0 | 0 | 0 | 0 | 0 | 0 | 0 | 0 | 0 | 0 | 0 | 0 | 0 | 0 | 0 | 0 | 0 | 0 | 0 | 0 | 0
VIC1 | Gas - Steam | 16.9069 | 18.3719 | 70.6527 | 164.1961 | 108.8679 | 229.4648 | 192.5076 | 1012.7845 | 180.1442 | 391.4273 | 340.9246 | 607.1056 | 359.6841 | 493.3698 | 542.9221 | 579.8173 | 0 | 0 | 0 | 0 | 0 | 0 | 0 | 0 | 0 | 0 | 0
VIC1 | OCGT / Diesel | 22.9957 | 15.805 | 39.2633 | 146.3279 | 84.0915 | 142.9249 | 95.9454 | 433.8363 | 69.0532 | 344.3975 | 288.2014 | 876.4659 | 549.9952 | 574.7318 | 936.3248 | 793.6327 | 1982.7306 | 1682.9703 | 956.9575 | 1183.183 | 2961.0021 | 2377.6246 | 2587.2066 | 3598.8459 | 2733.4029 | 3966.0784 | 3703.2597
VIC1 | Hydro | 2748.3588 | 3335.7725 | 3444.6385 | 3267.3159 | 2730.862 | 4096.4323 | 3417.5613 | 2953.4607 | 2956.8524 | 2697.6069 | 3296.2802 | 3404.6095 | 3239.7839 | 2711.4818 | 4080.8957 | 3415.6563 | 2956.5818 | 2957.3708 | 2695.6859 | 3291.1142 | 3405.6437 | 3227.3683 | 2708.9767 | 4074.2646 | 4081.0876 | 4076.5737 | 4073.5589
VIC1 | Hydrogen Turbine | 0 | 0 | 0 | 0 | 0 | 0 | 0 | 0 | 0 | 0 | 0 | 0 | 0 | 0 | 0 | 0 | 0 | 0 | 0 | 0 | 0 | 0 | 0 | 0 | 0 | 0 | 0
VIC1 | Wind | 10176.7294 | 12813.4784 | 13173.6259 | 14904.1811 | 17822.4827 | 17751.0062 | 20736.9668 | 23279.3738 | 26529.9729 | 24060.9835 | 30272.9158 | 29131.8417 | 30410.5673 | 31420.7248 | 31053.5951 | 32508.2769 | 31315.1776 | 34485.5349 | 30956.9624 | 32802.274 | 31091.3325 | 31669.4975 | 31014.8771 | 31927.7335 | 33706.1164 | 31873.1128 | 35331.0483
VIC1 | Solar PV | 2205.177 | 1888.4847 | 1903.4528 | 1932.9243 | 1884.9464 | 1870.8877 | 1849.8917 | 1808.0283 | 2021.2191 | 4528.3929 | 4346.1169 | 5038.3737 | 5154.4951 | 5761.7794 | 5944.6922 | 5980.5667 | 6573.2178 | 6280.3172 | 10757.0228 | 10985.1938 | 14427.5707 | 15355.2107 | 16775.2748 | 14774.6433 | 15062.2854 | 16440.8246 | 15756.1269
VIC1 | Grid Battery | 160.4612 | 148.8521 | 174.7822 | 171.867 | 165.415 | 157.8865 | 155.814 | 430.1543 | 425.9009 | 780.8411 | 668.2377 | 638.7115 | 1253.6826 | 1252.6543 | 1492.3382 | 1492.4335 | 1734.3775 | 2289.5703 | 4357.7841 | 3980.8715 | 4117.8345 | 5055.904 | 5287.5708 | 4575.7767 | 4466.4437 | 4826.6903 | 4427.3016
VIC1 | Pumped Hydro | 0 | 0 | 0.0013716 | 0.003071 | 0.0031449 | 0.0030832 | 0.0031071 | 0.0049187 | 0.0048002 | 0.0047707 | 0.0047047 | 0.0046403 | 0.0065426 | 0.0063878 | 0.011812 | 0.011791 | 0.012786 | 0.013105 | 0.015004 | 0.014071 | 0.014163 | 142.4203 | 146.0937 | 134.7612 | 128.4682 | 144.2334 | 145.0367
VIC1 | VPP | 40.8781 | 94.6036 | 210.2984 | 318.0088 | 449.8498 | 540.7838 | 696.9233 | 794.7865 | 863.0841 | 978.5069 | 1091.7395 | 1214.6258 | 1463.6265 | 1683.3317 | 1793.2373 | 1927.3809 | 2097.2053 | 2057.5787 | 2336.3214 | 2319.9144 | 2289.9761 | 2558.2362 | 2786.7776 | 2692.0551 | 2798.4841 | 3012.2744 | 2915.3193
Total excluding storage |  | 44394.405 | 43709.0607 | 42778.5693 | 39500.5394 | 41975.214 | 40436.7522 | 37112.1889 | 37206.5599 | 38224.6588 | 33782.1608 | 40304.4209 | 40911.7384 | 42431.8411 | 43898.0802 | 45844.0172 | 46697.776 | 46659.3033 | 49753.3553 | 52060.7492 | 54562.5649 | 58293.3737 | 60386.2617 | 61306.7773 | 61778.0802 | 62976.2881 | 64339.7876 | 66351.6514
Region | Technology | 2023-24 | 2024-25 | 2025-26 | 2026-27 | 2027-28 | 2028-29 | 2029-30 | 2030-31 | 2031-32 | 2032-33 | 2033-34 | 2034-35 | 2035-36 | 2036-37 | 2037-38 | 2038-39 | 2039-40 | 2040-41 | 2041-42 | 2042-43 | 2043-44 | 2044-45 | 2045-46 | 2046-47 | 2047-48 | 2048-49 | 2049-50
SA1 | Black Coal | 0 | 0 | 0 | 0 | 0 | 0 | 0 | 0 | 0 | 0 | 0 | 0 | 0 | 0 | 0 | 0 | 0 | 0 | 0 | 0 | 0 | 0 | 0 | 0 | 0 | 0 | 0
SA1 | Brown Coal | 0 | 0 | 0 | 0 | 0 | 0 | 0 | 0 | 0 | 0 | 0 | 0 | 0 | 0 | 0 | 0 | 0 | 0 | 0 | 0 | 0 | 0 | 0 | 0 | 0 | 0 | 0
SA1 | CCGT | 1071.6623 | 746.2882 | 1161.7258 | 779.0994 | 675.8094 | 1029.3438 | 987.7025 | 1364.7065 | 846.6541 | 981.5132 | 1118.4739 | 1494.8845 | 916.676 | 1103.3827 | 0 | 0 | 0 | 0 | 0 | 0 | 0 | 0 | 0 | 0 | 0 | 0 | 0
SA1 | Gas - Steam | 95.4468 | 89.577 | 270.7013 | 0 | 0 | 0 | 0 | 0 | 0 | 0 | 0 | 0 | 0 | 0 | 0 | 0 | 0 | 0 | 0 | 0 | 0 | 0 | 0 | 0 | 0 | 0 | 0
SA1 | OCGT / Diesel | 166.0634 | 150.7627 | 306.886 | 220.193 | 172.2875 | 268.1276 | 254.2584 | 537.6453 | 273.5147 | 360.9812 | 502.5465 | 846.6902 | 432.3022 | 508.1831 | 609.0908 | 659.5277 | 943.7899 | 699.0611 | 462.4915 | 587.6931 | 793.5368 | 210.6996 | 192.0864 | 76.1495 | 45.3896 | 88.7365 | 94.9106
SA1 | Hydro | 0 | 0 | 0 | 0 | 0 | 0 | 0 | 0 | 0 | 0 | 0 | 0 | 0 | 0 | 0 | 0 | 0 | 0 | 0 | 0 | 0 | 0 | 0 | 0 | 0 | 0 | 0
SA1 | Hydrogen Turbine | 0 | 0 | 0 | 0 | 0 | 0 | 0 | 0 | 0 | 0 | 0 | 0 | 0 | 0 | 0 | 0 | 0 | 0 | 0 | 0 | 0 | 0 | 0 | 0 | 0 | 0 | 0
SA1 | Wind | 6748.9679 | 7908.7986 | 7663.1007 | 9464.9285 | 9296.3017 | 11267.5452 | 11675.3136 | 11290.4086 | 12151.4059 | 11964.2164 | 12211.5362 | 11040.2637 | 12061.1225 | 12082.8001 | 13271.7401 | 13711.2193 | 13104.8155 | 13894.5949 | 12991.0421 | 14877.3831 | 13198.3386 | 15333.6433 | 14572.785 | 17929.8782 | 19756.2698 | 19762.4622 | 21628.2416
SA1 | Solar PV | 1294.0161 | 1110.1335 | 1140.3259 | 1106.2571 | 1114.8169 | 1099.1872 | 1059.727 | 1008.7342 | 994.0287 | 1808.2084 | 1716.4223 | 2930.801 | 2958.9441 | 3180.6805 | 4523.6221 | 4587.332 | 4579.9187 | 7397.172 | 10060.6877 | 9693.046 | 13759.9224 | 13425.9382 | 15082.3355 | 12930.2334 | 12462.5839 | 13577.6089 | 13126.0589
SA1 | Grid Battery | 184.6007 | 187.986 | 181.8587 | 178.9707 | 178.9038 | 175.4896 | 173.4274 | 166.9582 | 163.3273 | 1299.0375 | 1230.2093 | 1171.6091 | 1635.5651 | 1690.9907 | 2076.3064 | 2068.4402 | 2066.1616 | 2986.4569 | 4574.4745 | 3959.1184 | 5639.5421 | 5656.1229 | 6416.1105 | 5005.0491 | 4492.4946 | 4883.4258 | 4217.1974
SA1 | Pumped Hydro | 0 | 0 | 0.0013131 | 0.0019172 | 0.0019802 | 0.0019632 | 0.0020244 | 0.0025479 | 0.0025932 | 0.0025867 | 0.0026001 | 0.0026327 | 0.0032101 | 0.0032164 | 0.0039509 | 0.0040102 | 0.0041874 | 0.0045929 | 0.0053621 | 0.0055181 | 0.0057177 | 0.0069789 | 0.0070611 | 0.0068563 | 0.0069547 | 0.0070367 | 0.0078263
SA1 | VPP | 70.6044 | 100.8128 | 129.4677 | 153.4248 | 183.5538 | 211.5171 | 263.9958 | 307.9326 | 357.2833 | 428.8163 | 506.7178 | 553.2423 | 631.3151 | 729.8247 | 760.8102 | 814.1082 | 861.435 | 853.8633 | 947.9828 | 953.5628 | 1018.9211 | 1050.6351 | 1190.8557 | 1104.4369 | 1086.7821 | 1191.5427 | 1146.4104
Total excluding storage |  | 9631.3617 | 10294.3589 | 10854.0673 | 11902.8754 | 11621.675 | 14051.2126 | 14414.4266 | 14676.3879 | 14786.2166 | 16842.7756 | 17285.9086 | 18037.4932 | 18635.9281 | 19295.8651 | 21241.5736 | 21840.6314 | 21556.1249 | 25831.1528 | 29036.684 | 30070.8089 | 34410.2668 | 35677.046 | 37454.1802 | 37045.7539 | 37843.5269 | 39503.7831 | 40212.8267
Region | Technology | 2023-24 | 2024-25 | 2025-26 | 2026-27 | 2027-28 | 2028-29 | 2029-30 | 2030-31 | 2031-32 | 2032-33 | 2033-34 | 2034-35 | 2035-36 | 2036-37 | 2037-38 | 2038-39 | 2039-40 | 2040-41 | 2041-42 | 2042-43 | 2043-44 | 2044-45 | 2045-46 | 2046-47 | 2047-48 | 2048-49 | 2049-50
TAS1 | Black Coal | 0 | 0 | 0 | 0 | 0 | 0 | 0 | 0 | 0 | 0 | 0 | 0 | 0 | 0 | 0 | 0 | 0 | 0 | 0 | 0 | 0 | 0 | 0 | 0 | 0 | 0 | 0
TAS1 | Brown Coal | 0 | 0 | 0 | 0 | 0 | 0 | 0 | 0 | 0 | 0 | 0 | 0 | 0 | 0 | 0 | 0 | 0 | 0 | 0 | 0 | 0 | 0 | 0 | 0 | 0 | 0 | 0
TAS1 | CCGT | 0 | 0 | 0 | 0 | 0 | 0 | 0 | 0 | 0 | 0 | 0 | 0 | 0 | 0 | 0 | 0 | 0 | 0 | 0 | 0 | 0 | 0 | 0 | 0 | 0 | 0 | 0
TAS1 | Gas - Steam | 0 | 0 | 0 | 0 | 0 | 0 | 0 | 0 | 0 | 0 | 0 | 0 | 0 | 0 | 0 | 0 | 0 | 0 | 0 | 0 | 0 | 0 | 0 | 0 | 0 | 0 | 0
TAS1 | OCGT / Diesel | 0.0001166 | 0.00023831 | 0.00025307 | 0.1854 | 0.00027747 | 0.00029531 | 1.3548 | 5.0508 | 2.0612 | 8.663 | 2.7284 | 18.7872 | 12.6255 | 12.1692 | 15.6715 | 12.2856 | 57.5593 | 10.5235 | 6.1593 | 10.3276 | 10.9105 | 4.6673 | 5.9587 | 6.7891 | 4.2929 | 13.4771 | 9.5337
TAS1 | Hydro | 12025.3256 | 8998.4178 | 9084.4541 | 8749.0512 | 7405.6706 | 7975.8565 | 10454.6363 | 10413.782 | 9712.7974 | 9555.9642 | 9784.0225 | 9866.7874 | 8849.6088 | 8465.776 | 9143.6711 | 8876.9339 | 8604.6032 | 8216.7533 | 8056.0367 | 8897.6709 | 8770.6584 | 8128.714 | 8516.2998 | 9972.2739 | 9029.6547 | 9119.4231 | 8580.9036
TAS1 | Hydrogen Turbine | 0 | 0 | 0 | 0 | 0 | 0 | 0 | 0 | 0 | 0 | 0 | 0 | 0 | 0 | 0 | 0 | 0 | 0 | 0 | 0 | 0 | 0 | 0 | 0 | 0 | 0 | 0
TAS1 | Wind | 1869.2332 | 4520.045 | 4825.0674 | 4904.3028 | 5738.0862 | 5699.9115 | 7638.1304 | 7505.9054 | 12540.6528 | 12533.9725 | 11893.5431 | 12278.8976 | 12499.0112 | 13034.7391 | 12527.3491 | 12222.0298 | 11971.339 | 13122.9443 | 12784.4644 | 12257.6575 | 12700.6196 | 12505.4368 | 12884.3465 | 12470.0862 | 12117.6199 | 11869.1299 | 12835.7282
TAS1 | Solar PV | 0 | 0.00061394 | 0.00060751 | 0.00069904 | 0.00067036 | 0.00057322 | 0.00060535 | 0.0008072 | 0.00074522 | 0.001074 | 0.0011329 | 0.0015362 | 0.0015136 | 0.001507 | 0.0014271 | 0.0014795 | 0.0017555 | 226.5545 | 236.2655 | 262.9971 | 245.9992 | 260.7591 | 261.0295 | 222.574 | 247.8627 | 251.5075 | 235.69
TAS1 | Grid Battery | 0 | 0.0012522 | 0.0014614 | 0.0016499 | 0.0019871 | 0.001999 | 0.0024443 | 0.0040586 | 0.0050048 | 0.0060766 | 0.006321 | 0.0062263 | 0.0069232 | 0.0068324 | 0.0077064 | 0.0077858 | 0.0084293 | 0.011036 | 0.011272 | 0.011263 | 0.012967 | 0.016382 | 0.016128 | 0.015151 | 0.016558 | 0.017844 | 0.020456
TAS1 | Pumped Hydro | 0 | 0 | 0.002173 | 0.0023596 | 0.0028154 | 0.0030952 | 0.0047161 | 62.0069 | 81.039 | 923.4145 | 946.4717 | 875.9785 | 1129.5116 | 1141.6091 | 1310.8976 | 1286.8482 | 1409.6785 | 1326.5862 | 1286.5885 | 1183.743 | 1219.2976 | 1284.5389 | 1323.5463 | 1206.9677 | 1188.9777 | 1163.8414 | 1100.6755
TAS1 | VPP | 0.43875 | 4.0218 | 5.7618 | 10.123 | 17.3212 | 23.6018 | 38.8931 | 51.9293 | 69.282 | 75.7072 | 88.1024 | 90.9633 | 107.0983 | 121.3407 | 125.0679 | 130.8011 | 156.069 | 153.7435 | 166.1046 | 168.1742 | 168.9958 | 182.1635 | 195.1226 | 180.6682 | 193.639 | 210.1952 | 208.0664
Total excluding storage |  | 13894.9976 | 13522.4867 | 13915.2877 | 13663.6671 | 13161.0838 | 13699.3758 | 18133.0223 | 18038.6793 | 22405.8381 | 23097.7286 | 22714.8755 | 23131.4218 | 22597.8639 | 22775.6426 | 23122.6663 | 22528.9079 | 22199.2593 | 23057.1164 | 22535.6303 | 22780.5816 | 23116.4943 | 22366.296 | 23186.3195 | 24059.3743 | 22782.0634 | 22627.592 | 22970.6178
Explicitly modelled pumping
Region | Technology | 2023-24 | 2024-25 | 2025-26 | 2026-27 | 2027-28 | 2028-29 | 2029-30 | 2030-31 | 2031-32 | 2032-33 | 2033-34 | 2034-35 | 2035-36 | 2036-37 | 2037-38 | 2038-39 | 2039-40 | 2040-41 | 2041-42 | 2042-43 | 2043-44 | 2044-45 | 2045-46 | 2046-47 | 2047-48 | 2048-49 | 2049-50
NEM | Grid Battery pump | 496.4884 | 493.8023 | 1101.9887 | 1674.1671 | 3319.5001 | 6054.4904 | 6279.9302 | 7598.4278 | 7424.4873 | 13662.9742 | 13226.7333 | 12745.8449 | 14525.2197 | 14603.8382 | 14290.8959 | 14517.2166 | 22311.5549 | 23845.1462 | 34252.8999 | 39325.3161 | 39559.8324 | 42061.7378 | 43342.1128 | 36669.5643 | 35076.806 | 39521.0472 | 38156.1325
NEM | Pumped Hydro Pump | 1285.6627 | 2233.8481 | 3268.2507 | 4797.995 | 5761.6234 | 6568.4411 | 7755.0372 | 9767.7173 | 10498.7037 | 10568.1515 | 11793.7529 | 11735.5153 | 13018.7452 | 13700.6868 | 16449.7753 | 17155.3114 | 17840.8332 | 15779.3863 | 16020.4259 | 16451.6668 | 14218.9128 | 14118.2313 | 14113.8527 | 15927.1167 | 14049.5977 | 13929.6658 | 12253.6608
NEM | VPP pump | 259.6319 | 519.9926 | 925.7252 | 1347.1562 | 1821.5483 | 2233.6109 | 2974.6604 | 3600.046 | 4147.3118 | 4856.9997 | 5711.4642 | 6425.3079 | 7488.7769 | 8508.1666 | 8961.5024 | 9695.8116 | 10519.4591 | 10703.4033 | 11573.463 | 11895.9113 | 12054.6465 | 12885.5906 | 13846.6305 | 13517.0913 | 13880.7215 | 14693.6639 | 14889.0241
Region | Technology | 2023-24 | 2024-25 | 2025-26 | 2026-27 | 2027-28 | 2028-29 | 2029-30 | 2030-31 | 2031-32 | 2032-33 | 2033-34 | 2034-35 | 2035-36 | 2036-37 | 2037-38 | 2038-39 | 2039-40 | 2040-41 | 2041-42 | 2042-43 | 2043-44 | 2044-45 | 2045-46 | 2046-47 | 2047-48 | 2048-49 | 2049-50
NSW1 | Grid Battery pump | 24.496 | 29.8806 | 614.0989 | 1192.9251 | 2844.117 | 3458.1437 | 3688.2727 | 3970.4049 | 3767.7581 | 5731.2649 | 5350.455 | 4996.0654 | 5439.8181 | 5327.2526 | 5015.9259 | 4993.833 | 8741.3615 | 8318.2476 | 10716.6673 | 10344.0377 | 9483.3819 | 11239.4549 | 10904.5697 | 9746.689 | 8186.6458 | 10158.0825 | 10016.5016
NSW1 | Pumped Hydro Pump | 667.8899 | 1277.8284 | 2340.6633 | 3542.432 | 4457.5711 | 5462.2916 | 6464.0515 | 8064.4479 | 8765.4866 | 7943.8366 | 9054.5925 | 8418.0111 | 9210.7076 | 9845.3432 | 8835.7219 | 8718.4539 | 7870.1413 | 6325.481 | 6745.4055 | 7134.9061 | 5677.2119 | 5566.7882 | 5905.6473 | 6996.0433 | 5622.3382 | 5220.5897 | 4351.3059
NSW1 | VPP pump | 68.0869 | 156.9695 | 291.3307 | 426.7158 | 574.2782 | 707.4054 | 944.7952 | 1176.6402 | 1379.5921 | 1658.64 | 1984.7965 | 2242.7789 | 2644.9267 | 2960.6599 | 3151.1672 | 3393.8184 | 3705.1318 | 3767.4508 | 4048.5614 | 4146.8972 | 4149.6155 | 4516.8158 | 4776.2096 | 4663.8463 | 4761.067 | 5111.9831 | 5299.5907
Region | Technology | 2023-24 | 2024-25 | 2025-26 | 2026-27 | 2027-28 | 2028-29 | 2029-30 | 2030-31 | 2031-32 | 2032-33 | 2033-34 | 2034-35 | 2035-36 | 2036-37 | 2037-38 | 2038-39 | 2039-40 | 2040-41 | 2041-42 | 2042-43 | 2043-44 | 2044-45 | 2045-46 | 2046-47 | 2047-48 | 2048-49 | 2049-50
QLD1 | Grid Battery pump | 63.6717 | 63.5752 | 65.0286 | 65.4993 | 65.6996 | 2201.96 | 2199.8934 | 2915.5723 | 2950.958 | 5427.485 | 5596.1751 | 5576.1867 | 5610.238 | 5734.9444 | 4980.053 | 5221.4705 | 9011.6151 | 9149.9626 | 12803.195 | 19381.9482 | 18352.1379 | 17914.6962 | 18292.2467 | 15432.6082 | 16040.8078 | 17720.444 | 17725.0082
QLD1 | Pumped Hydro Pump | 617.7728 | 956.0197 | 927.581 | 1255.5533 | 1304.0418 | 1106.1389 | 1290.9727 | 1621.6716 | 1625.5954 | 1410.1861 | 1482.2702 | 2175.453 | 2322.8684 | 2336.4078 | 5905.9733 | 6739.8523 | 8119.5925 | 7688.2622 | 7590.3857 | 7770.823 | 6934.2525 | 6677.1127 | 6250.6134 | 7189.4988 | 6669.9871 | 7011.6975 | 6263.2494
QLD1 | VPP pump | 60.2249 | 127.8739 | 227.9324 | 354.3779 | 479.7036 | 615.3866 | 850.5812 | 1068.0142 | 1247.6266 | 1453.1155 | 1743.156 | 1996.5228 | 2255.062 | 2565.1897 | 2658.7153 | 2912.9912 | 3159.8025 | 3318.1892 | 3476.743 | 3690.568 | 3821.8035 | 3908.6323 | 4149.7363 | 4187.718 | 4304.8125 | 4404.8555 | 4566.144
Region | Technology | 2023-24 | 2024-25 | 2025-26 | 2026-27 | 2027-28 | 2028-29 | 2029-30 | 2030-31 | 2031-32 | 2032-33 | 2033-34 | 2034-35 | 2035-36 | 2036-37 | 2037-38 | 2038-39 | 2039-40 | 2040-41 | 2041-42 | 2042-43 | 2043-44 | 2044-45 | 2045-46 | 2046-47 | 2047-48 | 2048-49 | 2049-50
VIC1 | Grid Battery pump | 190.5653 | 177.7895 | 208.0398 | 204.0531 | 197.5073 | 187.3754 | 186.0774 | 515.4868 | 512.6558 | 938.9209 | 803.0094 | 767.5327 | 1507.7904 | 1507.6257 | 1796.5279 | 1804.0041 | 2080.5983 | 2768.3314 | 5239.0826 | 4816.7737 | 4940.7029 | 6091.4502 | 6397.6838 | 5485.8667 | 5408.3744 | 5788.1721 | 5334.0977
VIC1 | Pumped Hydro Pump | 0 | 0 | 0.0018114 | 0.0040348 | 0.0041592 | 0.0040355 | 0.0041087 | 0.0064572 | 0.006332 | 0.0062731 | 0.0061954 | 0.0060966 | 0.0085956 | 0.0084413 | 0.015556 | 0.015528 | 0.016762 | 0.017339 | 0.01968 | 0.018572 | 0.018547 | 187.3952 | 194.3035 | 175.2424 | 171.0267 | 187.7913 | 190.8378
VIC1 | VPP pump | 47.96 | 111.6227 | 247.5567 | 373.6568 | 530.5795 | 634.8718 | 821.9247 | 933.0279 | 1018.2678 | 1150.3558 | 1284.8403 | 1428.0666 | 1720.3314 | 1980.3903 | 2109.9509 | 2274.4452 | 2460.1022 | 2428.6874 | 2740.6066 | 2737.2587 | 2686.2906 | 3009.5408 | 3288.4398 | 3157.2456 | 3303.0862 | 3533.1 | 3429.7874
Region | Technology | 2023-24 | 2024-25 | 2025-26 | 2026-27 | 2027-28 | 2028-29 | 2029-30 | 2030-31 | 2031-32 | 2032-33 | 2033-34 | 2034-35 | 2035-36 | 2036-37 | 2037-38 | 2038-39 | 2039-40 | 2040-41 | 2041-42 | 2042-43 | 2043-44 | 2044-45 | 2045-46 | 2046-47 | 2047-48 | 2048-49 | 2049-50
SA1 | Grid Battery pump | 217.7554 | 222.5554 | 214.8196 | 211.6876 | 212.1738 | 207.0089 | 205.6838 | 196.959 | 193.1094 | 1565.2962 | 1477.0862 | 1406.0527 | 1967.3651 | 2034.0074 | 2498.3799 | 2497.8997 | 2477.97 | 3608.5914 | 5493.9416 | 4782.5433 | 6783.5943 | 6816.117 | 7747.5933 | 6004.3824 | 5440.9583 | 5854.3273 | 5080.5006
SA1 | Pumped Hydro Pump | 0 | 0 | 0.0017305 | 0.0025199 | 0.0026169 | 0.0025718 | 0.0026756 | 0.0033442 | 0.0034132 | 0.0034061 | 0.0034242 | 0.0034559 | 0.0042223 | 0.0042406 | 0.0051946 | 0.0052851 | 0.0054974 | 0.0060709 | 0.0070268 | 0.0072813 | 0.0075082 | 0.0091906 | 0.0093175 | 0.0089817 | 0.0091966 | 0.0092125 | 0.010312
SA1 | VPP pump | 82.8591 | 118.7718 | 152.1464 | 180.4998 | 216.5074 | 248.2819 | 311.4195 | 361.4537 | 420.317 | 505.7251 | 595.0278 | 650.7488 | 742.7236 | 858.6173 | 895.0708 | 960.6517 | 1010.8484 | 1007.4365 | 1112.1094 | 1124.0579 | 1198.1464 | 1236.3224 | 1401.7274 | 1296.7007 | 1282.8884 | 1397.4937 | 1348.7181
Region | Technology | 2023-24 | 2024-25 | 2025-26 | 2026-27 | 2027-28 | 2028-29 | 2029-30 | 2030-31 | 2031-32 | 2032-33 | 2033-34 | 2034-35 | 2035-36 | 2036-37 | 2037-38 | 2038-39 | 2039-40 | 2040-41 | 2041-42 | 2042-43 | 2043-44 | 2044-45 | 2045-46 | 2046-47 | 2047-48 | 2048-49 | 2049-50
TAS1 | Grid Battery pump | 0 | 0.0014881 | 0.0017357 | 0.0019593 | 0.0023616 | 0.0023743 | 0.0029053 | 0.0048199 | 0.0059597 | 0.0072399 | 0.0075207 | 0.007416 | 0.0082324 | 0.0081432 | 0.0091639 | 0.0092662 | 0.010019 | 0.013135 | 0.013401 | 0.013392 | 0.015413 | 0.019469 | 0.019195 | 0.017983 | 0.019707 | 0.021175 | 0.024318
TAS1 | Pumped Hydro Pump | 0 | 0 | 0.00287 | 0.0031033 | 0.0037158 | 0.0040626 | 0.006238 | 81.588 | 107.6119 | 1214.1191 | 1256.8806 | 1142.0417 | 1485.1563 | 1518.9231 | 1708.0594 | 1696.9844 | 1851.0771 | 1765.6197 | 1684.608 | 1545.9118 | 1607.4223 | 1686.926 | 1763.279 | 1566.3233 | 1586.2366 | 1509.578 | 1448.2573
TAS1 | VPP pump | 0.50105 | 4.7547 | 6.7589 | 11.9059 | 20.4797 | 27.6651 | 45.9398 | 60.91 | 81.5083 | 89.1633 | 103.6436 | 107.1908 | 125.7332 | 143.3094 | 146.5981 | 153.9051 | 183.5741 | 181.6393 | 195.4425 | 197.1295 | 198.7906 | 214.2792 | 230.5174 | 211.5807 | 228.8673 | 246.2317 | 244.784
Non-controllable capacity
Region | Technology | 2023-24 | 2024-25 | 2025-26 | 2026-27 | 2027-28 | 2028-29 | 2029-30 | 2030-31 | 2031-32 | 2032-33 | 2033-34 | 2034-35 | 2035-36 | 2036-37 | 2037-38 | 2038-39 | 2039-40 | 2040-41 | 2041-42 | 2042-43 | 2043-44 | 2044-45 | 2045-46 | 2046-47 | 2047-48 | 2048-49 | 2049-50
NEM | Distributed PV | 26560.6016 | 29104.0967 | 31473.6633 | 37081.5432 | 40418.5958 | 38926.5586 | 43592.2929 | 48229.3969 | 51979.7521 | 54755.1652 | 55953.7685 | 56902.3907 | 63643.8244 | 66153.9262 | 61300.8009 | 66595.7504 | 71779.8603 | 75487.274 | 77777.5549 | 77977.9251 | 77783.2771 | 85452.7067 | 87607.0329 | 80381.6538 | 86543.9253 | 92200.6928 | 95960.9879
NEM | Behind the meter battery | 657.5137 | 1006.7447 | 1317.3393 | 1566.0098 | 1773.1566 | 1890.8424 | 2143.9911 | 2489.4047 | 2789.0704 | 3113.0752 | 3597.6322 | 4070.11 | 4511.1194 | 4860.9793 | 5165.9009 | 5364.9705 | 5454.5291 | 5447.6237 | 5401.3096 | 5348.7634 | 5404.7881 | 5430.708 | 5462.7544 | 5462.5562 | 5467.5685 | 5397.6579 | 5331.7203
NEM | Behind the meter battery pump | 773.9288 | 1184.9284 | 1550.1053 | 1843.1255 | 2087.3228 | 2225.0785 | 2523.5712 | 2929.616 | 3282.4864 | 3663.3641 | 4233.7384 | 4790.7173 | 5309.6304 | 5721.7019 | 6080.1627 | 6314.2799 | 6420.1964 | 6410.0458 | 6358.28 | 6294.3025 | 6360.4049 | 6392.115 | 6428.6141 | 6430.2842 | 6436.1891 | 6354.3022 | 6274.968
Region | Technology | 2023-24 | 2024-25 | 2025-26 | 2026-27 | 2027-28 | 2028-29 | 2029-30 | 2030-31 | 2031-32 | 2032-33 | 2033-34 | 2034-35 | 2035-36 | 2036-37 | 2037-38 | 2038-39 | 2039-40 | 2040-41 | 2041-42 | 2042-43 | 2043-44 | 2044-45 | 2045-46 | 2046-47 | 2047-48 | 2048-49 | 2049-50
NSW1 | Distributed PV | 8462.3385 | 9458.3162 | 10159.0762 | 12271.5737 | 13113.6881 | 12546.804 | 13815.0616 | 15639.2599 | 17348.1141 | 17854.1428 | 18611.9033 | 18922.4793 | 21829.4782 | 22416.5655 | 20726.2835 | 22104.3897 | 24295.3559 | 26132.7136 | 26218.1837 | 26660.5244 | 26477.5898 | 29878.3743 | 30218.882 | 27626.6637 | 29170.2276 | 31670.4989 | 33704.5634
NSW1 | Behind the meter battery | 236.0997 | 340.3977 | 426.8203 | 496.5989 | 552.178 | 593.1144 | 678.601 | 795.0042 | 915.6299 | 1045.6392 | 1229.8005 | 1397.7866 | 1551.5025 | 1674.213 | 1770.8636 | 1835.975 | 1865.6994 | 1856.8353 | 1844.8207 | 1833.1068 | 1857.9164 | 1869.6097 | 1877.4406 | 1875.4554 | 1868.3381 | 1847.8317 | 1820.6144
NSW1 | Behind the meter battery pump | 277.8328 | 400.6658 | 502.3022 | 584.3175 | 650.1429 | 698.0717 | 798.8828 | 935.9349 | 1077.2855 | 1230.342 | 1446.9719 | 1644.5885 | 1826.2437 | 1970.4983 | 2083.9438 | 2160.393 | 2196.8689 | 2184.5941 | 2172.0639 | 2156.8121 | 2185.7851 | 2201.4161 | 2209.4144 | 2207.8793 | 2199.915 | 2174.9865 | 2143.0425
Region | Technology | 2023-24 | 2024-25 | 2025-26 | 2026-27 | 2027-28 | 2028-29 | 2029-30 | 2030-31 | 2031-32 | 2032-33 | 2033-34 | 2034-35 | 2035-36 | 2036-37 | 2037-38 | 2038-39 | 2039-40 | 2040-41 | 2041-42 | 2042-43 | 2043-44 | 2044-45 | 2045-46 | 2046-47 | 2047-48 | 2048-49 | 2049-50
QLD1 | Distributed PV | 8227.6935 | 8801.311 | 9863.4451 | 11475.6724 | 12457.4377 | 11268.4695 | 13105.084 | 14471.0511 | 16095.1163 | 16714.6015 | 16849.2773 | 17798.0916 | 19695.8152 | 20424.5671 | 17788.0739 | 19963.1524 | 21368.2537 | 23094.2817 | 23468.3879 | 23181.6046 | 24006.8726 | 26011.0707 | 26622.9939 | 22900.3003 | 25459.338 | 26869.7455 | 28762.9682
QLD1 | Behind the meter battery | 170.7366 | 271.0266 | 364.6122 | 433.5151 | 491.3321 | 537.9626 | 628.6386 | 744.6914 | 834.1762 | 930.9932 | 1074.1494 | 1213.5721 | 1346.8461 | 1448.2671 | 1535.4985 | 1600.0345 | 1631.782 | 1631.2572 | 1608.2973 | 1592.3827 | 1609.1851 | 1612.6466 | 1621.0805 | 1616.2546 | 1614.1068 | 1594.795 | 1578.9698
QLD1 | Behind the meter battery pump | 200.9896 | 319.0374 | 429.0447 | 510.4005 | 578.2214 | 632.9301 | 739.7227 | 876.2329 | 981.9917 | 1095.8935 | 1264.3808 | 1428.9002 | 1585.3756 | 1705.2134 | 1807.0518 | 1884.0736 | 1919.9871 | 1919.529 | 1893.1536 | 1873.7884 | 1893.7201 | 1897.3207 | 1907.6047 | 1902.393 | 1900.3283 | 1877.9375 | 1857.7419
Region | Technology | 2023-24 | 2024-25 | 2025-26 | 2026-27 | 2027-28 | 2028-29 | 2029-30 | 2030-31 | 2031-32 | 2032-33 | 2033-34 | 2034-35 | 2035-36 | 2036-37 | 2037-38 | 2038-39 | 2039-40 | 2040-41 | 2041-42 | 2042-43 | 2043-44 | 2044-45 | 2045-46 | 2046-47 | 2047-48 | 2048-49 | 2049-50
VIC1 | Distributed PV | 5927.2192 | 6615.7267 | 7089.2973 | 8452.9512 | 9493.9945 | 9691.0714 | 10721.6826 | 11762.0101 | 11872.7118 | 13025.0994 | 13231.2584 | 12987.9308 | 14324.1638 | 15011.5217 | 14621.0269 | 15763.9665 | 16944.6695 | 16846.5259 | 18190.4559 | 18283.4941 | 17708.0148 | 19320.8985 | 20019.7175 | 19388.6033 | 20772.1582 | 22108.9801 | 21761.2072
VIC1 | Behind the meter battery | 143.293 | 255.764 | 357.528 | 445.5417 | 520.1297 | 534.0202 | 574.5348 | 646.8898 | 695.0103 | 741.5967 | 840.8801 | 953.3033 | 1060.5591 | 1150.0707 | 1245.2576 | 1291.8352 | 1313.6739 | 1317.4793 | 1309.5395 | 1283.2305 | 1289.176 | 1299.8888 | 1310.3468 | 1322.1048 | 1335.0646 | 1315.6099 | 1298.5463
VIC1 | Behind the meter battery pump | 168.7049 | 300.9657 | 420.6293 | 524.3864 | 612.3835 | 628.4616 | 676.2866 | 761.0496 | 817.9236 | 872.5457 | 989.6107 | 1122.4325 | 1248.0938 | 1353.2335 | 1466.2928 | 1520.0169 | 1546.0309 | 1550.041 | 1541.089 | 1510.2224 | 1517.4149 | 1529.652 | 1542.0634 | 1556.6244 | 1571.0173 | 1548.7907 | 1528.2244
Region | Technology | 2023-24 | 2024-25 | 2025-26 | 2026-27 | 2027-28 | 2028-29 | 2029-30 | 2030-31 | 2031-32 | 2032-33 | 2033-34 | 2034-35 | 2035-36 | 2036-37 | 2037-38 | 2038-39 | 2039-40 | 2040-41 | 2041-42 | 2042-43 | 2043-44 | 2044-45 | 2045-46 | 2046-47 | 2047-48 | 2048-49 | 2049-50
SA1 | Distributed PV | 3601.2396 | 3836.6945 | 3940.5566 | 4383.5313 | 4811.2285 | 4846.7445 | 5330.4758 | 5678.8981 | 5951.7698 | 6386.844 | 6448.2993 | 6380.437 | 6890.5661 | 7363.0567 | 7215.5741 | 7772.2023 | 8117.152 | 8332.5404 | 8752.0675 | 8666.5061 | 8424.5566 | 8962.749 | 9436.6247 | 9153.8367 | 9787.2603 | 10128.2605 | 10296.799
SA1 | Behind the meter battery | 89.6576 | 114.2984 | 136.4992 | 153.4714 | 168.7112 | 182.0004 | 212.3649 | 244.9938 | 278.8759 | 319.969 | 366.7485 | 408.2686 | 445.0039 | 472.6485 | 491.7265 | 509.3402 | 512.972 | 511.5296 | 508.7854 | 510.011 | 516.6645 | 516.2922 | 519.8793 | 515.4168 | 516.5139 | 506.6341 | 502.8644
SA1 | Behind the meter battery pump | 105.5364 | 134.5421 | 160.6012 | 180.616 | 198.5417 | 214.1386 | 250.02 | 288.3253 | 328.3143 | 376.4625 | 431.505 | 480.4342 | 523.687 | 556.4807 | 578.644 | 599.3439 | 603.8566 | 602.2642 | 599.156 | 600.4794 | 608.3176 | 607.9903 | 611.8434 | 606.4216 | 607.6875 | 596.3267 | 592.1078
Region | Technology | 2023-24 | 2024-25 | 2025-26 | 2026-27 | 2027-28 | 2028-29 | 2029-30 | 2030-31 | 2031-32 | 2032-33 | 2033-34 | 2034-35 | 2035-36 | 2036-37 | 2037-38 | 2038-39 | 2039-40 | 2040-41 | 2041-42 | 2042-43 | 2043-44 | 2044-45 | 2045-46 | 2046-47 | 2047-48 | 2048-49 | 2049-50
TAS1 | Distributed PV | 342.1107 | 392.0482 | 421.2881 | 497.8146 | 542.247 | 573.4692 | 619.9889 | 678.1777 | 712.0401 | 774.4775 | 813.0302 | 813.4519 | 903.8011 | 938.2152 | 949.8426 | 992.0395 | 1054.4291 | 1081.2124 | 1148.4599 | 1185.7959 | 1166.2433 | 1279.6142 | 1308.8147 | 1312.2497 | 1354.9412 | 1423.2078 | 1435.4501
TAS1 | Behind the meter battery | 17.7268 | 25.258 | 31.8796 | 36.8828 | 40.8056 | 43.7449 | 49.8517 | 57.8255 | 65.3781 | 74.8771 | 86.0537 | 97.1794 | 107.2079 | 115.78 | 122.5546 | 127.7856 | 130.4018 | 130.5224 | 129.8666 | 130.0323 | 131.846 | 132.2708 | 134.0073 | 133.3247 | 133.5451 | 132.7872 | 130.7254
TAS1 | Behind the meter battery pump | 20.8652 | 29.7174 | 37.5279 | 43.4051 | 48.0333 | 51.4765 | 58.6591 | 68.0734 | 76.9713 | 88.1205 | 101.27 | 114.362 | 126.2303 | 136.2759 | 144.2303 | 150.4525 | 153.4529 | 153.6175 | 152.8175 | 153.0002 | 155.1672 | 155.7358 | 157.6882 | 156.9658 | 157.2412 | 156.2607 | 153.8514

## Option 5A_Capacity
Capacity by technology (MW) - Option 5A, Step Change Scenario
Capacity calculated on 1 July. In early study years some wind and solar projects enter later in the financial year and are therefore reflected in the following financial year's capacity.
Explicitly modelled generation
Region | Technology | 2023-24 | 2024-25 | 2025-26 | 2026-27 | 2027-28 | 2028-29 | 2029-30 | 2030-31 | 2031-32 | 2032-33 | 2033-34 | 2034-35 | 2035-36 | 2036-37 | 2037-38 | 2038-39 | 2039-40 | 2040-41 | 2041-42 | 2042-43 | 2043-44 | 2044-45 | 2045-46 | 2046-47 | 2047-48 | 2048-49 | 2049-50
NEM | Black Coal | 16456 | 16456 | 15756 | 12176 | 10156 | 8277 | 7312 | 5912 | 5912 | 5182 | 3082 | 3082 | 3082 | 3082 | 3082 | 3082 | 852 | 426 | 426 | 0 | 0 | 0 | 0 | 0 | 0 | 0 | 0
NEM | Brown Coal | 4820 | 4820 | 4120 | 3370 | 3370 | 2810 | 1720 | 1160 | 1160 | 0 | 0 | 0 | 0 | 0 | 0 | 0 | 0 | 0 | 0 | 0 | 0 | 0 | 0 | 0 | 0 | 0 | 0
NEM | CCGT | 2954.9 | 2774.9 | 2774.9 | 2774.9 | 2774.9 | 2774.9 | 2774.9 | 2774.9 | 2774.9 | 2774.9 | 2774.9 | 2774.9 | 2774.9 | 2389.9 | 1860.9 | 1860.9 | 1716.5 | 1716.5 | 1716.5 | 1716.5 | 1276.5 | 1276.5 | 632 | 388 | 388 | 388 | 388
NEM | Gas - Steam | 1300 | 1300 | 1300 | 500 | 500 | 500 | 500 | 500 | 500 | 500 | 500 | 500 | 500 | 500 | 500 | 500 | 0 | 0 | 0 | 0 | 0 | 0 | 0 | 0 | 0 | 0 | 0
NEM | OCGT / Diesel | 7382.159 | 8132.1606 | 8132.1606 | 8132.1606 | 8132.1606 | 8268.2846 | 8268.2847 | 7885.7849 | 7885.7849 | 7608.925 | 7015.425 | 6898.4251 | 7375.799 | 7375.799 | 8930.1072 | 8930.1072 | 8490.1072 | 8370.1072 | 8370.1072 | 8276.1073 | 9392.3366 | 10366.7942 | 10366.7942 | 11540.8452 | 10956.8452 | 13426.5746 | 12907.5747
NEM | Hydro | 7492.42 | 7492.42 | 7492.42 | 7492.42 | 7492.42 | 7492.42 | 7492.42 | 7492.42 | 7492.42 | 7492.42 | 7492.42 | 7492.42 | 7492.42 | 7492.42 | 7406.02 | 7406.02 | 7406.02 | 7406.02 | 7406.02 | 7340.02 | 7340.02 | 7340.02 | 7340.02 | 7340.02 | 7340.02 | 7340.02 | 7340.02
NEM | Hydrogen Turbine | 0 | 0 | 0 | 0 | 0 | 0 | 0 | 0 | 0 | 0 | 0 | 0 | 0 | 0 | 0 | 0 | 0 | 0 | 0 | 0 | 0 | 0 | 0 | 0 | 0 | 0 | 0
NEM | Wind | 10055.738 | 16021.346 | 16072.1621 | 18208.9739 | 22948.6433 | 28025.4682 | 29635.3144 | 32677.0681 | 33787.5794 | 36651.0751 | 40387.9055 | 40455.2003 | 41838.5727 | 42447.3448 | 46589.8445 | 45970.1873 | 46241.455 | 46379.965 | 46651.0181 | 50322.9854 | 51694.7004 | 51043.916 | 50290.8868 | 58890.621 | 62358.6502 | 63313.8059 | 64183.1004
NEM | Solar PV | 9052.829 | 9912.9358 | 10778.1339 | 10778.1355 | 10779.7097 | 11471.1284 | 12491.0067 | 14677.1499 | 15029.0251 | 18201.8523 | 19883.096 | 22042.2122 | 22042.2122 | 22452.0161 | 28520.77 | 29801.5993 | 40766.293 | 47420.1072 | 52136.6089 | 61344.823 | 67656.379 | 67195.6546 | 67892.8576 | 73909.1202 | 74621.5335 | 78302.6661 | 82661.8041
NEM | Grid Battery | 1004.93 | 1004.9361 | 1429.752 | 1429.7567 | 2059.5339 | 3306.5729 | 3381.5732 | 3735.4175 | 3767.0094 | 6200.478 | 6315.6511 | 6290.6512 | 6896.7442 | 6846.7444 | 7340.9639 | 7340.9642 | 10505.8072 | 11709.9262 | 15412.6722 | 18233.7409 | 19129.5152 | 20597.1105 | 20321.7014 | 20522.8718 | 19893.0958 | 21599.7534 | 21727.5026
NEM | Pumped Hydro | 810 | 810 | 1533.437 | 1533.4384 | 3595.6266 | 3753.576 | 3753.5769 | 3790.8809 | 3790.8811 | 4271.7077 | 4271.7078 | 4522.0469 | 4663.1069 | 4663.1069 | 6534.4132 | 6534.4132 | 6968.8691 | 6968.8693 | 6968.8701 | 6968.8703 | 6968.8708 | 7087.7894 | 7087.7895 | 7847.6216 | 7847.6217 | 7853.9566 | 7853.9569
NEM | VPP | 318.73 | 623.03 | 1035.46 | 1538.9 | 2142.79 | 2807.6 | 3819.27 | 4674.27 | 5519.2001 | 6499.25 | 7698.5399 | 9010.2399 | 10339.3001 | 11714.6999 | 13054.31 | 14363.1999 | 15318.2998 | 16214.4898 | 16978.9203 | 17751.1898 | 18511.9699 | 19307.4097 | 20087.2598 | 20907.45 | 21712.49 | 22566.1805 | 23396.9398
Total excluding storage |  | 61647.706 | 69347.7285 | 70424.4256 | 67934.6852 | 73951.7841 | 79486.95 | 81148.3457 | 85279.8913 | 87618.7999 | 95382.6081 | 99421.6452 | 103068.0955 | 107005.0551 | 108964.0311 | 123819.3288 | 125789.3909 | 138265.3513 | 146611.9847 | 156066.7168 | 171954.2368 | 181970.2919 | 184215.1945 | 184019.3093 | 201346.5498 | 205118.2565 | 214790.9571 | 220458.8985
Region | Technology | 2023-24 | 2024-25 | 2025-26 | 2026-27 | 2027-28 | 2028-29 | 2029-30 | 2030-31 | 2031-32 | 2032-33 | 2033-34 | 2034-35 | 2035-36 | 2036-37 | 2037-38 | 2038-39 | 2039-40 | 2040-41 | 2041-42 | 2042-43 | 2043-44 | 2044-45 | 2045-46 | 2046-47 | 2047-48 | 2048-49 | 2049-50
NSW1 | Black Coal | 8330 | 8330 | 8330 | 5450 | 4130 | 3445 | 2760 | 2760 | 2760 | 2760 | 1390 | 1390 | 1390 | 1390 | 1390 | 1390 | 0 | 0 | 0 | 0 | 0 | 0 | 0 | 0 | 0 | 0 | 0
NSW1 | Brown Coal | 0 | 0 | 0 | 0 | 0 | 0 | 0 | 0 | 0 | 0 | 0 | 0 | 0 | 0 | 0 | 0 | 0 | 0 | 0 | 0 | 0 | 0 | 0 | 0 | 0 | 0 | 0
NSW1 | CCGT | 440 | 440 | 440 | 440 | 440 | 440 | 440 | 440 | 440 | 440 | 440 | 440 | 440 | 440 | 440 | 440 | 440 | 440 | 440 | 440 | 0 | 0 | 0 | 0 | 0 | 0 | 0
NSW1 | Gas - Steam | 0 | 0 | 0 | 0 | 0 | 0 | 0 | 0 | 0 | 0 | 0 | 0 | 0 | 0 | 0 | 0 | 0 | 0 | 0 | 0 | 0 | 0 | 0 | 0 | 0 | 0 | 0
NSW1 | OCGT / Diesel | 1888.999 | 2638.9998 | 2638.9998 | 2638.9998 | 2638.9998 | 2638.9998 | 2638.9998 | 2638.9998 | 2638.9998 | 2638.9998 | 2638.9998 | 2638.9998 | 2638.9998 | 2638.9999 | 3489.2531 | 3489.2531 | 3489.2531 | 3489.2531 | 3489.2531 | 3489.2531 | 3489.2532 | 2884.3637 | 2884.3637 | 3184.4758 | 3184.4758 | 3239.5408 | 3239.5408
NSW1 | Hydro | 2525 | 2525 | 2525 | 2525 | 2525 | 2525 | 2525 | 2525 | 2525 | 2525 | 2525 | 2525 | 2525 | 2525 | 2525 | 2525 | 2525 | 2525 | 2525 | 2525 | 2525 | 2525 | 2525 | 2525 | 2525 | 2525 | 2525
NSW1 | Hydrogen Turbine | 0 | 0 | 0 | 0 | 0 | 0 | 0 | 0 | 0 | 0 | 0 | 0 | 0 | 0 | 0 | 0 | 0 | 0 | 0 | 0 | 0 | 0 | 0 | 0 | 0 | 0 | 0
NSW1 | Wind | 1886.96 | 4661.0832 | 4711.8993 | 5593.0243 | 8803.9442 | 9595.9092 | 9835.6503 | 9882.1079 | 9882.1079 | 11249.7744 | 11842.4846 | 12078.3048 | 13683.5682 | 14323.4294 | 14815.0476 | 14615.7904 | 14680.1229 | 14611.4064 | 14623.7449 | 16216.9836 | 17573.2757 | 17573.2877 | 17605.9822 | 18872.1093 | 21214.8145 | 20818.8148 | 20855.4292
NSW1 | Solar PV | 3745.541 | 4459.6437 | 5324.8407 | 5324.8408 | 5326.415 | 5876.2587 | 6870.9014 | 8329.1989 | 8329.1989 | 8880.7621 | 9650.8019 | 9731.1311 | 9731.1311 | 10029.9433 | 12212.4052 | 12780.6263 | 16145.4233 | 18091.5889 | 18794.7861 | 20047.4745 | 20880.1801 | 20880.1801 | 20880.1801 | 23294.5551 | 24094.2478 | 24962.0669 | 26669.833
NSW1 | Grid Battery | 50 | 50.0039 | 474.8194 | 474.8199 | 1104.5966 | 1479.3862 | 1554.3863 | 1554.388 | 1554.3883 | 2279.2612 | 2279.2613 | 2279.2613 | 2279.263 | 2229.2631 | 2229.2632 | 2229.2633 | 3814.4186 | 3814.421 | 4473.6841 | 4667.7924 | 4712.7791 | 5261.6719 | 4996.2629 | 5197.4369 | 4567.6606 | 5271.5392 | 5196.5414
NSW1 | Pumped Hydro | 240 | 240 | 713.4343 | 713.4344 | 2775.6223 | 2775.6226 | 2775.6226 | 2775.6226 | 2775.6226 | 2775.6227 | 2775.6227 | 2775.6227 | 2775.6229 | 2775.6229 | 2775.6256 | 2775.6256 | 2775.6256 | 2775.6257 | 2775.6258 | 2775.6259 | 2775.6262 | 2775.6288 | 2775.6288 | 2775.6311 | 2775.6311 | 2775.6311 | 2775.6311
NSW1 | VPP | 97.18 | 193.89 | 321.47 | 477.31 | 663.94 | 884.26 | 1223.6 | 1508.4199 | 1818.1601 | 2178.94 | 2618.45 | 3090.16 | 3561.6901 | 4049.33 | 4508.48 | 4960.7201 | 5286.7 | 5588.1199 | 5842.6702 | 6109.57 | 6370.5701 | 6645.5899 | 6914.0398 | 7197.4098 | 7473.8901 | 7766.0502 | 8050.0099
Total excluding storage |  | 19203.68 | 23538.6207 | 25480.4636 | 23637.4292 | 28408.5178 | 29660.4366 | 30624.1604 | 32413.7373 | 32723.4777 | 35728.3601 | 36160.6203 | 36948.4797 | 39025.2753 | 40401.5886 | 44385.0746 | 45206.2788 | 49156.5436 | 51335.415 | 52964.7642 | 56271.6994 | 58326.6843 | 58545.722 | 58581.4574 | 63046.618 | 65835.72 | 67358.643 | 69311.9854
Region | Technology | 2023-24 | 2024-25 | 2025-26 | 2026-27 | 2027-28 | 2028-29 | 2029-30 | 2030-31 | 2031-32 | 2032-33 | 2033-34 | 2034-35 | 2035-36 | 2036-37 | 2037-38 | 2038-39 | 2039-40 | 2040-41 | 2041-42 | 2042-43 | 2043-44 | 2044-45 | 2045-46 | 2046-47 | 2047-48 | 2048-49 | 2049-50
QLD1 | Black Coal | 8126 | 8126 | 7426 | 6726 | 6026 | 4832 | 4552 | 3152 | 3152 | 2422 | 1692 | 1692 | 1692 | 1692 | 1692 | 1692 | 852 | 426 | 426 | 0 | 0 | 0 | 0 | 0 | 0 | 0 | 0
QLD1 | Brown Coal | 0 | 0 | 0 | 0 | 0 | 0 | 0 | 0 | 0 | 0 | 0 | 0 | 0 | 0 | 0 | 0 | 0 | 0 | 0 | 0 | 0 | 0 | 0 | 0 | 0 | 0 | 0
QLD1 | CCGT | 1597.9 | 1597.9 | 1597.9 | 1597.9 | 1597.9 | 1597.9 | 1597.9 | 1597.9 | 1597.9 | 1597.9 | 1597.9 | 1597.9 | 1597.9 | 1212.9 | 1212.9 | 1212.9 | 1068.5 | 1068.5 | 1068.5 | 1068.5 | 1068.5 | 1068.5 | 424 | 180 | 180 | 180 | 180
QLD1 | Gas - Steam | 0 | 0 | 0 | 0 | 0 | 0 | 0 | 0 | 0 | 0 | 0 | 0 | 0 | 0 | 0 | 0 | 0 | 0 | 0 | 0 | 0 | 0 | 0 | 0 | 0 | 0 | 0
QLD1 | OCGT / Diesel | 1954.5 | 1954.5001 | 1954.5001 | 1954.5001 | 1954.5001 | 2090.624 | 2090.624 | 2090.624 | 2090.624 | 2090.624 | 1667.124 | 1550.124 | 1550.124 | 1550.124 | 2204.5557 | 2204.5557 | 2204.5557 | 2204.5557 | 2204.5557 | 2204.5557 | 2204.5557 | 2204.5557 | 2204.5557 | 3232.4946 | 3232.4946 | 5647.159 | 5128.159
QLD1 | Hydro | 152.4 | 152.4 | 152.4 | 152.4 | 152.4 | 152.4 | 152.4 | 152.4 | 152.4 | 152.4 | 152.4 | 152.4 | 152.4 | 152.4 | 66 | 66 | 66 | 66 | 66 | 0 | 0 | 0 | 0 | 0 | 0 | 0 | 0
QLD1 | Hydrogen Turbine | 0 | 0 | 0 | 0 | 0 | 0 | 0 | 0 | 0 | 0 | 0 | 0 | 0 | 0 | 0 | 0 | 0 | 0 | 0 | 0 | 0 | 0 | 0 | 0 | 0 | 0 | 0
QLD1 | Wind | 1133.518 | 2421.0403 | 2421.0404 | 2943.6763 | 4106.5224 | 7128.5986 | 7170.3939 | 8776.6782 | 8799.0328 | 10081.5243 | 11326.1114 | 11349.5859 | 11349.5859 | 11349.5862 | 13472.0341 | 13472.0341 | 13472.0341 | 13709.8869 | 13968.6015 | 15120.5976 | 15611.7977 | 15158.7977 | 15115.5978 | 19432.4686 | 20083.0693 | 20999.6846 | 21228.2974
QLD1 | Solar PV | 3646.985 | 3792.9861 | 3792.9866 | 3792.9868 | 3792.9868 | 3934.5617 | 3959.7972 | 4687.6404 | 5045.635 | 6170.3757 | 7081.5795 | 8074.7071 | 8074.7071 | 7953.7071 | 10090.2274 | 10802.8352 | 17763.0314 | 20094.7751 | 20832.3294 | 27865.6163 | 27700.0924 | 27498.9924 | 27936.6432 | 30748.3189 | 30585.3992 | 32391.4905 | 35006.1812
QLD1 | Grid Battery | 100 | 100.0005 | 100.0006 | 100.0009 | 100.0012 | 972.2505 | 972.2505 | 1216.1641 | 1247.7555 | 2226.4173 | 2396.9202 | 2396.9203 | 2396.9203 | 2396.9203 | 2396.9203 | 2396.9203 | 3945.2846 | 3945.2847 | 5440.6156 | 8031.9122 | 8031.9123 | 8031.912 | 8031.912 | 8031.9118 | 8031.9115 | 9034.6887 | 9034.6887
QLD1 | Pumped Hydro | 570 | 570 | 820.0006 | 820.0009 | 820.001 | 977.9499 | 977.9499 | 977.9499 | 977.9499 | 977.9499 | 977.9499 | 1228.2889 | 1228.289 | 1228.289 | 3012.0438 | 3012.0438 | 3446.4996 | 3446.4996 | 3446.4996 | 3446.4996 | 3446.4996 | 3446.4996 | 3446.4996 | 4206.3293 | 4206.3293 | 4206.3293 | 4206.3293
QLD1 | VPP | 70.65 | 151.98 | 266.91 | 406.55 | 573.37 | 775 | 1088.95 | 1359.6801 | 1609.11 | 1901.09 | 2255.9299 | 2641.22 | 3035.73 | 3438.95 | 3828.0601 | 4218.1699 | 4496.1499 | 4751.3198 | 4961.6001 | 5182.0498 | 5399.3799 | 5623.0098 | 5842.4302 | 6071.3901 | 6296.3501 | 6536.04 | 6765.5898
Total excluding storage |  | 17351.953 | 18866.807 | 18531.7383 | 18494.0151 | 19123.6815 | 22461.2847 | 22562.2654 | 24011.0367 | 24672.4072 | 27620.2812 | 29147.915 | 30683.1462 | 31077.6563 | 30974.8766 | 37974.7414 | 39077.459 | 47314.0553 | 49712.8218 | 52414.7019 | 62919.7312 | 63462.7375 | 63032.2671 | 63001.6384 | 71902.9133 | 72615.554 | 78995.3921 | 81549.2454
Region | Technology | 2023-24 | 2024-25 | 2025-26 | 2026-27 | 2027-28 | 2028-29 | 2029-30 | 2030-31 | 2031-32 | 2032-33 | 2033-34 | 2034-35 | 2035-36 | 2036-37 | 2037-38 | 2038-39 | 2039-40 | 2040-41 | 2041-42 | 2042-43 | 2043-44 | 2044-45 | 2045-46 | 2046-47 | 2047-48 | 2048-49 | 2049-50
VIC1 | Black Coal | 0 | 0 | 0 | 0 | 0 | 0 | 0 | 0 | 0 | 0 | 0 | 0 | 0 | 0 | 0 | 0 | 0 | 0 | 0 | 0 | 0 | 0 | 0 | 0 | 0 | 0 | 0
VIC1 | Brown Coal | 4820 | 4820 | 4120 | 3370 | 3370 | 2810 | 1720 | 1160 | 1160 | 0 | 0 | 0 | 0 | 0 | 0 | 0 | 0 | 0 | 0 | 0 | 0 | 0 | 0 | 0 | 0 | 0 | 0
VIC1 | CCGT | 0 | 0 | 0 | 0 | 0 | 0 | 0 | 0 | 0 | 0 | 0 | 0 | 0 | 0 | 0 | 0 | 0 | 0 | 0 | 0 | 0 | 0 | 0 | 0 | 0 | 0 | 0
VIC1 | Gas - Steam | 500 | 500 | 500 | 500 | 500 | 500 | 500 | 500 | 500 | 500 | 500 | 500 | 500 | 500 | 500 | 500 | 0 | 0 | 0 | 0 | 0 | 0 | 0 | 0 | 0 | 0 | 0
VIC1 | OCGT / Diesel | 1900 | 1900.0004 | 1900.0004 | 1900.0004 | 1900.0004 | 1900.0004 | 1900.0004 | 1900.0004 | 1900.0004 | 1900.0004 | 1730.0004 | 1730.0004 | 2287.3728 | 2287.3728 | 2336.9954 | 2336.9954 | 1896.9954 | 1896.9954 | 1896.9954 | 1802.9955 | 2886.5326 | 4675.8786 | 4675.8786 | 4675.8786 | 4091.8786 | 4091.8786 | 4091.8786
VIC1 | Hydro | 2264.02 | 2264.02 | 2264.02 | 2264.02 | 2264.02 | 2264.02 | 2264.02 | 2264.02 | 2264.02 | 2264.02 | 2264.02 | 2264.02 | 2264.02 | 2264.02 | 2264.02 | 2264.02 | 2264.02 | 2264.02 | 2264.02 | 2264.02 | 2264.02 | 2264.02 | 2264.02 | 2264.02 | 2264.02 | 2264.02 | 2264.02
VIC1 | Hydrogen Turbine | 0 | 0 | 0 | 0 | 0 | 0 | 0 | 0 | 0 | 0 | 0 | 0 | 0 | 0 | 0 | 0 | 0 | 0 | 0 | 0 | 0 | 0 | 0 | 0 | 0 | 0 | 0
VIC1 | Wind | 4121.91 | 5003.4125 | 5003.4125 | 5408.1174 | 5678.8174 | 6065.8128 | 6793.0913 | 8141.2093 | 8141.2093 | 8177.9777 | 10072.7356 | 9880.7356 | 9880.7356 | 9880.7465 | 10743.8564 | 10323.8574 | 10456.7771 | 10349.1173 | 10349.1173 | 10685.6491 | 10387.1212 | 10075.1213 | 9675.7974 | 11173.9537 | 11013.9518 | 11068.9667 | 11142.8502
VIC1 | Solar PV | 1081.573 | 1081.574 | 1081.5741 | 1081.5752 | 1081.5753 | 1081.5753 | 1081.5753 | 1081.5762 | 1081.5766 | 2221.3287 | 2221.3287 | 2659.7084 | 2659.7084 | 2891.7001 | 3498.8018 | 3498.8022 | 3979.5335 | 4013.8012 | 6232.8533 | 6633.5295 | 9243.958 | 9233.0569 | 9499.989 | 9940.9727 | 10037.4944 | 10525.9313 | 10648.1855
VIC1 | Grid Battery | 375.33 | 375.3308 | 375.3308 | 375.3339 | 375.3339 | 375.3339 | 375.3339 | 515.2526 | 515.2526 | 690.6772 | 635.3472 | 635.3472 | 989.6649 | 989.6649 | 1202.6221 | 1202.6221 | 1233.9455 | 1762.1632 | 2631.2936 | 2631.2939 | 2856.0214 | 3473.3268 | 3473.3268 | 3473.3243 | 3473.3244 | 3473.3254 | 3674.5886
VIC1 | Pumped Hydro | 0 | 0 | 0.00055953 | 0.0012839 | 0.001292 | 0.0012987 | 0.0013085 | 0.0020119 | 0.0020136 | 0.0020222 | 0.0020303 | 0.0020395 | 0.0025644 | 0.0025882 | 0.0049614 | 0.0049724 | 0.0049953 | 0.0051045 | 0.0054945 | 0.0055214 | 0.0055782 | 65.7094 | 65.7094 | 65.7095 | 65.7095 | 72.0443 | 72.0443
VIC1 | VPP | 55.8 | 137.17 | 254.76 | 407.72 | 597.23 | 772.53 | 1024.9 | 1224.19 | 1402.07 | 1599.26 | 1857.38 | 2156.22 | 2463.1699 | 2788.1399 | 3128.7199 | 3444.1299 | 3686.7299 | 3923.1 | 4132.3601 | 4321.16 | 4507.69 | 4703.0901 | 4895.4999 | 5098.49 | 5298.7098 | 5511.8401 | 5721.1202
Total excluding storage |  | 15118.633 | 16081.5077 | 15499.0983 | 15306.7682 | 15766.9782 | 15769.2736 | 15658.9222 | 16786.2506 | 16964.131 | 17353.2661 | 19280.814 | 19826.0337 | 21044.6743 | 21601.6468 | 23675.0206 | 23570.4319 | 23518.0064 | 24209.2021 | 27506.6452 | 28338.6535 | 32145.3487 | 34490.203 | 34550.2211 | 36692.3488 | 36245.0885 | 37008.0063 | 37614.6873
Region | Technology | 2023-24 | 2024-25 | 2025-26 | 2026-27 | 2027-28 | 2028-29 | 2029-30 | 2030-31 | 2031-32 | 2032-33 | 2033-34 | 2034-35 | 2035-36 | 2036-37 | 2037-38 | 2038-39 | 2039-40 | 2040-41 | 2041-42 | 2042-43 | 2043-44 | 2044-45 | 2045-46 | 2046-47 | 2047-48 | 2048-49 | 2049-50
SA1 | Black Coal | 0 | 0 | 0 | 0 | 0 | 0 | 0 | 0 | 0 | 0 | 0 | 0 | 0 | 0 | 0 | 0 | 0 | 0 | 0 | 0 | 0 | 0 | 0 | 0 | 0 | 0 | 0
SA1 | Brown Coal | 0 | 0 | 0 | 0 | 0 | 0 | 0 | 0 | 0 | 0 | 0 | 0 | 0 | 0 | 0 | 0 | 0 | 0 | 0 | 0 | 0 | 0 | 0 | 0 | 0 | 0 | 0
SA1 | CCGT | 709 | 529 | 529 | 529 | 529 | 529 | 529 | 529 | 529 | 529 | 529 | 529 | 529 | 529 | 0 | 0 | 0 | 0 | 0 | 0 | 0 | 0 | 0 | 0 | 0 | 0 | 0
SA1 | Gas - Steam | 800 | 800 | 800 | 0 | 0 | 0 | 0 | 0 | 0 | 0 | 0 | 0 | 0 | 0 | 0 | 0 | 0 | 0 | 0 | 0 | 0 | 0 | 0 | 0 | 0 | 0 | 0
SA1 | OCGT / Diesel | 1460.66 | 1460.6601 | 1460.6601 | 1460.6601 | 1460.6601 | 1460.6601 | 1460.6602 | 1078.1603 | 1078.1603 | 801.3004 | 801.3004 | 801.3004 | 721.3014 | 721.3014 | 721.302 | 721.302 | 721.302 | 721.302 | 721.302 | 721.302 | 753.9941 | 543.9941 | 543.9942 | 389.9942 | 389.9942 | 389.9942 | 389.9942
SA1 | Hydro | 0 | 0 | 0 | 0 | 0 | 0 | 0 | 0 | 0 | 0 | 0 | 0 | 0 | 0 | 0 | 0 | 0 | 0 | 0 | 0 | 0 | 0 | 0 | 0 | 0 | 0 | 0
SA1 | Hydrogen Turbine | 0 | 0 | 0 | 0 | 0 | 0 | 0 | 0 | 0 | 0 | 0 | 0 | 0 | 0 | 0 | 0 | 0 | 0 | 0 | 0 | 0 | 0 | 0 | 0 | 0 | 0 | 0
SA1 | Wind | 2349.75 | 2784.2767 | 2784.2767 | 3102.3723 | 3069.3725 | 3862.4206 | 4001.7901 | 4034.9001 | 4034.9001 | 4210.6594 | 4215.4346 | 4215.4346 | 3993.5437 | 3962.4435 | 4626.8898 | 4626.4888 | 4700.5042 | 4748.7159 | 4748.7159 | 5338.9166 | 5161.6672 | 5419.8707 | 5076.6709 | 6595.2505 | 7229.9757 | 7609.501 | 8139.6848
SA1 | Solar PV | 578.73 | 578.7316 | 578.7321 | 578.7322 | 578.7322 | 578.7322 | 578.7323 | 578.7339 | 572.6139 | 929.385 | 929.385 | 1576.6645 | 1576.6645 | 1576.6645 | 2719.3343 | 2719.3343 | 2878.3033 | 5069.9415 | 6126.6395 | 6648.2022 | 9682.1479 | 9433.4243 | 9426.0443 | 9775.2724 | 9754.391 | 10273.1747 | 10187.6017
SA1 | Grid Battery | 479.6 | 479.6005 | 479.6007 | 479.6015 | 479.6015 | 479.6015 | 479.6016 | 449.6109 | 449.611 | 1004.1195 | 1004.1195 | 979.1195 | 1230.8931 | 1230.8931 | 1512.1549 | 1512.155 | 1512.155 | 2188.0538 | 2867.0752 | 2902.7388 | 3528.7982 | 3830.1945 | 3820.1944 | 3820.1936 | 3820.1937 | 3820.1938 | 3821.6771
SA1 | Pumped Hydro | 0 | 0 | 0.00047398 | 0.00069128 | 0.00070222 | 0.00070978 | 0.00072765 | 0.00091574 | 0.00091838 | 0.00094748 | 0.00096253 | 0.00097646 | 0.0011338 | 0.0011477 | 0.0014322 | 0.0014403 | 0.00146 | 0.0015695 | 0.0017463 | 0.0018899 | 0.0019509 | 0.0023005 | 0.002311 | 0.0023209 | 0.0023307 | 0.0023443 | 0.0025677
SA1 | VPP | 88.62 | 126.93 | 170.25 | 214.27 | 262.04 | 314.13 | 396.52 | 477.31 | 565.27 | 670.98 | 790.06 | 915.3 | 1040.16 | 1167.34 | 1287.02 | 1406.9399 | 1492.74 | 1574.29 | 1645.8199 | 1722.14 | 1798.65 | 1879.62 | 1959.37 | 2043.49 | 2126.73 | 2214.3501 | 2301.9099
Total excluding storage |  | 6466.36 | 6759.1989 | 6802.52 | 6364.6368 | 6379.407 | 7224.5452 | 7446.3049 | 7147.7161 | 7229.5562 | 8145.4452 | 8269.3004 | 9016.8199 | 9091.5638 | 9187.6436 | 10866.7025 | 10986.2215 | 11305.0059 | 14302.3049 | 16109.5544 | 17333.3015 | 20925.2595 | 21107.1059 | 20826.276 | 22624.2029 | 23321.2868 | 24307.2161 | 24840.8702
Region | Technology | 2023-24 | 2024-25 | 2025-26 | 2026-27 | 2027-28 | 2028-29 | 2029-30 | 2030-31 | 2031-32 | 2032-33 | 2033-34 | 2034-35 | 2035-36 | 2036-37 | 2037-38 | 2038-39 | 2039-40 | 2040-41 | 2041-42 | 2042-43 | 2043-44 | 2044-45 | 2045-46 | 2046-47 | 2047-48 | 2048-49 | 2049-50
TAS1 | Black Coal | 0 | 0 | 0 | 0 | 0 | 0 | 0 | 0 | 0 | 0 | 0 | 0 | 0 | 0 | 0 | 0 | 0 | 0 | 0 | 0 | 0 | 0 | 0 | 0 | 0 | 0 | 0
TAS1 | Brown Coal | 0 | 0 | 0 | 0 | 0 | 0 | 0 | 0 | 0 | 0 | 0 | 0 | 0 | 0 | 0 | 0 | 0 | 0 | 0 | 0 | 0 | 0 | 0 | 0 | 0 | 0 | 0
TAS1 | CCGT | 208 | 208 | 208 | 208 | 208 | 208 | 208 | 208 | 208 | 208 | 208 | 208 | 208 | 208 | 208 | 208 | 208 | 208 | 208 | 208 | 208 | 208 | 208 | 208 | 208 | 208 | 208
TAS1 | Gas - Steam | 0 | 0 | 0 | 0 | 0 | 0 | 0 | 0 | 0 | 0 | 0 | 0 | 0 | 0 | 0 | 0 | 0 | 0 | 0 | 0 | 0 | 0 | 0 | 0 | 0 | 0 | 0
TAS1 | OCGT / Diesel | 178 | 178.0001 | 178.0001 | 178.0001 | 178.0001 | 178.0001 | 178.0001 | 178.0003 | 178.0003 | 178.0003 | 178.0003 | 178.0003 | 178.0009 | 178.0009 | 178.001 | 178.001 | 178.001 | 58.001 | 58.001 | 58.001 | 58.001 | 58.002 | 58.002 | 58.002 | 58.002 | 58.0021 | 58.0021
TAS1 | Hydro | 2551 | 2551 | 2551 | 2551 | 2551 | 2551 | 2551 | 2551 | 2551 | 2551 | 2551 | 2551 | 2551 | 2551 | 2551 | 2551 | 2551 | 2551 | 2551 | 2551 | 2551 | 2551 | 2551 | 2551 | 2551 | 2551 | 2551
TAS1 | Hydrogen Turbine | 0 | 0 | 0 | 0 | 0 | 0 | 0 | 0 | 0 | 0 | 0 | 0 | 0 | 0 | 0 | 0 | 0 | 0 | 0 | 0 | 0 | 0 | 0 | 0 | 0 | 0 | 0
TAS1 | Wind | 563.6 | 1151.5333 | 1151.5333 | 1161.7836 | 1289.9868 | 1372.727 | 1834.3889 | 1842.1725 | 2930.3292 | 2931.1392 | 2931.1393 | 2931.1393 | 2931.1393 | 2931.1393 | 2932.0167 | 2932.0167 | 2932.0167 | 2960.8385 | 2960.8385 | 2960.8385 | 2960.8385 | 2816.8386 | 2816.8386 | 2816.8388 | 2816.8389 | 2816.8389 | 2816.8389
TAS1 | Solar PV | 0 | 0.00042917 | 0.0004301 | 0.00047634 | 0.0004794 | 0.00048319 | 0.00050259 | 0.00063416 | 0.00063974 | 0.00084937 | 0.00085227 | 0.0011141 | 0.0011162 | 0.001126 | 0.0012537 | 0.0012724 | 0.0014849 | 150.0004 | 150.0005 | 150.0005 | 150.0006 | 150.001 | 150.001 | 150.0012 | 150.0012 | 150.0027 | 150.0027
TAS1 | Grid Battery | 0 | 0.00039114 | 0.0004846 | 0.00056345 | 0.00070114 | 0.00070282 | 0.00089107 | 0.0017778 | 0.0020819 | 0.0028814 | 0.0028958 | 0.0029028 | 0.0029239 | 0.0029481 | 0.0034133 | 0.0034431 | 0.0034663 | 0.0034918 | 0.003605 | 0.0036335 | 0.0041719 | 0.0053519 | 0.0052847 | 0.0052326 | 0.0056083 | 0.0063236 | 0.0069252
TAS1 | Pumped Hydro | 0 | 0 | 0.0010291 | 0.001148 | 0.0013767 | 0.0015276 | 0.0023503 | 37.3055 | 37.3057 | 518.1322 | 518.1322 | 518.1322 | 659.1913 | 659.1913 | 746.7374 | 746.7374 | 746.7374 | 746.7374 | 746.7375 | 746.7375 | 746.7375 | 799.9494 | 799.9494 | 799.9494 | 799.9495 | 799.9496 | 799.9496
TAS1 | VPP | 6.48 | 13.06 | 22.07 | 33.05 | 46.21 | 61.68 | 85.3 | 104.67 | 124.59 | 148.98 | 176.72 | 207.34 | 238.55 | 270.94 | 302.03 | 333.24 | 355.98 | 377.66 | 396.47 | 416.27 | 435.68 | 456.1 | 475.92 | 496.67 | 516.81 | 537.9 | 558.31
Total excluding storage |  | 3507.08 | 4101.5942 | 4110.6053 | 4131.8359 | 4273.1995 | 4371.4098 | 4856.6928 | 4921.1507 | 6029.2279 | 6535.2554 | 6562.9955 | 6593.6158 | 6765.8855 | 6798.2755 | 6917.7897 | 6948.9997 | 6971.74 | 7052.2408 | 7071.051 | 7090.8511 | 7110.2619 | 7039.8964 | 7059.7164 | 7080.4667 | 7100.6072 | 7121.6996 | 7142.1102
Explicitly modelled pumping
Region | Technology | 2023-24 | 2024-25 | 2025-26 | 2026-27 | 2027-28 | 2028-29 | 2029-30 | 2030-31 | 2031-32 | 2032-33 | 2033-34 | 2034-35 | 2035-36 | 2036-37 | 2037-38 | 2038-39 | 2039-40 | 2040-41 | 2041-42 | 2042-43 | 2043-44 | 2044-45 | 2045-46 | 2046-47 | 2047-48 | 2048-49 | 2049-50
NEM | Grid Battery pump | 954.93 | 954.9361 | 1379.752 | 1379.7567 | 2009.5339 | 3256.5729 | 3331.5732 | 3685.4175 | 3717.0094 | 6150.478 | 6265.6511 | 6240.6512 | 6846.7442 | 6796.7444 | 7290.9639 | 7290.9642 | 10455.8072 | 11659.9262 | 15362.6722 | 18183.7409 | 19079.5152 | 20547.1105 | 20271.7014 | 20472.8718 | 19843.0958 | 21549.7534 | 21677.5026
NEM | Pumped Hydro Pump | 1310 | 1310 | 2033.437 | 2033.4384 | 4095.6266 | 4253.576 | 4253.5769 | 4290.8809 | 4290.8811 | 4771.7077 | 4771.7078 | 5022.0469 | 5163.1069 | 5163.1069 | 7034.4132 | 7034.4132 | 7468.8691 | 7468.8693 | 7468.8701 | 7468.8703 | 7468.8708 | 7587.7894 | 7587.7895 | 8347.6216 | 8347.6217 | 8353.9566 | 8353.9569
NEM | VPP pump | 318.73 | 623.03 | 1035.46 | 1538.9 | 2142.79 | 2807.6 | 3819.27 | 4674.27 | 5519.2001 | 6499.25 | 7698.5399 | 9010.2399 | 10339.3001 | 11714.6999 | 13054.31 | 14363.1999 | 15318.2998 | 16214.4898 | 16978.9203 | 17751.1898 | 18511.9699 | 19307.4097 | 20087.2598 | 20907.45 | 21712.49 | 22566.1805 | 23396.9398
Region | Technology | 2023-24 | 2024-25 | 2025-26 | 2026-27 | 2027-28 | 2028-29 | 2029-30 | 2030-31 | 2031-32 | 2032-33 | 2033-34 | 2034-35 | 2035-36 | 2036-37 | 2037-38 | 2038-39 | 2039-40 | 2040-41 | 2041-42 | 2042-43 | 2043-44 | 2044-45 | 2045-46 | 2046-47 | 2047-48 | 2048-49 | 2049-50
NSW1 | Grid Battery pump | 50 | 50.0039 | 474.8194 | 474.8199 | 1104.5966 | 1479.3862 | 1554.3863 | 1554.388 | 1554.3883 | 2279.2612 | 2279.2613 | 2279.2613 | 2279.263 | 2229.2631 | 2229.2632 | 2229.2633 | 3814.4186 | 3814.421 | 4473.6841 | 4667.7924 | 4712.7791 | 5261.6719 | 4996.2629 | 5197.4369 | 4567.6606 | 5271.5392 | 5196.5414
NSW1 | Pumped Hydro Pump | 840 | 840 | 1313.4343 | 1313.4344 | 3375.6223 | 3375.6226 | 3375.6226 | 3375.6226 | 3375.6226 | 3375.6227 | 3375.6227 | 3375.6227 | 3375.6229 | 3375.6229 | 3375.6256 | 3375.6256 | 3375.6256 | 3375.6257 | 3375.6258 | 3375.6259 | 3375.6262 | 3375.6288 | 3375.6288 | 3375.6311 | 3375.6311 | 3375.6311 | 3375.6311
NSW1 | VPP pump | 97.18 | 193.89 | 321.47 | 477.31 | 663.94 | 884.26 | 1223.6 | 1508.4199 | 1818.1601 | 2178.94 | 2618.45 | 3090.16 | 3561.6901 | 4049.33 | 4508.48 | 4960.7201 | 5286.7 | 5588.1199 | 5842.6702 | 6109.57 | 6370.5701 | 6645.5899 | 6914.0398 | 7197.4098 | 7473.8901 | 7766.0502 | 8050.0099
Region | Technology | 2023-24 | 2024-25 | 2025-26 | 2026-27 | 2027-28 | 2028-29 | 2029-30 | 2030-31 | 2031-32 | 2032-33 | 2033-34 | 2034-35 | 2035-36 | 2036-37 | 2037-38 | 2038-39 | 2039-40 | 2040-41 | 2041-42 | 2042-43 | 2043-44 | 2044-45 | 2045-46 | 2046-47 | 2047-48 | 2048-49 | 2049-50
QLD1 | Grid Battery pump | 100 | 100.0005 | 100.0006 | 100.0009 | 100.0012 | 972.2505 | 972.2505 | 1216.1641 | 1247.7555 | 2226.4173 | 2396.9202 | 2396.9203 | 2396.9203 | 2396.9203 | 2396.9203 | 2396.9203 | 3945.2846 | 3945.2847 | 5440.6156 | 8031.9122 | 8031.9123 | 8031.912 | 8031.912 | 8031.9118 | 8031.9115 | 9034.6887 | 9034.6887
QLD1 | Pumped Hydro Pump | 470 | 470 | 720.0006 | 720.0009 | 720.001 | 877.9499 | 877.9499 | 877.9499 | 877.9499 | 877.9499 | 877.9499 | 1128.2889 | 1128.289 | 1128.289 | 2912.0438 | 2912.0438 | 3346.4996 | 3346.4996 | 3346.4996 | 3346.4996 | 3346.4996 | 3346.4996 | 3346.4996 | 4106.3293 | 4106.3293 | 4106.3293 | 4106.3293
QLD1 | VPP pump | 70.65 | 151.98 | 266.91 | 406.55 | 573.37 | 775 | 1088.95 | 1359.6801 | 1609.11 | 1901.09 | 2255.9299 | 2641.22 | 3035.73 | 3438.95 | 3828.0601 | 4218.1699 | 4496.1499 | 4751.3198 | 4961.6001 | 5182.0498 | 5399.3799 | 5623.0098 | 5842.4302 | 6071.3901 | 6296.3501 | 6536.04 | 6765.5898
Region | Technology | 2023-24 | 2024-25 | 2025-26 | 2026-27 | 2027-28 | 2028-29 | 2029-30 | 2030-31 | 2031-32 | 2032-33 | 2033-34 | 2034-35 | 2035-36 | 2036-37 | 2037-38 | 2038-39 | 2039-40 | 2040-41 | 2041-42 | 2042-43 | 2043-44 | 2044-45 | 2045-46 | 2046-47 | 2047-48 | 2048-49 | 2049-50
VIC1 | Grid Battery pump | 375.33 | 375.3308 | 375.3308 | 375.3339 | 375.3339 | 375.3339 | 375.3339 | 515.2526 | 515.2526 | 690.6772 | 635.3472 | 635.3472 | 989.6649 | 989.6649 | 1202.6221 | 1202.6221 | 1233.9455 | 1762.1632 | 2631.2936 | 2631.2939 | 2856.0214 | 3473.3268 | 3473.3268 | 3473.3243 | 3473.3244 | 3473.3254 | 3674.5886
VIC1 | Pumped Hydro Pump | 0 | 0 | 0.00055953 | 0.0012839 | 0.001292 | 0.0012987 | 0.0013085 | 0.0020119 | 0.0020136 | 0.0020222 | 0.0020303 | 0.0020395 | 0.0025644 | 0.0025882 | 0.0049614 | 0.0049724 | 0.0049953 | 0.0051045 | 0.0054945 | 0.0055214 | 0.0055782 | 65.7094 | 65.7094 | 65.7095 | 65.7095 | 72.0443 | 72.0443
VIC1 | VPP pump | 55.8 | 137.17 | 254.76 | 407.72 | 597.23 | 772.53 | 1024.9 | 1224.19 | 1402.07 | 1599.26 | 1857.38 | 2156.22 | 2463.1699 | 2788.1399 | 3128.7199 | 3444.1299 | 3686.7299 | 3923.1 | 4132.3601 | 4321.16 | 4507.69 | 4703.0901 | 4895.4999 | 5098.49 | 5298.7098 | 5511.8401 | 5721.1202
Region | Technology | 2023-24 | 2024-25 | 2025-26 | 2026-27 | 2027-28 | 2028-29 | 2029-30 | 2030-31 | 2031-32 | 2032-33 | 2033-34 | 2034-35 | 2035-36 | 2036-37 | 2037-38 | 2038-39 | 2039-40 | 2040-41 | 2041-42 | 2042-43 | 2043-44 | 2044-45 | 2045-46 | 2046-47 | 2047-48 | 2048-49 | 2049-50
SA1 | Grid Battery pump | 429.6 | 429.6005 | 429.6007 | 429.6015 | 429.6015 | 429.6015 | 429.6016 | 399.6109 | 399.611 | 954.1195 | 954.1195 | 929.1195 | 1180.8931 | 1180.8931 | 1462.1549 | 1462.155 | 1462.155 | 2138.0538 | 2817.0752 | 2852.7388 | 3478.7982 | 3780.1945 | 3770.1944 | 3770.1936 | 3770.1937 | 3770.1938 | 3771.6771
SA1 | Pumped Hydro Pump | 0 | 0 | 0.00047398 | 0.00069128 | 0.00070222 | 0.00070978 | 0.00072765 | 0.00091574 | 0.00091838 | 0.00094748 | 0.00096253 | 0.00097646 | 0.0011338 | 0.0011477 | 0.0014322 | 0.0014403 | 0.00146 | 0.0015695 | 0.0017463 | 0.0018899 | 0.0019509 | 0.0023005 | 0.002311 | 0.0023209 | 0.0023307 | 0.0023443 | 0.0025677
SA1 | VPP pump | 88.62 | 126.93 | 170.25 | 214.27 | 262.04 | 314.13 | 396.52 | 477.31 | 565.27 | 670.98 | 790.06 | 915.3 | 1040.16 | 1167.34 | 1287.02 | 1406.9399 | 1492.74 | 1574.29 | 1645.8199 | 1722.14 | 1798.65 | 1879.62 | 1959.37 | 2043.49 | 2126.73 | 2214.3501 | 2301.9099
Region | Technology | 2023-24 | 2024-25 | 2025-26 | 2026-27 | 2027-28 | 2028-29 | 2029-30 | 2030-31 | 2031-32 | 2032-33 | 2033-34 | 2034-35 | 2035-36 | 2036-37 | 2037-38 | 2038-39 | 2039-40 | 2040-41 | 2041-42 | 2042-43 | 2043-44 | 2044-45 | 2045-46 | 2046-47 | 2047-48 | 2048-49 | 2049-50
TAS1 | Grid Battery pump | 0 | 0.00039114 | 0.0004846 | 0.00056345 | 0.00070114 | 0.00070282 | 0.00089107 | 0.0017778 | 0.0020819 | 0.0028814 | 0.0028958 | 0.0029028 | 0.0029239 | 0.0029481 | 0.0034133 | 0.0034431 | 0.0034663 | 0.0034918 | 0.003605 | 0.0036335 | 0.0041719 | 0.0053519 | 0.0052847 | 0.0052326 | 0.0056083 | 0.0063236 | 0.0069252
TAS1 | Pumped Hydro Pump | 0 | 0 | 0.0010291 | 0.001148 | 0.0013767 | 0.0015276 | 0.0023503 | 37.3055 | 37.3057 | 518.1322 | 518.1322 | 518.1322 | 659.1913 | 659.1913 | 746.7374 | 746.7374 | 746.7374 | 746.7374 | 746.7375 | 746.7375 | 746.7375 | 799.9494 | 799.9494 | 799.9494 | 799.9495 | 799.9496 | 799.9496
TAS1 | VPP pump | 6.48 | 13.06 | 22.07 | 33.05 | 46.21 | 61.68 | 85.3 | 104.67 | 124.59 | 148.98 | 176.72 | 207.34 | 238.55 | 270.94 | 302.03 | 333.24 | 355.98 | 377.66 | 396.47 | 416.27 | 435.68 | 456.1 | 475.92 | 496.67 | 516.81 | 537.9 | 558.31
Non-controllable capacity
Region | Technology | 2023-24 | 2024-25 | 2025-26 | 2026-27 | 2027-28 | 2028-29 | 2029-30 | 2030-31 | 2031-32 | 2032-33 | 2033-34 | 2034-35 | 2035-36 | 2036-37 | 2037-38 | 2038-39 | 2039-40 | 2040-41 | 2041-42 | 2042-43 | 2043-44 | 2044-45 | 2045-46 | 2046-47 | 2047-48 | 2048-49 | 2049-50
NEM | Distributed PV | 21305.3199 | 23783.7875 | 26307.9402 | 28683.0656 | 30997.3311 | 33056.1738 | 35131.4286 | 37225.1411 | 39139.2597 | 41092.1585 | 43056.1697 | 44973.918 | 46776.6488 | 48455.6888 | 50096.6069 | 51732.2029 | 53368.4087 | 54991.7064 | 56590.529 | 58157.7847 | 59721.6486 | 61252.1457 | 62750.1401 | 64227.6819 | 65692.4157 | 67156.842 | 68592.5947
NEM | Behind the meter battery | 1532.774 | 2363.942 | 3138.813 | 3799.655 | 4362.937 | 4766.226 | 5452.85 | 6404.258 | 7275.412 | 8208.606 | 9365.756 | 10518.285 | 11616.745 | 12616.001 | 13522.413 | 14246.216 | 14595.405 | 14782.715 | 14854.807 | 14850.894 | 14858.858 | 14816.816 | 14786.692 | 14709.851 | 14647.112 | 14542.039 | 14447.076
NEM | Behind the meter battery pump | 1532.774 | 2363.942 | 3138.813 | 3799.655 | 4362.937 | 4766.226 | 5452.85 | 6404.258 | 7275.412 | 8208.606 | 9365.756 | 10518.285 | 11616.745 | 12616.001 | 13522.413 | 14246.216 | 14595.405 | 14782.715 | 14854.807 | 14850.894 | 14858.858 | 14816.816 | 14786.692 | 14709.851 | 14647.112 | 14542.039 | 14447.076
Region | Technology | 2023-24 | 2024-25 | 2025-26 | 2026-27 | 2027-28 | 2028-29 | 2029-30 | 2030-31 | 2031-32 | 2032-33 | 2033-34 | 2034-35 | 2035-36 | 2036-37 | 2037-38 | 2038-39 | 2039-40 | 2040-41 | 2041-42 | 2042-43 | 2043-44 | 2044-45 | 2045-46 | 2046-47 | 2047-48 | 2048-49 | 2049-50
NSW1 | Distributed PV | 6922.7278 | 7729.2309 | 8520.6213 | 9270.916 | 9991.0548 | 10709.4737 | 11436.4432 | 12170.0293 | 12901.8102 | 13643.2719 | 14388.327 | 15121.2532 | 15810.1091 | 16449.2428 | 17061.911 | 17667.5949 | 18262.5884 | 18847.5107 | 19429.6702 | 20006.0115 | 20581.8604 | 21155.9203 | 21714.392 | 22270.0128 | 22818.1721 | 23366.9007 | 23907.737
NSW1 | Behind the meter battery | 551.877 | 804.322 | 1024.308 | 1210.452 | 1364.306 | 1497.826 | 1724.841 | 2042.145 | 2372.98 | 2728.353 | 3161.396 | 3582.597 | 3974.635 | 4331.67 | 4638.514 | 4887.035 | 5003.34 | 5060.883 | 5077.624 | 5077.998 | 5080.442 | 5067.991 | 5058.102 | 5033.27 | 5011.559 | 4974.783 | 4941.039
NSW1 | Behind the meter battery pump | 551.877 | 804.322 | 1024.308 | 1210.452 | 1364.306 | 1497.826 | 1724.841 | 2042.145 | 2372.98 | 2728.353 | 3161.396 | 3582.597 | 3974.635 | 4331.67 | 4638.514 | 4887.035 | 5003.34 | 5060.883 | 5077.624 | 5077.998 | 5080.442 | 5067.991 | 5058.102 | 5033.27 | 5011.559 | 4974.783 | 4941.039
Region | Technology | 2023-24 | 2024-25 | 2025-26 | 2026-27 | 2027-28 | 2028-29 | 2029-30 | 2030-31 | 2031-32 | 2032-33 | 2033-34 | 2034-35 | 2035-36 | 2036-37 | 2037-38 | 2038-39 | 2039-40 | 2040-41 | 2041-42 | 2042-43 | 2043-44 | 2044-45 | 2045-46 | 2046-47 | 2047-48 | 2048-49 | 2049-50
QLD1 | Distributed PV | 6248.8361 | 6947.0674 | 7675.3939 | 8329.1378 | 8959.7591 | 9601.5014 | 10257.5206 | 10923.9163 | 11482.7322 | 12062.7058 | 12645.1129 | 13200.5423 | 13720.0122 | 14196.9812 | 14666.6175 | 15133.8037 | 15601.3471 | 16059.6919 | 16507.7851 | 16936.909 | 17361.4807 | 17759.7202 | 18151.2329 | 18530.0201 | 18907.3395 | 19284.6318 | 19645.5083
QLD1 | Behind the meter battery | 394.573 | 630.911 | 861.169 | 1044.6 | 1202.901 | 1345.985 | 1584.437 | 1898.505 | 2160.37 | 2444.34 | 2791.527 | 3133.696 | 3465.114 | 3761.008 | 4025.809 | 4247.882 | 4350.515 | 4399.744 | 4410.491 | 4406.235 | 4406.755 | 4388.948 | 4375.983 | 4347.22 | 4324.124 | 4288.709 | 4255.283
QLD1 | Behind the meter battery pump | 394.573 | 630.911 | 861.169 | 1044.6 | 1202.901 | 1345.985 | 1584.437 | 1898.505 | 2160.37 | 2444.34 | 2791.527 | 3133.696 | 3465.114 | 3761.008 | 4025.809 | 4247.882 | 4350.515 | 4399.744 | 4410.491 | 4406.235 | 4406.755 | 4388.948 | 4375.983 | 4347.22 | 4324.124 | 4288.709 | 4255.283
Region | Technology | 2023-24 | 2024-25 | 2025-26 | 2026-27 | 2027-28 | 2028-29 | 2029-30 | 2030-31 | 2031-32 | 2032-33 | 2033-34 | 2034-35 | 2035-36 | 2036-37 | 2037-38 | 2038-39 | 2039-40 | 2040-41 | 2041-42 | 2042-43 | 2043-44 | 2044-45 | 2045-46 | 2046-47 | 2047-48 | 2048-49 | 2049-50
VIC1 | Distributed PV | 5088.0472 | 5784.8093 | 6517.8103 | 7244.8402 | 7972.8586 | 8440.036 | 8899.9999 | 9361.2525 | 9753.485 | 10152.4267 | 10554.6243 | 10955.7069 | 11336.6884 | 11697.8006 | 12064.3842 | 12436.8983 | 12822.6385 | 13216.1178 | 13604.8437 | 13986.4661 | 14369.4957 | 14748.6326 | 15123.685 | 15496.2621 | 15868.3943 | 16240.828 | 16611.2477
VIC1 | Behind the meter battery | 332.366 | 592.893 | 841.022 | 1068.623 | 1263.973 | 1337.973 | 1465.997 | 1677.258 | 1844.193 | 2011.668 | 2249.247 | 2505.083 | 2754.957 | 2990.166 | 3229.36 | 3404.1 | 3500.948 | 3565.602 | 3605.174 | 3604.675 | 3607.498 | 3598.421 | 3592.641 | 3576.025 | 3563.233 | 3540.764 | 3521.58
VIC1 | Behind the meter battery pump | 332.366 | 592.893 | 841.022 | 1068.623 | 1263.973 | 1337.973 | 1465.997 | 1677.258 | 1844.193 | 2011.668 | 2249.247 | 2505.083 | 2754.957 | 2990.166 | 3229.36 | 3404.1 | 3500.948 | 3565.602 | 3605.174 | 3604.675 | 3607.498 | 3598.421 | 3592.641 | 3576.025 | 3563.233 | 3540.764 | 3521.58
Region | Technology | 2023-24 | 2024-25 | 2025-26 | 2026-27 | 2027-28 | 2028-29 | 2029-30 | 2030-31 | 2031-32 | 2032-33 | 2033-34 | 2034-35 | 2035-36 | 2036-37 | 2037-38 | 2038-39 | 2039-40 | 2040-41 | 2041-42 | 2042-43 | 2043-44 | 2044-45 | 2045-46 | 2046-47 | 2047-48 | 2048-49 | 2049-50
SA1 | Distributed PV | 2721.0736 | 2952.4036 | 3178.229 | 3380.018 | 3575.1143 | 3766.8022 | 3959.2366 | 4151.598 | 4345.6836 | 4540.7188 | 4737.6385 | 4929.8701 | 5109.2393 | 5277.1929 | 5434.8308 | 5590.0872 | 5742.5081 | 5893.3201 | 6037.731 | 6182.434 | 6327.0782 | 6470.3066 | 6608.7163 | 6745.5179 | 6879.6508 | 7013.3702 | 7145.4031
SA1 | Behind the meter battery | 212.581 | 276.144 | 335.754 | 385.712 | 430.437 | 473.619 | 550.521 | 637.233 | 727.4 | 829.162 | 941.165 | 1047.02 | 1145.747 | 1232.744 | 1306.889 | 1367.354 | 1391.833 | 1402.348 | 1404.488 | 1403.319 | 1403.71 | 1400.492 | 1398.408 | 1392.55 | 1387.998 | 1379.539 | 1372.647
SA1 | Behind the meter battery pump | 212.581 | 276.144 | 335.754 | 385.712 | 430.437 | 473.619 | 550.521 | 637.233 | 727.4 | 829.162 | 941.165 | 1047.02 | 1145.747 | 1232.744 | 1306.889 | 1367.354 | 1391.833 | 1402.348 | 1404.488 | 1403.319 | 1403.71 | 1400.492 | 1398.408 | 1392.55 | 1387.998 | 1379.539 | 1372.647
Region | Technology | 2023-24 | 2024-25 | 2025-26 | 2026-27 | 2027-28 | 2028-29 | 2029-30 | 2030-31 | 2031-32 | 2032-33 | 2033-34 | 2034-35 | 2035-36 | 2036-37 | 2037-38 | 2038-39 | 2039-40 | 2040-41 | 2041-42 | 2042-43 | 2043-44 | 2044-45 | 2045-46 | 2046-47 | 2047-48 | 2048-49 | 2049-50
TAS1 | Distributed PV | 324.6353 | 370.2763 | 415.8856 | 458.1536 | 498.5443 | 538.3605 | 578.2282 | 618.3449 | 655.5487 | 693.0354 | 730.4671 | 766.5455 | 800.5998 | 834.4713 | 868.8634 | 903.8188 | 939.3267 | 975.0659 | 1010.4991 | 1045.9641 | 1081.7335 | 1117.566 | 1152.1139 | 1185.8689 | 1218.859 | 1251.1113 | 1282.6985
TAS1 | Behind the meter battery | 41.377 | 59.672 | 76.56 | 90.268 | 101.32 | 110.823 | 127.054 | 149.117 | 170.469 | 195.083 | 222.421 | 249.889 | 276.292 | 300.413 | 321.841 | 339.845 | 348.769 | 354.138 | 357.03 | 358.667 | 360.453 | 360.964 | 361.558 | 360.786 | 360.198 | 358.244 | 356.527
TAS1 | Behind the meter battery pump | 41.377 | 59.672 | 76.56 | 90.268 | 101.32 | 110.823 | 127.054 | 149.117 | 170.469 | 195.083 | 222.421 | 249.889 | 276.292 | 300.413 | 321.841 | 339.845 | 348.769 | 354.138 | 357.03 | 358.667 | 360.453 | 360.964 | 361.558 | 360.786 | 360.198 | 358.244 | 356.527

## Option 5A_REZ Generation
Annual sent-out generation by REZ (GWh) - Option 5A, Step Change Scenario
Note: the REZ generation includes generation from the existing, committed and anticipated renewables mapped to the relevant REZs
Explicitly modelled generation
Region | REZ | REZ Name | Technology | 2023-24 | 2024-25 | 2025-26 | 2026-27 | 2027-28 | 2028-29 | 2029-30 | 2030-31 | 2031-32 | 2032-33 | 2033-34 | 2034-35 | 2035-36 | 2036-37 | 2037-38 | 2038-39 | 2039-40 | 2040-41 | 2041-42 | 2042-43 | 2043-44 | 2044-45 | 2045-46 | 2046-47 | 2047-48 | 2048-49 | 2049-50
QLD | Q1 | Far North QLD | Solar | 0 | 0.00015157 | 0.00016339 | 0.00016279 | 0.00015318 | 0.00014031 | 0.00015799 | 0.00016072 | 0.00015091 | 0.00016816 | 0.00019568 | 0.00019359 | 0.00019044 | 0.00019269 | 0.0002118 | 0.00022911 | 0.00029777 | 0.00027407 | 0.00030095 | 0.00033679 | 0.00036244 | 0.00036016 | 0.00035571 | 0.00038249 | 0.00042141 | 0.00049133 | 0.00046371
QLD | Q2 | North Qld Clean Energy Hub | Solar | 222.8615 | 196.9579 | 215.9503 | 213.1293 | 208.7173 | 193.7568 | 205.2049 | 201.7468 | 199.83 | 205.7631 | 196.7274 | 191.9905 | 191.9181 | 190.9479 | 68.2758 | 71.082 | 62.5557 | 59.3177 | 62.2764 | 59.5753 | 58.6533 | 56.3903 | 64.133 | 31.6199 | 31.6905 | 0.00058405 | 0.00057858
QLD | Q3 | Northern Qld | Solar | 1169.8288 | 1052.2861 | 1182.1534 | 1159.8119 | 1098.6888 | 1019.8857 | 1131.8636 | 1140.1748 | 1101.2512 | 1150.5737 | 1077.099 | 1058.0902 | 1042.9979 | 1025.4401 | 926.5416 | 999.939 | 960.4766 | 851.2821 | 975.1539 | 1688.1731 | 1427.795 | 1330.9539 | 1344.5835 | 2120.2079 | 2039.3333 | 2106.0084 | 1729.7928
QLD | Q4 | Isaac | Solar | 1573.5412 | 1424.2162 | 1553.5899 | 1579.2119 | 1498.7398 | 1428.4955 | 1592.5795 | 1588.1487 | 1596.5888 | 1627.7791 | 1529.9591 | 1458.5559 | 1506.4358 | 1477.7352 | 1326.3426 | 1454.1723 | 1280.881 | 1190.1805 | 1307.045 | 2876.602 | 2757.3801 | 2600.1518 | 3336.5047 | 6608.4061 | 6967.7021 | 7533.2863 | 6852.7249
QLD | Q5 | Barcaldine | Solar | 35.2584 | 31.3351 | 34.307 | 34.6867 | 34.4692 | 44.8234 | 46.8441 | 46.2916 | 45.8669 | 47.1576 | 45.0663 | 42.5736 | 43.869 | 44.968 | 82.2094 | 85.1248 | 122.0394 | 116.7041 | 125.3693 | 116.7921 | 94.8592 | 92.3949 | 115.5998 | 115.153 | 116.321 | 122.4401 | 118.8774
QLD | Q6 | Fitzroy | Solar | 844.0808 | 801.0279 | 899.2642 | 904.5755 | 880.6697 | 759.2413 | 863.0073 | 859.5759 | 1018.6982 | 2066.76 | 2522.4723 | 2448.0038 | 2409.6042 | 2409.1123 | 5539.872 | 7758.9496 | 13210.2807 | 15147.8035 | 15919.0087 | 16460.6797 | 15763.2231 | 14988.8963 | 14884.4261 | 13184.2736 | 14082.4431 | 14487.1165 | 14212.9825
QLD | Q7 | Wide Bay | Solar | 1363.4402 | 1214.7282 | 1348.0093 | 1313.1408 | 1282.6131 | 1138.0662 | 1246.1889 | 1252.8787 | 1326.5981 | 1300.6813 | 1255.1737 | 1245.9414 | 1211.2343 | 1222.0861 | 1073.2189 | 1142.6349 | 1034.0021 | 1069.9481 | 2447.4542 | 4925.1676 | 4845.1512 | 4538.0311 | 4600.9765 | 4149.5997 | 3839.2722 | 3991.9611 | 3906.687
QLD | Q8 | Darling Downs | Solar | 3385.6359 | 3291.0875 | 3516.5261 | 3637.0165 | 3559.6424 | 3416.2847 | 3709.3538 | 5223.2584 | 6041.1025 | 7309.0967 | 8825.499 | 10880.7455 | 10970.4869 | 10713.4666 | 9301.2799 | 10309.7053 | 15051.5757 | 14635.8406 | 14683.2615 | 16335.6057 | 16324.6827 | 15608.1882 | 15646.6857 | 12877.41 | 12830.8981 | 15955.2028 | 18512.0038
QLD | Q9 | Banana | Solar | 0 | 0.00021804 | 0.00041489 | 0.00046164 | 0.00045839 | 0.00092378 | 53.755 | 124.0867 | 290.9677 | 289.3809 | 302.5639 | 306.1333 | 299.3471 | 299.4313 | 349.3782 | 384.5501 | 2441.2388 | 4455.422 | 4658.4233 | 12607.845 | 12308.624 | 11896.279 | 11882.624 | 10570.544 | 12240.588 | 13256.63 | 15276.6455
NSW | N1 | North West NSW | Solar | 434.3522 | 400.0507 | 409.7893 | 435.191 | 404.8824 | 387.3045 | 405.7005 | 432.3858 | 422.5161 | 437.4833 | 421.5847 | 402.24 | 413.2963 | 404.0597 | 372.1538 | 373.5628 | 427.836 | 422.4701 | 445.391 | 415.7073 | 404.8525 | 408.7804 | 435.3583 | 394.8765 | 343.9294 | 343.4939 | 337.1607
NSW | N2 | New England | Solar | 1207.8157 | 1176.4644 | 1194.2164 | 1247.2243 | 1223.2196 | 1034.1175 | 1073.9048 | 1831.2981 | 1884.4574 | 1861.3419 | 2167.5494 | 1984.7071 | 2099.975 | 2614.1961 | 3650.3182 | 3670.9878 | 4475.0546 | 5660.1622 | 5757.595 | 6445.8641 | 5727.323 | 6047.7272 | 6244.2281 | 5135.2614 | 4377.0852 | 4482.7736 | 6628.4297
NSW | N3 | Central-West Orana | Solar | 2199.0904 | 2149.7785 | 4133.8032 | 4383.4013 | 4380.7822 | 3761.5193 | 4904.9495 | 7803.8359 | 7894.4947 | 8619.0462 | 9907.2411 | 9997.113 | 10703.7372 | 10550.1094 | 8800.0731 | 10423.2891 | 14284.1544 | 14571.0212 | 14405.8218 | 15375.5905 | 16237.4207 | 17184.965 | 16907.1397 | 18332.0706 | 19905.3664 | 23580.9128 | 23386.7488
NSW | N4 | Broken Hill | Solar | 107.2079 | 79.6856 | 92.115 | 103.3695 | 110.0012 | 118.302 | 113.7358 | 106.1421 | 106.3793 | 105.1414 | 100.0805 | 98.4882 | 100.2466 | 103.7051 | 255.9876 | 247.5511 | 267.9315 | 248.0836 | 283.3519 | 335.0037 | 434.3652 | 445.2835 | 494.1875 | 437.8075 | 418.2098 | 448.5806 | 524.6114
NSW | N5 | South West NSW | Solar | 1858.5806 | 1597.735 | 1701.6479 | 2269.4736 | 2377.9241 | 2429.3962 | 2396.2477 | 2385.3567 | 2229.2538 | 2724.8274 | 2658.1209 | 2542.7853 | 2677.1019 | 2714.5214 | 4778.1627 | 4668.8317 | 7216.1669 | 7325.9033 | 8793.9279 | 8021.9195 | 7596.513 | 7910.2416 | 8424.8322 | 7935.8476 | 6889.2601 | 7079.4992 | 6845.7775
NSW | N6 | Wagga Wagga | Solar | 1566.234 | 1497.0492 | 1445.8981 | 1545.4262 | 1584.5677 | 2553.5995 | 3788.001 | 4016.5994 | 3874.7983 | 4046.5148 | 3927.4451 | 3775.0828 | 3904.9109 | 3952.752 | 3519.4301 | 3685.6736 | 3736.4539 | 3297.2715 | 4814.1281 | 4362.8375 | 4070.4573 | 4144.8183 | 4422.4134 | 4471.0149 | 4146.1193 | 4107.5563 | 3830.2582
NSW | N7 | Tumut | Solar | 0 | 0 | 0 | 0 | 0 | 0 | 0 | 0 | 0 | 0 | 0 | 0 | 0 | 0 | 0 | 0 | 0 | 0 | 0 | 0 | 0 | 0 | 0 | 0 | 0 | 0 | 0
NSW | N8 | Cooma-Monaro | Solar | 0 | 0 | 0 | 0 | 0 | 0 | 0 | 0 | 0 | 0 | 0 | 0 | 0 | 0 | 0 | 0 | 0 | 0 | 0 | 0 | 0 | 0 | 0 | 0 | 0 | 0 | 0
VIC | V1 | Ovens Murray | Solar | 0 | 0.00051482 | 0.00052053 | 0.00058739 | 0.00055984 | 0.00051617 | 0.00058015 | 0.0010062 | 0.00090097 | 0.0016236 | 0.0015595 | 0.0015092 | 0.0015218 | 0.0015706 | 377.2482 | 401.9034 | 558.6326 | 478.0274 | 1935.2563 | 1834.4252 | 1736.0145 | 1872.8604 | 1900.3604 | 1700.3762 | 1710.1285 | 1742.1134 | 1576.3328
VIC | V2 | Murray River | Solar | 1253.7691 | 1034.843 | 1085.6599 | 1087.7613 | 1036.3658 | 998.0223 | 972.8527 | 963.8418 | 1253.8288 | 3689.6395 | 3539.1994 | 4217.0982 | 4295.9513 | 4453.5732 | 4203.7117 | 4185.5105 | 4368.8469 | 4262.1721 | 4783.9903 | 5144.1843 | 4898.0259 | 5136.2273 | 5875.407 | 5383.5938 | 5313.399 | 5605.4582 | 5435.6741
VIC | V3 | Western Victoria | Solar | 0 | 0.00032425 | 0.00035111 | 0.0013905 | 0.001496 | 0.0012751 | 0.0013935 | 0.0019172 | 0.0018069 | 0.027058 | 0.026574 | 58.8292 | 60.5625 | 488.9294 | 583.3341 | 627.5588 | 653.2138 | 612.9644 | 2451.6513 | 2395.6675 | 2270.3671 | 2506.3576 | 2722.8871 | 2114.8184 | 2226.6043 | 2696.6278 | 2534.9133
VIC | V4 | South West Victoria | Solar | 0 | 0 | 0 | 0 | 0 | 0 | 0 | 0 | 0 | 0 | 0 | 0 | 0 | 0 | 0 | 0 | 0 | 0 | 0 | 0 | 0 | 0 | 0 | 0 | 0 | 0 | 0
VIC | V5 | Gippsland | Solar | 0 | 0.00019929 | 0.00023149 | 0.00065019 | 0.0006217 | 0.00052284 | 0.00054824 | 0.00062418 | 0.00058193 | 0.00065823 | 0.00066236 | 0.0015853 | 0.0015693 | 0.0017002 | 0.0013957 | 0.0015617 | 205.971 | 194.3714 | 827.2795 | 882.491 | 4357.2686 | 4709.6987 | 4707.6094 | 3832.8372 | 4015.7341 | 4440.6426 | 4183.899
VIC | V6 | Central North VIC | Solar | 951.4079 | 853.6407 | 817.7918 | 845.1603 | 848.5779 | 872.8631 | 877.0365 | 844.183 | 767.387 | 838.7241 | 806.8888 | 762.4432 | 797.9782 | 819.2736 | 780.3969 | 765.5925 | 786.5534 | 732.782 | 758.8455 | 728.4258 | 1165.8946 | 1130.0666 | 1569.0108 | 1743.0178 | 1796.4194 | 1955.9826 | 2025.3077
SA | S1 | South East SA | Solar | 328.001 | 284.5735 | 283.9305 | 278.0117 | 281.8505 | 273.1029 | 269.3947 | 254.9169 | 249.1518 | 281.6101 | 271.8292 | 257.2845 | 259.3566 | 275.2023 | 239.1107 | 256.8398 | 243.5973 | 215.2938 | 163.403 | 153.4975 | 143.3228 | 145.3429 | 152.7015 | 141.2272 | 143.0867 | 146.3774 | 0.003462
SA | S2 | Riverland | Solar | 46.3689 | 44.3709 | 46.9855 | 44.5644 | 46.1551 | 39.5196 | 40.7215 | 41.2886 | 30.0582 | 739.7035 | 700.8878 | 993.5885 | 1005.0017 | 1093.5673 | 1759.5387 | 1776.0432 | 1839.3058 | 4864.741 | 6466.0223 | 5657.9996 | 5892.26 | 5912.5442 | 6726.0435 | 5245.5117 | 5023.194 | 5295.1655 | 5189.855
SA | S3 | Mid-North SA | Solar | 0 | 0.00031495 | 0.00039694 | 0.00038763 | 0.00039832 | 0.0003441 | 0.000373 | 0.00063486 | 0.00061197 | 0.00080405 | 0.00079763 | 0.0016216 | 0.0015488 | 0.0016473 | 0.0022747 | 0.0024079 | 0.0027231 | 0.0024477 | 0.0025297 | 0.0037278 | 0.089385 | 0.087403 | 0.09009 | 0.078611 | 0.082826 | 0.08694 | 0.082834
SA | S4 | Yorke Peninsula | Solar | 0 | 0 | 0 | 0 | 0 | 0 | 0 | 0 | 0 | 0 | 0 | 0 | 0 | 0 | 0 | 0 | 0 | 0 | 0 | 0 | 0 | 0 | 0 | 0 | 0 | 0 | 0
SA | S5 | Northern SA | Solar | 822.232 | 692.4604 | 718.0837 | 695.7579 | 695.1852 | 704.4358 | 666.3945 | 630.1751 | 634.2233 | 698.0638 | 655.5773 | 639.1102 | 643.6582 | 691.8264 | 626.8518 | 622.0158 | 582.5141 | 546.091 | 1651.6351 | 2102.4607 | 4394.5566 | 4004.7431 | 4494.1111 | 3735.9509 | 3465.5483 | 3602.3672 | 3405.3374
SA | S6 | Leigh Creek | Solar | 0 | 0.00033435 | 0.00055091 | 0.0006089 | 0.00061747 | 0.00065151 | 0.00071438 | 0.0013619 | 0.0013954 | 0.001429 | 0.001309 | 0.0026199 | 0.0025408 | 0.0027097 | 770.2324 | 786.4621 | 776.5322 | 732.8265 | 753.0995 | 791.7247 | 2245.1577 | 2290.6624 | 2543.5066 | 2783.439 | 2854.651 | 3514.3552 | 3534.581
SA | S7 | Roxby Downs | Solar | 0 | 0.00041503 | 0.00074883 | 0.00074241 | 0.00074947 | 0.00067101 | 0.00068508 | 0.0014643 | 0.0014562 | 0.0023847 | 0.0022734 | 955.5899 | 965.3843 | 1029.9038 | 1054.7733 | 1068.673 | 1061.9961 | 970.0293 | 990.7254 | 952.0842 | 1050.222 | 1038.5944 | 1130.663 | 993.8053 | 944.4733 | 986.1694 | 964.4647
SA | S8 | Eastern Eyre Peninsula | Solar | 0 | 0.00021481 | 0.00026162 | 0.00024881 | 0.00026201 | 0.00021672 | 0.00024797 | 0.00037888 | 0.00035442 | 0.00043567 | 0.00044511 | 0.000712 | 0.00066078 | 0.00072106 | 0.00066319 | 0.0007186 | 0.0010868 | 0.0009601 | 0.00097735 | 0.0014461 | 0.0018231 | 0.001722 | 0.00182 | 0.0015434 | 0.001656 | 0.001829 | 0.001711
SA | S9 | Western Eyre Peninsula | Solar | 0 | 0.00028467 | 0.00039603 | 0.00039988 | 0.00040286 | 0.00035156 | 0.00037663 | 0.00065266 | 0.00063662 | 0.0011981 | 0.0011556 | 0.0019606 | 0.0018472 | 0.0019364 | 0.0027162 | 0.0028707 | 0.0052397 | 0.0097315 | 0.010366 | 0.017807 | 0.026863 | 0.029732 | 0.030221 | 0.027499 | 0.028345 | 0.030186 | 0.029024
TAS | T1 | North East Tasmania | Solar | 0 | 0.000279 | 0.00028489 | 0.000336 | 0.00031405 | 0.00027365 | 0.00027836 | 0.00037595 | 0.0003385 | 0.00050304 | 0.00051863 | 0.00082516 | 0.00081416 | 0.00079509 | 0.00070231 | 0.00072516 | 0.00075678 | 0.00062246 | 0.00067971 | 0.00074868 | 0.00086484 | 0.00127 | 0.0012361 | 0.0011967 | 0.0012271 | 0.0026844 | 0.0024048
TAS | T2 | North West Tasmania | Solar | 0 | 0.00015308 | 0.00014544 | 0.00016164 | 0.00015658 | 0.00013249 | 0.00015517 | 0.00019918 | 0.00018682 | 0.00026859 | 0.00029307 | 0.0003277 | 0.00032319 | 0.00032313 | 0.00031706 | 0.00035176 | 0.00052825 | 226.5534 | 236.2644 | 262.9959 | 245.9979 | 260.7571 | 261.0276 | 222.5721 | 247.8608 | 251.5035 | 235.6864
TAS | T3 | Central Highlands | Solar | 0 | 0.00018186 | 0.00017717 | 0.0002014 | 0.00019973 | 0.00016708 | 0.00017182 | 0.00023207 | 0.00021989 | 0.00030233 | 0.00032118 | 0.00038339 | 0.00037626 | 0.0003888 | 0.00040772 | 0.0004026 | 0.00047044 | 0.00040598 | 0.00043626 | 0.00050296 | 0.00050191 | 0.00070118 | 0.00071465 | 0.00068716 | 0.00067815 | 0.0012607 | 0.0011655
Region | REZ | REZ Name | Technology | 2023-24 | 2024-25 | 2025-26 | 2026-27 | 2027-28 | 2028-29 | 2029-30 | 2030-31 | 2031-32 | 2032-33 | 2033-34 | 2034-35 | 2035-36 | 2036-37 | 2037-38 | 2038-39 | 2039-40 | 2040-41 | 2041-42 | 2042-43 | 2043-44 | 2044-45 | 2045-46 | 2046-47 | 2047-48 | 2048-49 | 2049-50
QLD | Q1 | Far North QLD | Wind | 1302.4673 | 3068.8404 | 3325.1439 | 3462.4956 | 3554.0154 | 3353.8547 | 3469.2958 | 3765.8357 | 3777.2528 | 3868.175 | 3358.0807 | 3476.5666 | 3640.2508 | 3750.9853 | 4450.929 | 4636.1026 | 4590.1558 | 4466.2112 | 4522.0301 | 4093.9946 | 4143.2864 | 4264.7461 | 4411.2478 | 4211.9576 | 4338.1498 | 4353.1758 | 4972.958
QLD | Q2 | North Qld Clean Energy Hub | Wind | 132.2273 | 139.966 | 160.0749 | 167.7185 | 170.7386 | 2831.7068 | 2750.004 | 2694.1045 | 2744.9339 | 2612.7275 | 2339.6884 | 2656.7679 | 2703.2935 | 2774.3163 | 2858.9782 | 2807.6433 | 2667.813 | 2628.1861 | 2553.899 | 2315.999 | 4365.8894 | 4379.9201 | 4329.9862 | 4506.264 | 4371.328 | 4253.8894 | 4192.7734
QLD | Q3 | Northern Qld | Wind | 0 | 0 | 0 | 0 | 0 | 0 | 0 | 0 | 0 | 0 | 0 | 0 | 0 | 0 | 0 | 0 | 0 | 0 | 0 | 0 | 0 | 0 | 0 | 0 | 0 | 0 | 0
QLD | Q4 | Isaac | Wind | 0 | 0.0013961 | 0.001495 | 0.0014371 | 0.0042083 | 3097.2916 | 3055.2159 | 3223.3711 | 3240.8598 | 3042.313 | 2846.0472 | 2897.8195 | 2708.5963 | 3104.9789 | 2915.5522 | 2907.0765 | 2960.7329 | 2875.8226 | 2778.089 | 2641.5877 | 2603.5323 | 2399.1376 | 2753.1333 | 2737.3523 | 2680.7237 | 3629.6467 | 3635.8164
QLD | Q5 | Barcaldine | Wind | 0 | 0.0012721 | 0.0013563 | 0.0026921 | 0.0075525 | 0.012219 | 0.012092 | 204.1349 | 266.4649 | 280.1231 | 284.9846 | 298.6791 | 293.1293 | 305.1282 | 270.9191 | 268.6525 | 270.7296 | 277.8521 | 292.2389 | 281.7971 | 313.302 | 307.1993 | 313.7275 | 280.9959 | 274.6187 | 286.0038 | 288.1283
QLD | Q6 | Fitzroy | Wind | 0 | 0.0053114 | 0.0055155 | 1571.4873 | 2972.4278 | 3622.0467 | 3649.2966 | 3643.9235 | 3570.8487 | 3437.257 | 4598.7941 | 4686.8154 | 4458.5471 | 4912.0511 | 10403.4409 | 10191.3697 | 9887.0908 | 9128.357 | 9268.5633 | 8820.3711 | 8948.9848 | 8377.706 | 9086.7473 | 11506.6635 | 11122.0566 | 11252.7764 | 10423.2356
QLD | Q7 | Wide Bay | Wind | 0 | 0.00097593 | 0.00099794 | 0.0010955 | 0.0012439 | 511.2759 | 496.79 | 488.8732 | 429.3017 | 470.6202 | 439.421 | 438.2902 | 425.5221 | 443.0226 | 480.9644 | 476.5322 | 457.187 | 385.2608 | 432.923 | 416.8862 | 410.6227 | 397.0749 | 411.7598 | 1080.6015 | 2593.4774 | 2632.002 | 2320.1562
QLD | Q8 | Darling Downs | Wind | 2605.6374 | 4582.3159 | 4746.0621 | 4755.2571 | 7652.8801 | 9657.1266 | 9555.3423 | 13818.6091 | 13381.1362 | 17225.8634 | 18964.964 | 18305.239 | 18107.2876 | 19156.635 | 18896.1735 | 18470.5966 | 18553.8129 | 17342.833 | 18087.2407 | 21047.1702 | 20435.6123 | 18804.9862 | 19719.6268 | 25126.5093 | 24266.6715 | 27399.744 | 25436.8232
QLD | Q9 | Banana | Wind | 0 | 0.00081947 | 0.00086865 | 0.00099963 | 0.0016245 | 511.9439 | 485.5181 | 502.261 | 472.913 | 477.8078 | 443.9182 | 447.6242 | 450.3541 | 476.9518 | 474.182 | 462.694 | 476.9881 | 1017.6017 | 1671.3221 | 1602.4785 | 1584.6713 | 1599.3831 | 1703.1131 | 4434.0628 | 4238.412 | 4411.3567 | 4059.0665
NSW | N1 | North West NSW | Wind | 0 | 0 | 0 | 0 | 0 | 0 | 0 | 0 | 0 | 0 | 0 | 0 | 0 | 0 | 0 | 0 | 0 | 0 | 0 | 0 | 0 | 0 | 0 | 0 | 0 | 0 | 0
NSW | N2 | New England | Wind | 1495.8556 | 1257.4402 | 1307.3605 | 1378.9564 | 10280.5355 | 14007.6375 | 12885.0021 | 12912.2999 | 12151.4293 | 12771.4653 | 12027.4556 | 12418.7763 | 17555.2711 | 19512.8378 | 22214.2619 | 20230.0932 | 20361.9263 | 17913.1903 | 19977.446 | 18588.3048 | 18860.3332 | 19428.5014 | 19933.1713 | 21220.6893 | 18301.9727 | 18380.669 | 16151.2825
NSW | N3 | Central-West Orana | Wind | 382.8134 | 6818.8419 | 6567.5435 | 9494.4396 | 11042.2567 | 11115.5762 | 11670.0013 | 11166.3936 | 10803.8386 | 14924.5509 | 16479.3422 | 16014.6624 | 16728.7344 | 17108.7376 | 17287.054 | 16973.6653 | 16024.6025 | 15699.8174 | 16389.1628 | 19014.2392 | 21200.1499 | 22092.4384 | 22600.1617 | 26673.9009 | 29420.2399 | 28613.8385 | 27254.007
NSW | N4 | Broken Hill | Wind | 632.8074 | 555.7598 | 584.6589 | 634.4098 | 641.3539 | 625.1552 | 639.5772 | 649.509 | 648.2097 | 618.4963 | 588.1922 | 588.4785 | 626.0861 | 626.0496 | 575.1767 | 583.5893 | 565.4903 | 657.4721 | 643.4517 | 713.2855 | 399.6749 | 435.7224 | 512.6609 | 722.324 | 715.0091 | 700.0791 | 747.0367
NSW | N5 | South West NSW | Wind | 0 | 0.00018886 | 0.0013556 | 0.0013866 | 0.0013896 | 0.0013616 | 0.0018011 | 0.0021204 | 0.002222 | 0.0025027 | 0.0027909 | 0.002503 | 0.0026328 | 0.0027854 | 0.0025893 | 0.0028279 | 0.0026363 | 0.0035614 | 0.0033339 | 0.027532 | 0.024579 | 0.049105 | 0.13943 | 0.13013 | 2457.9332 | 2374.7665 | 2532.8366
NSW | N6 | Wagga Wagga | Wind | 0 | 0.00066807 | 0.00063143 | 0.00071801 | 0.00085871 | 0.0010383 | 0.0015949 | 0.0018289 | 0.0018301 | 0.0017323 | 0.0018832 | 0.0016683 | 0.0016818 | 0.0018635 | 0.0016642 | 0.002036 | 0.0019641 | 0.0023664 | 0.0021802 | 0.0040441 | 0.0035238 | 0.0036573 | 0.0043214 | 0.0041712 | 0.027029 | 0.027121 | 344.5594
NSW | N7 | Tumut | Wind | 0 | 0 | 0 | 0 | 0 | 0 | 0 | 0 | 0 | 0 | 0 | 0 | 0 | 0 | 0 | 0 | 0 | 0 | 0 | 0 | 0 | 0 | 0 | 0 | 0 | 0 | 0
NSW | N8 | Cooma-Monaro | Wind | 327.3677 | 1235.7934 | 1366.6289 | 1406.9402 | 1396.4727 | 1361.4622 | 1372.2456 | 1456.6992 | 1482.1275 | 1346.3373 | 1371.749 | 1388.1114 | 1430.7108 | 1399.2609 | 1358.6404 | 1377.1679 | 1686.328 | 1621.0735 | 1504.2564 | 2788.1051 | 2731.0141 | 2822.1216 | 2746.5191 | 2685.6958 | 2709.6052 | 2814.8531 | 2682.2111
VIC | V1 | Ovens Murray | Wind | 0 | 0 | 0 | 0 | 0 | 0 | 0 | 0 | 0 | 0 | 0 | 0 | 0 | 0 | 0 | 0 | 0 | 0 | 0 | 0 | 0 | 0 | 0 | 0 | 0 | 0 | 0
VIC | V2 | Murray River | Wind | 0 | 0 | 0 | 0 | 0 | 0 | 0 | 0 | 0 | 0 | 0 | 0 | 0 | 0 | 0 | 0 | 0 | 0 | 0 | 0 | 0 | 0 | 0 | 0 | 0 | 0 | 0
VIC | V3 | Western Victoria | Wind | 3823.1875 | 3672.5504 | 3700.4058 | 3767.692 | 6541.6233 | 7293.435 | 7654.4868 | 7095.4957 | 8302.1983 | 7594.5876 | 7355.2679 | 6638.4905 | 7085.5874 | 7418.9239 | 7710.5544 | 8223.8859 | 7794.6667 | 8687.012 | 7749.7242 | 8467.0618 | 7853.9505 | 7710.705 | 8351.2725 | 9958.7562 | 10276.7046 | 9585.1331 | 10521.6201
VIC | V4 | South West Victoria | Wind | 5851.4911 | 6990.3372 | 7324.2662 | 8980.802 | 9121.0946 | 8329.5692 | 9084.4193 | 8869.7444 | 10017.9843 | 8867.4692 | 15257.307 | 15113.5985 | 15660.0757 | 16286.5467 | 15940.0951 | 16561.5111 | 15691.8841 | 17124.1053 | 15248.2915 | 15933.3124 | 15304.2028 | 15678.7439 | 13602.957 | 12424.1499 | 13465.1695 | 12552.2383 | 14060.5148
VIC | V5 | Gippsland | Wind | 0 | 1671.4346 | 1670.3826 | 1668.2501 | 1667.4919 | 1617.7632 | 3465.6229 | 5814.8496 | 6646.9744 | 5990.8433 | 6110.552 | 5929.9977 | 6118.7906 | 6101.7022 | 5816.0217 | 6151.7765 | 5935.1284 | 6739.4598 | 6057.9417 | 6285.1766 | 6105.8858 | 6253.5568 | 6175.8625 | 5906.2603 | 6292.2624 | 6037.1743 | 6849.3966
VIC | V6 | Central North VIC | Wind | 0 | 0.0014542 | 0.0013689 | 0.0026468 | 0.0026521 | 0.0031507 | 0.0031286 | 985.7821 | 991.0141 | 1114.704 | 1073.7551 | 982.1007 | 1061.369 | 1114.4722 | 1080.129 | 1037.5892 | 1372.4131 | 1712.8831 | 1706.7538 | 1932.8597 | 1660.2115 | 1851.1275 | 2699.3405 | 3455.343 | 3477.0457 | 3503.1274 | 3671.3188
SA | S1 | South East SA | Wind | 731.4856 | 2036.425 | 1977.9247 | 3134.8563 | 3083.7417 | 2855.8189 | 3072.3479 | 2754.7617 | 3223.6218 | 2935.0096 | 3308.8039 | 3000.9905 | 3198.1124 | 3257.6624 | 2934.6295 | 3185.2662 | 2889.0677 | 3281.841 | 2905.407 | 3556.0813 | 3312.6535 | 3588.3052 | 3710.4726 | 3353.8635 | 3548.0514 | 3293.4529 | 3704.3085
SA | S2 | Riverland | Wind | 0 | 0.0008236 | 0.00077331 | 0.0011559 | 0.001087 | 0.0010402 | 0.0012653 | 0.0016892 | 0.0018562 | 0.0019571 | 0.0024465 | 0.0021972 | 0.0024583 | 0.0024474 | 0.0022363 | 0.0027686 | 0.0025986 | 0.0026863 | 0.0023082 | 0.0032306 | 0.0028983 | 0.0037057 | 0.0037207 | 0.0035009 | 0.0046493 | 0.0045558 | 0.0048851
SA | S3 | Mid-North SA | Wind | 4101.5945 | 4024.753 | 3834.9332 | 4282.4693 | 4239.6031 | 6521.7186 | 6699.4719 | 6441.4634 | 6745.4412 | 6825.5856 | 6640.461 | 5934.3267 | 6658.6603 | 6551.9818 | 6422.9822 | 6522.7391 | 6388.135 | 6825.8895 | 6496.9786 | 7727.933 | 6451.7376 | 7316.0613 | 7018.2943 | 6676.7574 | 7469.7004 | 8061.6306 | 9885.737
SA | S4 | Yorke Peninsula | Wind | 241.9053 | 224.0929 | 217.7766 | 286.6086 | 291.3295 | 278.983 | 301.4285 | 279.9267 | 321.4446 | 291.8082 | 306.8044 | 269.498 | 298.6882 | 314.3013 | 284.1361 | 300.0775 | 273.5557 | 301.5379 | 264.6289 | 283.9005 | 254.0594 | 280.3948 | 296.5986 | 256.3542 | 263.8842 | 243.5537 | 259.0877
SA | S5 | Northern SA | Wind | 1289.5118 | 1256.8642 | 1261.4474 | 1340.5919 | 1344.4734 | 1266.5871 | 1257.9891 | 1246.998 | 1268.7461 | 1179.5326 | 1212.6649 | 1168.2731 | 1289.464 | 1322.5249 | 1189.9011 | 1219.9994 | 1208.9211 | 1199.3369 | 1081.0373 | 1122.105 | 1087.2048 | 1186.1863 | 578.0628 | 455.2404 | 449.0538 | 466.2631 | 487.2765
SA | S6 | Leigh Creek | Wind | 0 | 0.0019403 | 0.0019038 | 0.0025759 | 0.0024039 | 0.0070354 | 0.0073365 | 0.0069955 | 0.0065871 | 0.0069692 | 0.0064869 | 0.0061586 | 0.0064485 | 0.0064105 | 1870.3782 | 1880.9116 | 1777.6081 | 1694.1999 | 1700.967 | 1624.2949 | 1590.9664 | 1718.8334 | 1668.6463 | 6009.2424 | 6824.7334 | 6554.2535 | 6116.6726
SA | S7 | Roxby Downs | Wind | 0 | 0 | 0 | 0 | 0 | 0 | 0 | 0 | 0 | 0 | 0 | 0 | 0 | 0 | 0 | 0 | 0 | 0 | 0 | 0 | 0 | 0 | 0 | 0 | 0 | 0 | 0
SA | S8 | Eastern Eyre Peninsula | Wind | 312.7886 | 294.3942 | 299.4914 | 342.9406 | 337.1462 | 344.4257 | 344.0635 | 567.2412 | 592.1342 | 732.2516 | 742.7723 | 667.1481 | 616.1664 | 636.2979 | 569.69 | 602.2016 | 567.5056 | 591.7343 | 541.9741 | 563.0152 | 501.6704 | 1243.7469 | 1300.5918 | 1178.3138 | 1200.74 | 1143.2054 | 1175.0527
SA | S9 | Western Eyre Peninsula | Wind | 0 | 0.001905 | 0.0018118 | 0.0042316 | 0.004211 | 0.0038968 | 0.0039245 | 0.008728 | 0.0092945 | 0.019875 | 0.020555 | 0.018616 | 0.022231 | 0.022884 | 0.020531 | 0.020799 | 0.019436 | 0.052456 | 0.046757 | 0.049782 | 0.043304 | 0.11147 | 0.11464 | 0.10259 | 0.10153 | 0.098007 | 0.10115
TAS | T1 | North East Tasmania | Wind | 500.7796 | 766.3602 | 848.5275 | 800.0884 | 836.895 | 785.8694 | 722.859 | 711.9489 | 895.2735 | 905.9213 | 896.0389 | 964.5434 | 915.6893 | 997.9051 | 931.39 | 887.54 | 879.144 | 948.2548 | 922.1673 | 928.7601 | 1006.6442 | 973.2304 | 1034.9668 | 970.8074 | 920.9275 | 915.1937 | 981.0164
TAS | T2 | North West Tasmania | Wind | 877.2252 | 838.237 | 891.4837 | 953.1815 | 961.5024 | 1204.5046 | 1159.034 | 1107.9982 | 5624.9556 | 5677.9657 | 5392.7413 | 5474.84 | 5653.7589 | 5780.9428 | 5646.1164 | 5488.745 | 5335.5475 | 5855.348 | 5738.5598 | 5507.6571 | 5610.3169 | 5791.5906 | 5865.2992 | 5736.8456 | 5566.2371 | 5415.2073 | 5929.623
TAS | T3 | Central Highlands | Wind | 491.2284 | 2915.4478 | 3085.0562 | 3151.0328 | 3939.6887 | 3709.5373 | 5756.2373 | 5685.9582 | 6020.4237 | 5950.0854 | 5604.7627 | 5839.514 | 5929.5629 | 6255.8911 | 5949.8425 | 5845.7446 | 5756.6473 | 6319.3413 | 6123.7369 | 5821.2399 | 6083.6582 | 5740.6155 | 5984.0801 | 5762.4329 | 5630.455 | 5538.7286 | 5925.0885
Region | REZ | REZ Name | Technology | 2023-24 | 2024-25 | 2025-26 | 2026-27 | 2027-28 | 2028-29 | 2029-30 | 2030-31 | 2031-32 | 2032-33 | 2033-34 | 2034-35 | 2035-36 | 2036-37 | 2037-38 | 2038-39 | 2039-40 | 2040-41 | 2041-42 | 2042-43 | 2043-44 | 2044-45 | 2045-46 | 2046-47 | 2047-48 | 2048-49 | 2049-50
NSW | O1 | Hunter Coast | Offshore Wind | 0 | 0 | 0 | 8.6796e-05 | 9.2461e-05 | 0.00010927 | 9.8723e-05 | 0.00013423 | 0.00012315 | 0.00013788 | 0.00018283 | 0.00019861 | 0.00019655 | 0.00021067 | 0.00023917 | 0.00020619 | 0.00030271 | 0.00028181 | 0.00028914 | 0.0005071 | 0.00049885 | 0.00049863 | 0.00049499 | 0.00065644 | 0.00055993 | 0.00075529 | 0.00067923
NSW | O2 | Illawarra Coast | Offshore Wind | 0 | 0 | 0 | 8.5891e-05 | 8.9182e-05 | 0.00010376 | 0.00010128 | 0.00014501 | 0.00013812 | 0.00014083 | 0.00019697 | 0.00019267 | 0.00019041 | 0.00019554 | 0.00022951 | 0.00020909 | 0.00033868 | 0.0003415 | 0.00032343 | 0.00050588 | 0.00047567 | 0.00047134 | 0.00045193 | 0.00065589 | 0.00059109 | 0.0010127 | 0.00096771
VIC | O3 | Gippsland Coast | Offshore Wind | 0 | 0 | 0 | 0.00010426 | 0.00010156 | 0.00010728 | 0.00012648 | 0.00013462 | 0.00015788 | 0.0001555 | 0.0001901 | 0.00020414 | 0.00019046 | 0.00021829 | 0.00025883 | 0.00029248 | 0.00029797 | 0.00042371 | 0.00037094 | 0.00073417 | 0.00075706 | 0.00072324 | 0.00082679 | 0.0011215 | 0.0018117 | 0.0016978 | 0.0028517
TAS | O4 | North West Tasmania Coast | Offshore Wind | 0 | 0 | 0 | 8.0644e-05 | 9.1966e-05 | 9.984e-05 | 0.00011354 | 0.00011136 | 0.00014342 | 0.00014974 | 0.00016664 | 0.00017758 | 0.00017027 | 0.0001952 | 0.00020614 | 0.00023865 | 0.00023577 | 0.00033807 | 0.00031883 | 0.00032882 | 0.00032092 | 0.0003199 | 0.0003345 | 0.00033492 | 0.0003415 | 0.00035704 | 0.00040733
VIC | O5 | Portland Coast | Offshore Wind | 0 | 0 | 0 | 8.8568e-05 | 9.1646e-05 | 9.1945e-05 | 0.00012082 | 0.0001281 | 0.00014074 | 0.00013572 | 0.00015532 | 0.00017207 | 0.00016001 | 0.0001945 | 0.00018579 | 0.00025982 | 0.00028913 | 0.00034586 | 0.00029587 | 0.00043822 | 0.00056308 | 0.00052576 | 0.0010557 | 0.00098746 | 0.003454 | 0.0032146 | 0.0035493
SA | O6 | South East SA Coast | Offshore Wind | 0 | 0 | 0 | 7.8428e-05 | 8.5314e-05 | 8.6674e-05 | 0.00011061 | 0.00011343 | 0.00013874 | 0.00013329 | 0.00015067 | 0.00015027 | 0.00015364 | 0.00018041 | 0.00016947 | 0.00021534 | 0.00024389 | 0.00029598 | 0.00024668 | 0.00027089 | 0.00029032 | 0.00028903 | 0.00032228 | 0.000316 | 0.0004028 | 0.00041641 | 0.00047486

## Option 5A_REZ Capacity
Capacity by REZ (MW) - Option 5A, Step Change Scenario
Capacity calculated on 1 July. In early study years some wind and solar projects enter later in the financial year and are therefore reflected in the following financial year's capacity.
Note: the REZ capacity includes capacity from the existing, committed and anticipated renewables mapped to the relevant REZs
Explicitly modelled generation
Region | REZ | REZ Name | Technology | 2023-24 | 2024-25 | 2025-26 | 2026-27 | 2027-28 | 2028-29 | 2029-30 | 2030-31 | 2031-32 | 2032-33 | 2033-34 | 2034-35 | 2035-36 | 2036-37 | 2037-38 | 2038-39 | 2039-40 | 2040-41 | 2041-42 | 2042-43 | 2043-44 | 2044-45 | 2045-46 | 2046-47 | 2047-48 | 2048-49 | 2049-50
QLD | Q1 | Far North QLD | Solar | 0 | 0 | 0 | 0.00010018 | 0.00010072 | 0.00010436 | 0.00010482 | 0.00010562 | 0.00010604 | 0.00010818 | 0.00012312 | 0.00012607 | 0.00012631 | 0.00013248 | 0.00016378 | 0.00016494 | 0.00021259 | 0.00021302 | 0.00021362 | 0.00024117 | 0.00026248 | 0.000263 | 0.00026802 | 0.00033033 | 0.00033096 | 0.0003699 | 0.00037047
QLD | Q2 | North Qld Clean Energy Hub | Solar | 83 | 83.0001 | 83.0001 | 83.0001 | 83.0001 | 83.0001 | 83.0001 | 83.0001 | 83.0001 | 83.0001 | 83.0001 | 83.0001 | 83.0001 | 83.0001 | 33.0002 | 33.0002 | 33.0002 | 33.0002 | 33.0002 | 33.0003 | 33.0003 | 33.0003 | 33.0003 | 18.0004 | 18.0004 | 0.00040381 | 0.00040457
QLD | Q3 | Northern Qld | Solar | 513.997 | 513.9971 | 513.9972 | 513.9972 | 513.9972 | 513.9988 | 513.9988 | 513.9988 | 513.9988 | 513.9988 | 513.9988 | 513.9988 | 513.9988 | 513.9988 | 514.0253 | 514.0253 | 573.0435 | 573.0435 | 573.0435 | 988.5901 | 860.5901 | 860.5901 | 860.5901 | 1589.0944 | 1478.6944 | 1478.6944 | 1346.0974
QLD | Q4 | Isaac | Solar | 684.9 | 684.9001 | 684.9002 | 684.9002 | 684.9002 | 684.9006 | 684.9006 | 684.9008 | 684.9008 | 684.9011 | 684.9011 | 684.9011 | 684.9011 | 684.9011 | 684.9016 | 684.9022 | 684.9062 | 684.9062 | 684.9062 | 1569.4491 | 1569.4491 | 1526.9491 | 1980.6711 | 4250.4293 | 4250.4293 | 4583.126 | 4425.626
QLD | Q5 | Barcaldine | Solar | 14 | 14.0001 | 14.0002 | 14.0003 | 14.0003 | 20.5486 | 20.5486 | 20.5486 | 20.5486 | 20.5486 | 20.5486 | 20.5486 | 20.5486 | 20.5486 | 43.8906 | 43.8906 | 73.4885 | 73.4885 | 73.4885 | 73.4886 | 60.9646 | 60.9646 | 76.9974 | 90.1488 | 90.1488 | 91.9463 | 91.9463
QLD | Q6 | Fitzroy | Solar | 401.5 | 401.5002 | 401.5002 | 401.5002 | 401.5003 | 401.5006 | 401.501 | 401.5016 | 457.9416 | 921.582 | 1116.1238 | 1116.1238 | 1116.1238 | 1116.1238 | 2977.4307 | 3689.0242 | 6734.4517 | 7934.499 | 7934.499 | 7934.5 | 7934.5 | 7934.5 | 7934.5 | 7934.5 | 7934.5 | 7934.5 | 7945.3037
QLD | Q7 | Wide Bay | Solar | 619.03 | 619.0301 | 619.0301 | 619.0302 | 619.0302 | 619.0303 | 619.0303 | 619.0305 | 619.0306 | 619.0308 | 619.0308 | 619.0309 | 619.0309 | 619.0309 | 619.0351 | 619.0351 | 649.9778 | 720.9004 | 1458.4547 | 2819.03 | 2819.03 | 2819.03 | 2819.03 | 2819.03 | 2596.53 | 2596.53 | 2612.504
QLD | Q8 | Darling Downs | Solar | 1330.558 | 1476.5581 | 1476.5582 | 1476.5583 | 1476.5583 | 1611.5821 | 1611.5821 | 2305.789 | 2534.9662 | 3196.0658 | 3901.8617 | 4893.3344 | 4893.3344 | 4772.3344 | 5017.3139 | 5017.315 | 7667.524 | 7667.524 | 7667.524 | 8347.558 | 8322.558 | 8163.958 | 8131.854 | 7882.5 | 7482.5 | 8603.5 | 10456.6
QLD | Q9 | Banana | Solar | 0 | 0.0001308 | 0.0002105 | 0.00023748 | 0.00024001 | 0.00053203 | 25.2355 | 58.871 | 131.2483 | 131.2483 | 142.1143 | 143.7692 | 143.7692 | 143.7692 | 200.6299 | 201.6424 | 1346.6392 | 2407.413 | 2407.413 | 6100 | 6100 | 6100 | 6100 | 6164.6157 | 6734.596 | 7103.193 | 8128.103
NSW | N1 | North West NSW | Solar | 166 | 166.0002 | 166.0003 | 166.0003 | 166.0085 | 173.4718 | 181.5886 | 185.3144 | 185.3144 | 187.2941 | 187.2941 | 187.2941 | 187.2941 | 187.2941 | 194.984 | 203.3528 | 226.5243 | 253.2931 | 256.6333 | 256.6333 | 266.618 | 266.618 | 266.618 | 273.5889 | 275.6471 | 275.6471 | 275.6472
NSW | N2 | New England | Solar | 555 | 555.0002 | 555.0002 | 555.0002 | 555.0008 | 555.0008 | 555.0014 | 908.2306 | 908.2307 | 908.2307 | 1033.6503 | 1033.6504 | 1033.6504 | 1332.4625 | 2287.977 | 2287.977 | 2550.2185 | 3540.0002 | 3540.0002 | 3980.5093 | 3960.5093 | 3960.5093 | 3960.5093 | 3960.5095 | 3960.5095 | 3960.5095 | 6262.4756
NSW | N3 | Central-West Orana | Solar | 826.979 | 906.9811 | 1772.1317 | 1772.1317 | 1773.697 | 1773.697 | 2274.6025 | 3375.9448 | 3375.9448 | 3762.45 | 4407.0703 | 4487.398 | 4487.398 | 4487.398 | 4487.398 | 5197.55 | 6702.553 | 6880.0894 | 6880.0894 | 7654.954 | 8179.393 | 8179.393 | 8179.393 | 10363.7665 | 11266.671 | 12134.49 | 11931.45
NSW | N4 | Broken Hill | Solar | 53 | 53.0001 | 53.0001 | 53.0002 | 53.0002 | 53.0004 | 53.0005 | 53.0006 | 53.0006 | 53.0006 | 53.0006 | 53.002 | 53.002 | 53.002 | 145.375 | 145.375 | 194.5845 | 194.5845 | 194.5845 | 231.8992 | 336.6625 | 336.6625 | 336.6625 | 336.6625 | 336.6625 | 336.6625 | 336.6625
NSW | N5 | South West NSW | Solar | 1246.4 | 1500.5 | 1500.5462 | 1500.5462 | 1500.5462 | 1500.5463 | 1500.5464 | 1500.5464 | 1500.5464 | 1663.6247 | 1663.6247 | 1663.6247 | 1663.6247 | 1663.6247 | 2790.5092 | 2640.2094 | 4165.381 | 4917.4595 | 5110.0774 | 5110.0774 | 5314.2 | 5314.2 | 5314.2 | 5314.2 | 5314.2 | 5314.2 | 4923.04
NSW | N6 | Wagga Wagga | Solar | 302.672 | 682.6722 | 682.6722 | 682.6722 | 682.6723 | 1225.0524 | 1710.672 | 1710.672 | 1710.672 | 1710.672 | 1710.672 | 1710.672 | 1710.672 | 1710.672 | 1710.672 | 1710.6721 | 1710.6721 | 1710.6722 | 2217.9113 | 2217.9113 | 2227.3073 | 2227.3073 | 2227.3073 | 2482.7377 | 2482.7377 | 2482.7377 | 2482.7377
NSW | N7 | Tumut | Solar | 0 | 0 | 0 | 0 | 0 | 0 | 0 | 0 | 0 | 0 | 0 | 0 | 0 | 0 | 0 | 0 | 0 | 0 | 0 | 0 | 0 | 0 | 0 | 0 | 0 | 0 | 0
NSW | N8 | Cooma-Monaro | Solar | 0 | 0 | 0 | 0 | 0 | 0 | 0 | 0 | 0 | 0 | 0 | 0 | 0 | 0 | 0 | 0 | 0 | 0 | 0 | 0 | 0 | 0 | 0 | 0 | 0 | 0 | 0
VIC | V1 | Ovens Murray | Solar | 0 | 0.00031921 | 0.00032189 | 0.00035074 | 0.00035085 | 0.00035372 | 0.00037245 | 0.00060453 | 0.00060464 | 0.00094823 | 0.00094837 | 0.00094918 | 0.00094934 | 0.00096749 | 206.8787 | 206.8788 | 267.3058 | 267.3059 | 1000.0001 | 1000.0001 | 1000.0001 | 1000.0001 | 1000.0002 | 1000.0003 | 1000.0004 | 1000.0004 | 1000.0004
VIC | V2 | Murray River | Solar | 679.093 | 679.0931 | 679.0931 | 679.0932 | 679.0932 | 679.0932 | 679.0932 | 679.0932 | 679.0937 | 1818.8303 | 1818.8303 | 2224.1211 | 2224.1211 | 2226.6797 | 2489.4392 | 2489.4393 | 2788.4922 | 2822.759 | 2822.759 | 3208.5493 | 3481.591 | 3481.591 | 3450.488 | 3591.3674 | 3624.28 | 3589.9846 | 3642.271
VIC | V3 | Western Victoria | Solar | 0 | 0.00024965 | 0.00026094 | 0.00091357 | 0.00092546 | 0.00093333 | 0.00094435 | 0.0012651 | 0.0012655 | 0.016309 | 0.01631 | 33.1044 | 33.1044 | 262.5373 | 400 | 400 | 400.0002 | 400.0002 | 1522.4819 | 1522.4819 | 1522.4821 | 1530.8137 | 1530.8137 | 1530.8137 | 1530.8137 | 1895.1137 | 1895.1137
VIC | V4 | South West Victoria | Solar | 0 | 0 | 0 | 0 | 0 | 0 | 0 | 0 | 0 | 0 | 0 | 0 | 0 | 0 | 0 | 0 | 0 | 0 | 0 | 0 | 0 | 0 | 0 | 0 | 0 | 0 | 0
VIC | V5 | Gippsland | Solar | 0 | 0.00016155 | 0.00017014 | 0.00044105 | 0.00044118 | 0.00044168 | 0.00044626 | 0.00046543 | 0.00046588 | 0.000502 | 0.00050467 | 0.0011064 | 0.0011085 | 0.0011751 | 0.0012077 | 0.0013048 | 121.2483 | 121.2491 | 485.1252 | 500.0011 | 2382.7527 | 2474 | 2474 | 2474 | 2474 | 2474 | 2474
VIC | V6 | Central North VIC | Solar | 402.48 | 402.4802 | 402.4802 | 402.4804 | 402.4804 | 402.4804 | 402.4804 | 402.4806 | 402.4806 | 402.4807 | 402.4807 | 402.4808 | 402.4808 | 402.4809 | 402.4827 | 402.4827 | 402.4871 | 402.4872 | 402.4872 | 402.4971 | 857.1321 | 746.6521 | 1044.6871 | 1344.7913 | 1408.4003 | 1566.8326 | 1636.8004
SA | S1 | South East SA | Solar | 155.16 | 155.1602 | 155.1602 | 155.1602 | 155.1602 | 155.1602 | 155.1603 | 155.1603 | 155.1603 | 155.1606 | 155.1606 | 155.1607 | 155.1607 | 155.1607 | 155.1609 | 155.1609 | 155.1613 | 155.1614 | 108.003 | 108.003 | 108.0031 | 108.0031 | 108.0031 | 108.0031 | 108.0031 | 108.0031 | 0.0030765
SA | S2 | Riverland | Solar | 25.26 | 25.2602 | 25.2603 | 25.2603 | 25.2603 | 25.2603 | 25.2604 | 25.2606 | 19.1406 | 375.9103 | 375.9103 | 543.7901 | 543.7901 | 543.7901 | 1120.2106 | 1120.2106 | 1220.5784 | 3412.193 | 3857.9955 | 3857.9955 | 4007.38 | 4007.38 | 4000 | 4000 | 4000 | 4000 | 4000
SA | S3 | Mid-North SA | Solar | 0 | 0.00019879 | 0.00023685 | 0.00023802 | 0.00023902 | 0.00024048 | 0.00024894 | 0.00039679 | 0.00039709 | 0.00049807 | 0.00049891 | 0.00098232 | 0.00098247 | 0.00098424 | 0.0016398 | 0.0016438 | 0.0018677 | 0.0018704 | 0.0018712 | 0.0027386 | 0.065916 | 0.065916 | 0.065916 | 0.065918 | 0.065919 | 0.065951 | 0.065965
SA | S4 | Yorke Peninsula | Solar | 0 | 0 | 0 | 0 | 0 | 0 | 0 | 0 | 0 | 0 | 0 | 0 | 0 | 0 | 0 | 0 | 0 | 0 | 0 | 0 | 0 | 0 | 0 | 0 | 0 | 0 | 0
SA | S5 | Northern SA | Solar | 349.2 | 349.2002 | 349.2002 | 349.2003 | 349.2003 | 349.2003 | 349.2003 | 349.2004 | 349.2004 | 349.2007 | 349.2007 | 349.201 | 349.201 | 349.201 | 349.2031 | 349.2031 | 349.2187 | 349.2385 | 1032.0124 | 1456.3019 | 3249.198 | 2979.198 | 2979.198 | 2979.198 | 2899.998 | 2899.998 | 2899.998
SA | S6 | Leigh Creek | Solar | 0 | 0.00019318 | 0.00028626 | 0.0003144 | 0.00031508 | 0.00036375 | 0.00038792 | 0.0007383 | 0.00073866 | 0.00074798 | 0.00074827 | 0.0014572 | 0.0014574 | 0.0014613 | 445.2419 | 445.2419 | 467.6204 | 467.6204 | 467.6204 | 556.145 | 1547.411 | 1568.6873 | 1568.6873 | 1917.9154 | 1976.234 | 2494.1711 | 2516.5981
SA | S7 | Roxby Downs | Solar | 0 | 0.0002231 | 0.00036295 | 0.0003654 | 0.00036581 | 0.00036831 | 0.00036917 | 0.00075266 | 0.00075294 | 0.0011985 | 0.0011987 | 479.3986 | 479.3986 | 479.3986 | 600.4038 | 600.4038 | 636.6082 | 636.6082 | 636.6082 | 645.3491 | 745.674 | 745.674 | 745.674 | 745.674 | 745.674 | 746.5205 | 746.5205
SA | S8 | Eastern Eyre Peninsula | Solar | 0 | 0.00014603 | 0.00016491 | 0.00016593 | 0.00016738 | 0.00016841 | 0.00018055 | 0.00025267 | 0.00025302 | 0.00029847 | 0.00030032 | 0.00045584 | 0.000456 | 0.00045995 | 0.00053556 | 0.00054046 | 0.00079096 | 0.00079287 | 0.00079378 | 0.0011359 | 0.0014277 | 0.0014279 | 0.0014282 | 0.0014305 | 0.0014316 | 0.0014702 | 0.0014736
SA | S9 | Western Eyre Peninsula | Solar | 0 | 0.00017668 | 0.00022565 | 0.00023351 | 0.00023437 | 0.0002361 | 0.00024292 | 0.00039261 | 0.00039309 | 0.00068373 | 0.00068409 | 0.0011155 | 0.0011157 | 0.0011173 | 0.0019053 | 0.0019095 | 0.0036572 | 0.0073384 | 0.0073439 | 0.013839 | 0.024549 | 0.02455 | 0.02455 | 0.024552 | 0.024553 | 0.024598 | 0.024608
TAS | T1 | North East Tasmania | Solar | 0 | 0.00018142 | 0.00018188 | 0.00020652 | 0.00020729 | 0.00020813 | 0.00021108 | 0.00027151 | 0.00027219 | 0.00036825 | 0.00036879 | 0.00054992 | 0.00055027 | 0.00055283 | 0.00056824 | 0.00057431 | 0.00058943 | 0.00058988 | 0.00059668 | 0.00061002 | 0.00070143 | 0.00096919 | 0.00097019 | 0.001047 | 0.0010483 | 0.002127 | 0.0021278
TAS | T2 | North West Tasmania | Solar | 0 | 0.00011649 | 0.00011666 | 0.00012511 | 0.00012612 | 0.00012835 | 0.00013875 | 0.00017252 | 0.00017426 | 0.00023414 | 0.00023477 | 0.00026771 | 0.00026897 | 0.00027126 | 0.00031346 | 0.00032345 | 0.00048083 | 149.9994 | 149.9994 | 149.9994 | 149.9994 | 149.9994 | 149.9994 | 149.9994 | 149.9994 | 149.9995 | 149.9995
TAS | T3 | Central Highlands | Solar | 0 | 0.00013125 | 0.00013156 | 0.00014471 | 0.00014598 | 0.00014671 | 0.00015275 | 0.00019013 | 0.00019329 | 0.00024699 | 0.00024871 | 0.00029647 | 0.00029696 | 0.00030192 | 0.00037202 | 0.00037468 | 0.00041461 | 0.0004154 | 0.00042376 | 0.0004458 | 0.00046727 | 0.00061729 | 0.00061898 | 0.00067977 | 0.00068143 | 0.0011313 | 0.0011327
Region | REZ | REZ Name | Technology | 2023-24 | 2024-25 | 2025-26 | 2026-27 | 2027-28 | 2028-29 | 2029-30 | 2030-31 | 2031-32 | 2032-33 | 2033-34 | 2034-35 | 2035-36 | 2036-37 | 2037-38 | 2038-39 | 2039-40 | 2040-41 | 2041-42 | 2042-43 | 2043-44 | 2044-45 | 2045-46 | 2046-47 | 2047-48 | 2048-49 | 2049-50
QLD | Q1 | Far North QLD | Wind | 337.318 | 829.3215 | 829.3216 | 829.3216 | 829.3216 | 829.3216 | 829.3216 | 875.4376 | 875.4376 | 905.7536 | 907.3188 | 907.3188 | 907.3188 | 907.3188 | 1165.5366 | 1165.5366 | 1165.5366 | 1165.5366 | 1165.5366 | 1214.7979 | 1130.0703 | 1130.0703 | 1130.0703 | 1168.6316 | 1168.6316 | 1150.0617 | 1378.6744
QLD | Q2 | North Qld Clean Energy Hub | Wind | 43.2 | 51.1962 | 51.1963 | 51.1963 | 51.1963 | 747.2209 | 747.2209 | 747.221 | 747.221 | 747.221 | 756.2762 | 779.7507 | 779.7507 | 779.7508 | 798.0318 | 798.0318 | 798.0318 | 798.0319 | 798.0319 | 801.2665 | 1367.7166 | 1367.7166 | 1324.5166 | 1335.0303 | 1335.0303 | 1335.0305 | 1335.0305
QLD | Q3 | Northern Qld | Wind | 0 | 0 | 0 | 0 | 0 | 0 | 0 | 0 | 0 | 0 | 0 | 0 | 0 | 0 | 0 | 0 | 0 | 0 | 0 | 0 | 0 | 0 | 0 | 0 | 0 | 0 | 0
QLD | Q4 | Isaac | Wind | 0 | 0.00059395 | 0.00059427 | 0.00061848 | 0.0014876 | 1000.0006 | 1000.0006 | 1000.0014 | 1000.0014 | 1000.0014 | 1000.0014 | 1000.0014 | 1000.0014 | 1000.0014 | 1000.0015 | 1000.0015 | 1000.0015 | 1000.0015 | 1000.0015 | 1000.0015 | 1000.0015 | 1000.0015 | 1000.0015 | 1000.0467 | 1000.0467 | 1338.4512 | 1338.4512
QLD | Q5 | Barcaldine | Wind | 0 | 0.00055776 | 0.00055858 | 0.001055 | 0.0026956 | 0.0048988 | 0.0049019 | 76.9561 | 99.3107 | 101.18 | 113.4547 | 113.4547 | 113.4547 | 113.4547 | 113.4548 | 113.4548 | 113.4548 | 116.1776 | 116.1777 | 120.0328 | 129.5104 | 129.5104 | 129.5105 | 129.5112 | 129.5112 | 129.5112 | 129.5112
QLD | Q6 | Fitzroy | Wind | 0 | 0.0019156 | 0.0019165 | 522.6368 | 900.0004 | 1128.3242 | 1128.3242 | 1128.3251 | 1128.3251 | 1128.3252 | 1654.0513 | 1654.0513 | 1654.0513 | 1654.0513 | 3499.9998 | 3499.9998 | 3499.9998 | 3499.9998 | 3499.9998 | 3499.9998 | 3499.9998 | 3499.9998 | 3499.9998 | 4156.328 | 4156.328 | 4156.328 | 4156.328
QLD | Q7 | Wide Bay | Wind | 0 | 0.00046671 | 0.00046719 | 0.00051246 | 0.00056768 | 181.9114 | 181.9114 | 181.9114 | 181.9114 | 181.9114 | 181.9114 | 181.9114 | 181.9114 | 181.9114 | 181.9114 | 181.9115 | 181.9115 | 181.9115 | 181.9115 | 181.9115 | 181.9115 | 181.9115 | 181.9115 | 449.3994 | 1100.0001 | 1100.0001 | 1100.0001
QLD | Q8 | Darling Downs | Wind | 753 | 1540.5186 | 1540.5186 | 1540.519 | 2325.9988 | 3054.7154 | 3096.5107 | 4579.7261 | 4579.7261 | 5830.0318 | 6525.9976 | 6525.9976 | 6525.9976 | 6525.9976 | 6525.9976 | 6525.9976 | 6525.9976 | 6525.9976 | 6525.9976 | 7621.6426 | 7621.6426 | 7168.6426 | 7168.6426 | 9328.4266 | 9328.4266 | 9925.2071 | 9925.2071
QLD | Q9 | Banana | Wind | 0 | 0.00041504 | 0.00041537 | 0.00047482 | 0.00070281 | 187.0995 | 187.0995 | 187.0996 | 187.0996 | 187.0999 | 187.0999 | 187.0999 | 187.0999 | 187.1001 | 187.1006 | 187.1006 | 187.1006 | 422.2305 | 680.945 | 680.945 | 680.945 | 680.945 | 680.945 | 1865.0948 | 1865.0948 | 1865.0948 | 1865.0948
NSW | N1 | North West NSW | Wind | 0 | 0 | 0 | 0 | 0 | 0 | 0 | 0 | 0 | 0 | 0 | 0 | 0 | 0 | 0 | 0 | 0 | 0 | 0 | 0 | 0 | 0 | 0 | 0 | 0 | 0 | 0
NSW | N2 | New England | Wind | 442.48 | 442.488 | 454.3128 | 454.3128 | 3235.2227 | 4027.1873 | 4035.1271 | 4081.5827 | 4081.5827 | 4081.5827 | 4081.5827 | 4317.4029 | 5922.6663 | 6609.0274 | 7100.6455 | 6928.1655 | 6928.1655 | 6928.1655 | 7009.994 | 7030.0254 | 7400 | 7400 | 7400 | 7400 | 7400 | 7400 | 7400
NSW | N3 | Central-West Orana | Wind | 113.19 | 2232.0652 | 2232.0652 | 3113.19 | 3543.1998 | 3543.1998 | 3773.2298 | 3773.2298 | 3773.2298 | 5140.853 | 5733.563 | 5733.563 | 5733.563 | 5733.563 | 5733.563 | 5733.563 | 5733.563 | 5897.651 | 6018.171 | 7182.876 | 8357.2554 | 8357.2554 | 8357.2554 | 9526.45 | 10769.19 | 10769.19 | 10656
NSW | N4 | Broken Hill | Wind | 198.94 | 198.9404 | 198.9404 | 198.9405 | 198.9405 | 198.9409 | 198.9417 | 198.9434 | 198.9434 | 198.9865 | 198.9866 | 198.9866 | 198.9866 | 198.9866 | 198.9866 | 198.9866 | 198.9866 | 236.3466 | 236.3466 | 274.7256 | 182.7037 | 182.7042 | 215.3584 | 312.2907 | 312.2908 | 312.2908 | 312.2908
NSW | N5 | South West NSW | Wind | 0 | 0 | 0.00061218 | 0.00063173 | 0.00063483 | 0.00064554 | 0.00080431 | 0.00097242 | 0.00099292 | 0.0011688 | 0.0012837 | 0.0012863 | 0.0012894 | 0.0013125 | 0.0013377 | 0.0014029 | 0.0014088 | 0.0018777 | 0.0018818 | 0.013912 | 0.013918 | 0.025404 | 0.065417 | 0.065436 | 1100.0178 | 1100.0178 | 1100.0178
NSW | N6 | Wagga Wagga | Wind | 0 | 0.00034312 | 0.00034336 | 0.00037281 | 0.00042313 | 0.00053328 | 0.00075963 | 0.0008852 | 0.00088834 | 0.00089638 | 0.00092577 | 0.00092682 | 0.00092845 | 0.00094295 | 0.00095602 | 0.0011035 | 0.0011251 | 0.0013724 | 0.001375 | 0.0022869 | 0.0022882 | 0.0022953 | 0.0024995 | 0.0026074 | 0.015446 | 0.015484 | 149.8199
NSW | N7 | Tumut | Wind | 0 | 0 | 0 | 0 | 0 | 0 | 0 | 0 | 0 | 0 | 0 | 0 | 0 | 0 | 0 | 0 | 0 | 0 | 0 | 0 | 0 | 0 | 0 | 0 | 0 | 0 | 0
NSW | N8 | Cooma-Monaro | Wind | 113 | 372.2393 | 411.23 | 411.23 | 411.23 | 411.2301 | 413.0001 | 413.0001 | 413.0001 | 413.0001 | 413.0001 | 413.0001 | 413.0001 | 413.0001 | 413.0002 | 416.2228 | 480.555 | 457.8897 | 457.8897 | 828 | 828 | 828 | 828 | 828 | 828 | 828 | 828
VIC | V1 | Ovens Murray | Wind | 0 | 0 | 0 | 0 | 0 | 0 | 0 | 0 | 0 | 0 | 0 | 0 | 0 | 0 | 0 | 0 | 0 | 0 | 0 | 0 | 0 | 0 | 0 | 0 | 0 | 0 | 0
VIC | V2 | Murray River | Wind | 0 | 0 | 0 | 0 | 0 | 0 | 0 | 0 | 0 | 0 | 0 | 0 | 0 | 0 | 0 | 0 | 0 | 0 | 0 | 0 | 0 | 0 | 0 | 0 | 0 | 0 | 0
VIC | V3 | Western Victoria | Wind | 1934.5 | 1934.5002 | 1934.5002 | 1934.5005 | 2205.2004 | 2592.1955 | 2634.5012 | 2634.5032 | 2634.5032 | 2634.5032 | 2582.0162 | 2390.0162 | 2390.0162 | 2390.0271 | 2781.1449 | 2781.1449 | 2781.1449 | 2781.1449 | 2781.1449 | 3024.1459 | 2918.2179 | 2606.2179 | 2743.7145 | 3815.75 | 3575.7501 | 3630.7649 | 3704.6481
VIC | V4 | South West Victoria | Wind | 2023.21 | 2404.7112 | 2404.7112 | 2809.4135 | 2809.4135 | 2809.4135 | 2884.6935 | 2979.273 | 2979.273 | 2979.273 | 4926.5179 | 4926.5179 | 4926.5179 | 4926.5179 | 5398.51 | 4978.51 | 4978.51 | 4856.26 | 4856.26 | 4836.76 | 4644.16 | 4644.16 | 3780.6 | 3780.6 | 3780.6 | 3780.6 | 3780.6
VIC | V5 | Gippsland | Wind | 0 | 500.0004 | 500.0004 | 500.0024 | 500.0024 | 500.0025 | 1109.6952 | 1999.9998 | 1999.9998 | 2000 | 2000 | 2000 | 2000 | 2000 | 2000 | 2000 | 2000 | 2000 | 2000 | 2000 | 2000 | 2000 | 2000 | 2000 | 2000 | 2000 | 2000
VIC | V6 | Central North VIC | Wind | 0 | 0.00061746 | 0.00061755 | 0.0010663 | 0.0010694 | 0.0013061 | 0.0013137 | 363.2333 | 363.2333 | 400.0015 | 400.0015 | 400.0015 | 400.0015 | 400.0015 | 400.0016 | 400.0024 | 532.9219 | 654.112 | 654.112 | 767.1428 | 767.1428 | 767.1428 | 1093.8821 | 1520.0029 | 1600 | 1600 | 1600
SA | S1 | South East SA | Wind | 324.5 | 759.0206 | 759.0206 | 1063.1556 | 1063.1556 | 1063.1557 | 1124.5006 | 1078.5677 | 1078.5677 | 1078.5677 | 1182.0426 | 1182.0426 | 1101.5426 | 1101.5426 | 1101.5426 | 1101.1306 | 1101.1307 | 1075.1998 | 1075.1998 | 1286.2041 | 1322.8547 | 1322.8547 | 1322.8547 | 1322.8547 | 1368.8726 | 1368.8726 | 1374.6456
SA | S2 | Riverland | Wind | 0 | 0.00042786 | 0.00042798 | 0.00054562 | 0.0005485 | 0.00056428 | 0.00064479 | 0.00089104 | 0.00089709 | 0.0010329 | 0.0012297 | 0.0012343 | 0.001252 | 0.0012648 | 0.0012806 | 0.0014943 | 0.0015065 | 0.0015261 | 0.0015285 | 0.001948 | 0.0019555 | 0.0022369 | 0.0022859 | 0.0023487 | 0.0029386 | 0.003033 | 0.0030377
SA | S3 | Mid-North SA | Wind | 1343.1 | 1343.1014 | 1343.1014 | 1343.1062 | 1343.1062 | 2136.1527 | 2213.5311 | 2213.5322 | 2213.5322 | 2324.9603 | 2226.2603 | 2226.2603 | 2154.8603 | 2123.76 | 2188.203 | 2188.2137 | 2262.229 | 2336.3578 | 2336.3578 | 2715.5536 | 2501.6536 | 2501.6536 | 2370.8536 | 2370.8537 | 2678.1468 | 3057.672 | 3582.0678
SA | S4 | Yorke Peninsula | Wind | 90.75 | 90.752 | 90.752 | 104.7055 | 104.7057 | 104.7057 | 105.3517 | 108.7568 | 108.7568 | 108.7569 | 108.7569 | 108.7569 | 108.7569 | 108.7569 | 108.7569 | 108.7569 | 108.7569 | 108.7569 | 108.7569 | 108.757 | 108.757 | 108.7647 | 108.7647 | 108.7648 | 108.7648 | 108.7648 | 108.7797
SA | S5 | Northern SA | Wind | 422.4 | 422.4 | 422.4 | 422.4 | 422.4 | 422.4 | 422.4 | 422.4 | 422.4 | 422.4 | 422.4 | 422.4 | 422.4 | 422.4 | 422.4 | 422.4 | 422.4 | 422.4 | 422.4 | 422.4 | 422.4 | 422.4 | 210 | 210 | 210 | 210 | 210
SA | S6 | Leigh Creek | Wind | 0 | 0.00070825 | 0.00070849 | 0.00087057 | 0.00087579 | 0.0023556 | 0.0024651 | 0.0024888 | 0.0024893 | 0.0025086 | 0.0025098 | 0.0025142 | 0.0025158 | 0.002536 | 600.0057 | 600.0057 | 600.0057 | 600.0057 | 600.0057 | 600.0057 | 600.0057 | 600.0058 | 600.0058 | 2118.5852 | 2399.9987 | 2399.9987 | 2399.9987
SA | S7 | Roxby Downs | Wind | 0 | 0 | 0 | 0 | 0 | 0 | 0 | 0 | 0 | 0 | 0 | 0 | 0 | 0 | 0 | 0 | 0 | 0 | 0 | 0 | 0 | 0 | 0 | 0 | 0 | 0 | 0
SA | S8 | Eastern Eyre Peninsula | Wind | 136 | 136.0008 | 136.0008 | 136.0021 | 136.0021 | 136.0021 | 136.0021 | 211.6367 | 211.6367 | 275.9634 | 275.9634 | 275.9634 | 205.9719 | 205.9719 | 205.9719 | 205.9719 | 205.9719 | 205.9719 | 205.9719 | 205.972 | 205.972 | 464.141 | 464.1411 | 464.1411 | 464.1411 | 464.1411 | 464.1411
SA | S9 | Western Eyre Peninsula | Wind | 0 | 0.00070387 | 0.00070404 | 0.0014108 | 0.0014297 | 0.0014517 | 0.0014624 | 0.0033345 | 0.0033373 | 0.0076705 | 0.0077215 | 0.0077297 | 0.0083174 | 0.0083292 | 0.008341 | 0.0083443 | 0.0083468 | 0.02206 | 0.022062 | 0.022084 | 0.022095 | 0.048544 | 0.04855 | 0.048565 | 0.048573 | 0.04858 | 0.048583
TAS | T1 | North East Tasmania | Wind | 168 | 234.7368 | 234.7368 | 234.7368 | 234.7368 | 234.7368 | 234.7368 | 234.7368 | 282.1054 | 282.9154 | 282.9154 | 282.9154 | 282.9154 | 282.9154 | 282.9154 | 282.9154 | 282.9154 | 282.9155 | 282.9155 | 282.9155 | 282.9155 | 282.9155 | 282.9155 | 282.9155 | 282.9155 | 282.9155 | 282.9155
TAS | T2 | North West Tasmania | Wind | 251.6 | 251.6022 | 251.6022 | 251.6023 | 251.6024 | 333.957 | 333.9571 | 333.9579 | 1351.5882 | 1351.5882 | 1351.5882 | 1351.5882 | 1351.5882 | 1351.5882 | 1351.5882 | 1351.5882 | 1351.5882 | 1351.5882 | 1351.5882 | 1351.5882 | 1351.5882 | 1351.5882 | 1351.5882 | 1351.5884 | 1351.5884 | 1351.5884 | 1351.5884
TAS | T3 | Central Highlands | Wind | 144 | 665.1943 | 665.1943 | 675.4446 | 803.6477 | 804.0332 | 1265.695 | 1273.4778 | 1296.6356 | 1296.6356 | 1296.6356 | 1296.6356 | 1296.6356 | 1296.6356 | 1297.513 | 1297.513 | 1297.513 | 1326.3347 | 1326.3347 | 1326.3347 | 1326.3347 | 1182.3347 | 1182.3347 | 1182.3348 | 1182.3348 | 1182.3348 | 1182.3348
Region | REZ | REZ Name | Technology | 2023-24 | 2024-25 | 2025-26 | 2026-27 | 2027-28 | 2028-29 | 2029-30 | 2030-31 | 2031-32 | 2032-33 | 2033-34 | 2034-35 | 2035-36 | 2036-37 | 2037-38 | 2038-39 | 2039-40 | 2040-41 | 2041-42 | 2042-43 | 2043-44 | 2044-45 | 2045-46 | 2046-47 | 2047-48 | 2048-49 | 2049-50
NSW | O1 | Hunter Coast | Offshore Wind | 0 | 0 | 0 | 0 | 0 | 0 | 0 | 0 | 0 | 0 | 0 | 0 | 0 | 0 | 0 | 0 | 0.00012217 | 0.00012773 | 0.00013135 | 0.00020645 | 0.00020909 | 0.00020943 | 0.0002107 | 0.00026201 | 0.00026222 | 0.00031515 | 0.00031534
NSW | O2 | Illawarra Coast | Offshore Wind | 0 | 0 | 0 | 0 | 0 | 0 | 0 | 0 | 0 | 0 | 0 | 0 | 0 | 0 | 0 | 0 | 0.00013015 | 0.0001395 | 0.00013963 | 0.00019384 | 0.00019483 | 0.00019497 | 0.00019544 | 0.00026404 | 0.00026454 | 0.00040116 | 0.0004025
VIC | O3 | Gippsland Coast | Offshore Wind | 0 | 0 | 0 | 0 | 0 | 0 | 0 | 0 | 0 | 0 | 0 | 0 | 0 | 0 | 0 | 0.00010687 | 0.00011582 | 0.00014882 | 0.00015017 | 0.00026095 | 0.00027119 | 0.00027214 | 0.00030338 | 0.00039945 | 0.00062398 | 0.00062511 | 0.00091095
TAS | O4 | North West Tasmania Coast | Offshore Wind | 0 | 0 | 0 | 0 | 0 | 0 | 0 | 0 | 0 | 0 | 0 | 0 | 0 | 0 | 0 | 0 | 0 | 0.00013589 | 0.00013633 | 0.00013758 | 0.00013819 | 0.00013882 | 0.00013933 | 0.00013993 | 0.00014041 | 0.00015496 | 0.00016412
VIC | O5 | Portland Coast | Offshore Wind | 0 | 0 | 0 | 0 | 0 | 0 | 0 | 0 | 0 | 0 | 0 | 0 | 0 | 0 | 0 | 0 | 0.00011624 | 0.00013048 | 0.00013074 | 0.00017513 | 0.00021936 | 0.00021954 | 0.00037484 | 0.00037958 | 0.0011336 | 0.001145 | 0.0011578
SA | O6 | South East SA Coast | Offshore Wind | 0 | 0 | 0 | 0 | 0 | 0 | 0 | 0 | 0 | 0 | 0 | 0 | 0 | 0 | 0 | 0 | 0.00010445 | 0.00011581 | 0.00011612 | 0.00012172 | 0.00013427 | 0.00013458 | 0.00014423 | 0.00015091 | 0.00017596 | 0.00019495 | 0.0001995

## Option 5A_VOM Cost
VOM cost by technology ($000s) - Option 5A, Step Change Scenario
VOM | Real June 2021 dollars discounted to 1 July 2021
Explicitly modelled generation
Region | Technology | 2023-24 | 2024-25 | 2025-26 | 2026-27 | 2027-28 | 2028-29 | 2029-30 | 2030-31 | 2031-32 | 2032-33 | 2033-34 | 2034-35 | 2035-36 | 2036-37 | 2037-38 | 2038-39 | 2039-40 | 2040-41 | 2041-42 | 2042-43 | 2043-44 | 2044-45 | 2045-46 | 2046-47 | 2047-48 | 2048-49 | 2049-50
NEM | Black Coal | 331351.782 | 274909.439 | 254546.1346 | 223965.4135 | 168448.869 | 133607.542 | 114536.7817 | 82995.3215 | 75834.7693 | 63962.7645 | 38459.1065 | 36404.1385 | 30192.7018 | 27830.6108 | 27712.3035 | 24865.2278 | 6862.638 | 2586.4938 | 2389.9095 | 0 | 0 | 0 | 0 | 0 | 0 | 0 | 0
NEM | Brown Coal | 106902.311 | 88685.0825 | 78583.5185 | 58372.798 | 55668.327 | 44111.9095 | 26612.55 | 16430.993 | 12376.008 | 0 | 0 | 0 | 0 | 0 | 0 | 0 | 0 | 0 | 0 | 0 | 0 | 0 | 0 | 0 | 0 | 0 | 0
NEM | CCGT | 14272.9598 | 10331.0286 | 19164.9037 | 23002.3793 | 22283.4904 | 24683.781 | 27109.1497 | 30369.5075 | 25421.924 | 23439.9288 | 29924.6555 | 32393.4891 | 23051.0112 | 19726.524 | 14406.2207 | 15329.1236 | 13363.6572 | 10831.7397 | 8607.8737 | 9521.1552 | 7118.599 | 5396.9706 | 2780.9943 | 1939.9814 | 1811.8759 | 1689.4145 | 1640.7485
NEM | Gas - Steam | 238.9453 | 219.05 | 653.7313 | 296.0449 | 186.307 | 375.5582 | 296.9354 | 1479.8835 | 250.0539 | 511.5602 | 424.6741 | 705.7145 | 399.7058 | 520.8447 | 548.616 | 552.4267 | 0 | 0 | 0 | 0 | 0 | 0 | 0 | 0 | 0 | 0 | 0
NEM | OCGT / Diesel | 1874.4224 | 1532.9798 | 3106.1507 | 3169.6738 | 2174.2348 | 3051.7797 | 2410.527 | 9135.5105 | 4125.8206 | 6335.4712 | 10462.2738 | 17085.8705 | 9750.518 | 11805.4769 | 8981.8291 | 7498.5702 | 18120.0757 | 14750.546 | 7603.5003 | 9577.0378 | 14098.9692 | 6917.3497 | 8771.9891 | 8777.7248 | 4057.5348 | 6224.3784 | 5489.0128
NEM | Hydro | 115834.0396 | 99630.601 | 96282.7218 | 88381.2724 | 71122.6183 | 82769.9486 | 84414.9994 | 77855.1558 | 69928.8454 | 63280.2717 | 65609.5898 | 63193.9762 | 55023.711 | 47893.8008 | 53595.539 | 46227.2941 | 40632.7143 | 37075.2979 | 33515 | 35896.0823 | 34119.1013 | 30040.0251 | 27347.0415 | 33828.0089 | 30166.4929 | 28734.3693 | 26129.3161
NEM | Hydrogen Turbine | 0 | 0 | 0 | 0 | 0 | 0 | 0 | 0 | 0 | 0 | 0 | 0 | 0 | 0 | 0 | 0 | 0 | 0 | 0 | 0 | 0 | 0 | 0 | 0 | 0 | 0 | 0
NEM | Wind | 2522.2108 | 3885.2579 | 3774.3397 | 4216.9798 | 5292.2989 | 5951.4714 | 5916.9057 | 6017.9667 | 6190.9566 | 6137.0905 | 6249.786 | 5845.1984 | 5916.6032 | 5853.1974 | 5884.8158 | 5515.3509 | 5130.4583 | 4887.2492 | 4579.5892 | 4571.8741 | 4355.6386 | 4180.263 | 4018.99 | 4320.4016 | 4222.6319 | 4023.0243 | 3824.3514
NEM | Solar PV | 1830.0336 | 1600.1798 | 1738.3846 | 1734.5575 | 1630.047 | 1506.3332 | 1634.1627 | 1878.9363 | 1851.2097 | 2136.5734 | 2171.7059 | 2218.1175 | 2167.2609 | 2096.9666 | 2137.7244 | 2237.9485 | 2862.5468 | 2965.453 | 3238.3675 | 3550.7182 | 3525.5285 | 3340.4463 | 3292.0218 | 2944.036 | 2827.488 | 2950.9703 | 2873.132
NEM | Grid Battery | 36.6978 | 34.452 | 117.8494 | 190.3419 | 393.0491 | 709.4865 | 698.5091 | 808.461 | 747.403 | 1326.253 | 1218.762 | 1112.8824 | 1205.5275 | 1150.1599 | 1064.7014 | 1027.4913 | 1503.9405 | 1521.47 | 2084.2601 | 2267.8651 | 2165.8331 | 2182.4746 | 2131.0299 | 1710.0444 | 1548.5618 | 1656.6887 | 1515.1737
NEM | Pumped Hydro | 3583.5468 | 5587.8499 | 5293.8087 | 8806.5397 | 10910.5625 | 16325.4282 | 17152.8821 | 22160.9454 | 21566.4384 | 19508.2109 | 20501.8752 | 19609.6731 | 19586.0415 | 19562.1532 | 16812.7264 | 15210.7942 | 13456.8789 | 9542.9965 | 10092.3067 | 9776.0229 | 8196.5923 | 7049.3718 | 6736.5446 | 8233.7298 | 5998.3598 | 5556.821 | 4152.1624
NEM | VPP | 19.3687 | 36.6189 | 61.7725 | 85.384 | 109.1806 | 127.1521 | 160.1875 | 184.151 | 200.4521 | 223.2719 | 248.5153 | 264.8073 | 292.9011 | 315.3357 | 314.0228 | 322.5667 | 332.6392 | 319.2345 | 328.744 | 319.3686 | 307.0618 | 311.0167 | 316.3307 | 293.4956 | 284.7902 | 286.7496 | 274.9742
Total excluding storage |  | 578466.3178 | 486452.5394 | 463323.3156 | 412221.3847 | 338218.9843 | 313220.3905 | 280943.5903 | 249316.8322 | 218493.881 | 186861.3962 | 175270.9441 | 178833.8675 | 147585.9819 | 136755.07 | 131458.4991 | 118786.7941 | 102265.549 | 84480.4806 | 72439.551 | 75480.1242 | 73887.3239 | 59417.9178 | 55394.942 | 62047.4225 | 50917.7353 | 51122.4161 | 45898.8711
Region | Technology | 2023-24 | 2024-25 | 2025-26 | 2026-27 | 2027-28 | 2028-29 | 2029-30 | 2030-31 | 2031-32 | 2032-33 | 2033-34 | 2034-35 | 2035-36 | 2036-37 | 2037-38 | 2038-39 | 2039-40 | 2040-41 | 2041-42 | 2042-43 | 2043-44 | 2044-45 | 2045-46 | 2046-47 | 2047-48 | 2048-49 | 2049-50
NSW1 | Black Coal | 166025.957 | 131182.0975 | 114394.6504 | 102628.747 | 67125.361 | 58251.687 | 46079.344 | 37611.537 | 34937.9005 | 33540.488 | 17187.002 | 16746.962 | 13918.7335 | 11748.9895 | 12367.8975 | 11686.0305 | 0 | 0 | 0 | 0 | 0 | 0 | 0 | 0 | 0 | 0 | 0
NSW1 | Brown Coal | 0 | 0 | 0 | 0 | 0 | 0 | 0 | 0 | 0 | 0 | 0 | 0 | 0 | 0 | 0 | 0 | 0 | 0 | 0 | 0 | 0 | 0 | 0 | 0 | 0 | 0 | 0
NSW1 | CCGT | 91.8166 | 40.2784 | 1857.1641 | 3871.5338 | 4149.3595 | 3379.5375 | 5369.301 | 5164.0945 | 4466.5425 | 3862.2175 | 5523.199 | 6165.8025 | 3806.338 | 3734.922 | 3765.5275 | 4266.551 | 4111.8308 | 3067.7758 | 2506.397 | 2858.4682 | 0 | 0 | 0 | 0 | 0 | 0 | 0
NSW1 | Gas - Steam | 0 | 0 | 0 | 0 | 0 | 0 | 0 | 0 | 0 | 0 | 0 | 0 | 0 | 0 | 0 | 0 | 0 | 0 | 0 | 0 | 0 | 0 | 0 | 0 | 0 | 0 | 0
NSW1 | OCGT / Diesel | 65.8396 | 31.3244 | 167.4459 | 183.7712 | 111.8971 | 15.5834 | 0.28755 | 353.4566 | 61.846 | 353.7765 | 439.1131 | 1910.8977 | 1035.3029 | 1430.3281 | 774.0039 | 749.8129 | 3620.4425 | 3640.7562 | 1871.7666 | 1918.0998 | 3464.7602 | 1365.8305 | 2007.8142 | 1492.3227 | 1224.1175 | 1253.749 | 1490.589
NSW1 | Hydro | 13510.6598 | 17874.506 | 17675.8066 | 16893.1827 | 13344.5486 | 18144.2506 | 14584.0861 | 14029.0184 | 12561.8463 | 10560.5893 | 12339.3274 | 12196.1499 | 10730.0418 | 8960.8863 | 11725.98 | 9384.7408 | 7866.4299 | 7173.6978 | 6200.6322 | 6869.7017 | 6679.2245 | 5757.804 | 4641.3246 | 6859.8068 | 6323.6265 | 5984.7972 | 5493.495
NSW1 | Hydrogen Turbine | 0 | 0 | 0 | 0 | 0 | 0 | 0 | 0 | 0 | 0 | 0 | 0 | 0 | 0 | 0 | 0 | 0 | 0 | 0 | 0 | 0 | 0 | 0 | 0 | 0 | 0 | 0
NSW1 | Wind | 523.8315 | 1146.6026 | 1105.2478 | 1292.6964 | 1956.8258 | 2047.5428 | 1887.3281 | 1781.9171 | 1678.9853 | 1815.8908 | 1764.2937 | 1681.0099 | 1879.0311 | 1864.4321 | 1850.2223 | 1650.3396 | 1555.0775 | 1378.7829 | 1366.2838 | 1375.423 | 1360.6446 | 1339.0912 | 1294.6035 | 1354.2631 | 1334.2426 | 1232.0351 | 1104.8314
NSW1 | Solar PV | 772.2756 | 687.5678 | 812.1282 | 849.7948 | 813.7193 | 772.3488 | 888.074 | 1082.0591 | 1016.9571 | 1038.0917 | 1054.1106 | 976.7715 | 981.0657 | 949.0715 | 934.5447 | 954.1743 | 1180.4032 | 1156.9307 | 1196.9841 | 1147.6002 | 1070.2747 | 1064.7673 | 1031.1313 | 965.3229 | 895.0191 | 940.6242 | 924.2618
NSW1 | Grid Battery | 1.8099 | 2.0843 | 85.5411 | 160.0883 | 364.8404 | 421.8001 | 426.0922 | 435.3805 | 390.9613 | 565.2513 | 500.214 | 442.1334 | 456.7369 | 425.3016 | 378.5475 | 358.0989 | 594.4215 | 535.0921 | 654.8061 | 599.1486 | 520.0139 | 584.2791 | 536.8989 | 455.8219 | 361.5793 | 426.8054 | 398.3815
NSW1 | Pumped Hydro | 732.1166 | 1379.4989 | 1324.4916 | 3686.722 | 5886.505 | 13701.0873 | 14131.0759 | 18333.9374 | 18045.7128 | 16561.3636 | 17549.5581 | 16945.4885 | 16721.6739 | 16900.2792 | 15151.0292 | 13260.5157 | 11556.4545 | 7962.9547 | 8583.4728 | 8337.5809 | 6909.1926 | 5833.6082 | 5734.0949 | 7397.4588 | 5285.5416 | 4816.7046 | 3498.6218
NSW1 | VPP | 5.0858 | 11.0666 | 19.4402 | 27.0229 | 34.4487 | 40.2352 | 50.9257 | 60.1434 | 66.6654 | 76.2895 | 86.3554 | 92.4227 | 103.4494 | 109.731 | 110.3134 | 112.9763 | 117.2016 | 112.3581 | 115.1037 | 111.4112 | 105.5982 | 109.0416 | 109.0245 | 101.351 | 97.5856 | 99.8466 | 97.827
Total excluding storage |  | 181729.3924 | 152355.0265 | 137441.9158 | 129593.5591 | 93787.5055 | 96774.0726 | 83416.5147 | 78851.5439 | 73227.4172 | 68373.9582 | 56443.1731 | 57157.6381 | 49632.3733 | 46123.9413 | 47058.066 | 42423.24 | 30602.2616 | 25028.3483 | 22495.4463 | 23217.4336 | 20109.7088 | 16054.4218 | 15354.8919 | 18626.3472 | 15521.7123 | 14754.5621 | 13008.0075
Region | Technology | 2023-24 | 2024-25 | 2025-26 | 2026-27 | 2027-28 | 2028-29 | 2029-30 | 2030-31 | 2031-32 | 2032-33 | 2033-34 | 2034-35 | 2035-36 | 2036-37 | 2037-38 | 2038-39 | 2039-40 | 2040-41 | 2041-42 | 2042-43 | 2043-44 | 2044-45 | 2045-46 | 2046-47 | 2047-48 | 2048-49 | 2049-50
QLD1 | Black Coal | 165325.825 | 143727.3415 | 140151.4842 | 121336.6665 | 101323.508 | 75355.855 | 68457.4377 | 45383.7845 | 40896.8688 | 30422.2765 | 21272.1045 | 19657.1765 | 16273.9683 | 16081.6213 | 15344.406 | 13179.1973 | 6862.638 | 2586.4938 | 2389.9095 | 0 | 0 | 0 | 0 | 0 | 0 | 0 | 0
QLD1 | Brown Coal | 0 | 0 | 0 | 0 | 0 | 0 | 0 | 0 | 0 | 0 | 0 | 0 | 0 | 0 | 0 | 0 | 0 | 0 | 0 | 0 | 0 | 0 | 0 | 0 | 0 | 0 | 0
QLD1 | CCGT | 6917.8981 | 5488.0297 | 10263.3811 | 14656.207 | 14453.8987 | 15974.677 | 16897.2207 | 18869.659 | 17241.3255 | 15494.0595 | 19975.4875 | 20637.5436 | 15992.7714 | 12293.3925 | 10640.6932 | 11062.5726 | 9251.8264 | 7763.9639 | 6101.4767 | 6662.687 | 7118.599 | 5396.9706 | 2780.9943 | 1939.9814 | 1811.8759 | 1689.4145 | 1640.7485
QLD1 | Gas - Steam | 0 | 0 | 0 | 0 | 0 | 0 | 0 | 0 | 0 | 0 | 0 | 0 | 0 | 0 | 0 | 0 | 0 | 0 | 0 | 0 | 0 | 0 | 0 | 0 | 0 | 0 | 0
QLD1 | OCGT / Diesel | 23.5799 | 0.0037272 | 23.3379 | 153.439 | 193.9882 | 125.9893 | 35.6475 | 2610.7645 | 2012.2758 | 1922.872 | 5701.2177 | 6424.5994 | 4496.8927 | 5966.4551 | 2428.5068 | 1515.5471 | 4713.6794 | 3743.4832 | 1571.7737 | 2827.4136 | 3204.3901 | 1919.6005 | 2812.7178 | 2683.0829 | 916.7209 | 2218.7728 | 1522.2519
QLD1 | Hydro | 4790.0791 | 4543.7092 | 4413.2306 | 4012.6017 | 3877.3098 | 3737.0783 | 3508.0868 | 3298.3231 | 3115.974 | 2959.4198 | 2781.1336 | 2611.5492 | 2458.9278 | 2335.1189 | 682.9997 | 601.7221 | 464.2683 | 405.5227 | 358.7064 | 0 | 0 | 0 | 0 | 0 | 0 | 0 | 0
QLD1 | Hydrogen Turbine | 0 | 0 | 0 | 0 | 0 | 0 | 0 | 0 | 0 | 0 | 0 | 0 | 0 | 0 | 0 | 0 | 0 | 0 | 0 | 0 | 0 | 0 | 0 | 0 | 0 | 0 | 0
QLD1 | Wind | 353.4133 | 645.711 | 647.1101 | 740.8294 | 1012.2389 | 1579.3417 | 1488.4296 | 1703.6637 | 1588.2741 | 1696.9015 | 1702.571 | 1612.4241 | 1506.1307 | 1521.1117 | 1684.6457 | 1574.7545 | 1479.4297 | 1340.6503 | 1320.4603 | 1301.9277 | 1283.1399 | 1149.1251 | 1148.4594 | 1375.172 | 1302.4641 | 1333.7372 | 1201.1483
QLD1 | Solar PV | 751.6146 | 663.9587 | 687.3073 | 658.5842 | 604.7316 | 535.2947 | 561.6006 | 627.7255 | 662.6227 | 756.2336 | 807.1616 | 855.0889 | 813.1993 | 758.2739 | 770.9997 | 870.1292 | 1268.5396 | 1320.0705 | 1339.4801 | 1741.2287 | 1604.2225 | 1451.3515 | 1396.7483 | 1266.4407 | 1261.1121 | 1317.0596 | 1316.8293
QLD1 | Grid Battery | 4.6925 | 4.4296 | 4.2807 | 4.1109 | 3.897 | 265.3736 | 251.5327 | 317.0504 | 303.8412 | 533.7194 | 521.2663 | 491.5978 | 469.7389 | 455.2208 | 373.3443 | 372.5308 | 610.4226 | 586.2688 | 779.2365 | 1119.2738 | 1004.1917 | 929.0053 | 899.695 | 717.691 | 708.9292 | 741.6524 | 703.8242
QLD1 | Pumped Hydro | 2851.4302 | 4208.351 | 3969.3163 | 5119.8164 | 5024.0561 | 2624.3397 | 3021.8047 | 3818.346 | 3509.9543 | 2831.2524 | 2839.3268 | 2566.2131 | 2743.8673 | 2545.6838 | 1536.7126 | 1833.2907 | 1779.2323 | 1471.1874 | 1409.7059 | 1352.1278 | 1202.7565 | 1121.8938 | 910.0959 | 757.4761 | 638.4128 | 671.1836 | 590.8684
QLD1 | VPP | 4.491 | 9.0152 | 15.1805 | 22.4804 | 28.7899 | 34.9941 | 45.849 | 54.58 | 60.2741 | 66.8641 | 75.7865 | 82.2286 | 88.2018 | 95.122 | 93.0589 | 97.0981 | 99.8335 | 99.0506 | 98.5733 | 99.1512 | 97.3222 | 94.3283 | 94.9794 | 90.7009 | 88.5663 | 85.7448 | 84.4194
Total excluding storage |  | 181023.0238 | 159290.5496 | 160174.6287 | 146704.7356 | 126522.4182 | 100232.9433 | 94267.6092 | 76683.8968 | 69391.4104 | 56683.5988 | 55676.0555 | 54938.4213 | 44843.6983 | 42052 | 33555.3668 | 31106.8423 | 26529.8699 | 19316.6913 | 15369.3224 | 15103.8099 | 15514.6219 | 12062.2751 | 10043.69 | 8830.5451 | 6728.0813 | 8057.5648 | 7060.09
Region | Technology | 2023-24 | 2024-25 | 2025-26 | 2026-27 | 2027-28 | 2028-29 | 2029-30 | 2030-31 | 2031-32 | 2032-33 | 2033-34 | 2034-35 | 2035-36 | 2036-37 | 2037-38 | 2038-39 | 2039-40 | 2040-41 | 2041-42 | 2042-43 | 2043-44 | 2044-45 | 2045-46 | 2046-47 | 2047-48 | 2048-49 | 2049-50
VIC1 | Black Coal | 0 | 0 | 0 | 0 | 0 | 0 | 0 | 0 | 0 | 0 | 0 | 0 | 0 | 0 | 0 | 0 | 0 | 0 | 0 | 0 | 0 | 0 | 0 | 0 | 0 | 0 | 0
VIC1 | Brown Coal | 106902.311 | 88685.0825 | 78583.5185 | 58372.798 | 55668.327 | 44111.9095 | 26612.55 | 16430.993 | 12376.008 | 0 | 0 | 0 | 0 | 0 | 0 | 0 | 0 | 0 | 0 | 0 | 0 | 0 | 0 | 0 | 0 | 0 | 0
VIC1 | CCGT | 0 | 0 | 0 | 0 | 0 | 0 | 0 | 0 | 0 | 0 | 0 | 0 | 0 | 0 | 0 | 0 | 0 | 0 | 0 | 0 | 0 | 0 | 0 | 0 | 0 | 0 | 0
VIC1 | Gas - Steam | 35.9229 | 36.955 | 135.6821 | 296.0449 | 186.307 | 375.5582 | 296.9354 | 1479.8835 | 250.0539 | 511.5602 | 424.6741 | 705.7145 | 399.7058 | 520.8447 | 548.616 | 552.4267 | 0 | 0 | 0 | 0 | 0 | 0 | 0 | 0 | 0 | 0 | 0
VIC1 | OCGT / Diesel | 222.6928 | 143.8561 | 340.7165 | 1191.6858 | 650.5706 | 1060.8844 | 670.0523 | 2867.8308 | 438.2682 | 2039.938 | 1640.7705 | 4660.8075 | 2188.3621 | 2153.3953 | 3264.2258 | 2654.7926 | 6228.818 | 5006.8873 | 2636.2921 | 3008.3368 | 5222.1055 | 3218.6478 | 3614.0525 | 4410.4224 | 1806.4456 | 2535.7455 | 2263.2689
VIC1 | Hydro | 18151.9439 | 20864.7852 | 20378.3818 | 18315.0604 | 14482.9063 | 20651.4651 | 16312.5747 | 13344.4438 | 12634.5375 | 10897.5043 | 12716.5322 | 12381.3854 | 11188.5837 | 8849.3513 | 12711.1313 | 10062.0682 | 8248.5003 | 7789.3297 | 6738.1544 | 7835.5319 | 7663.528 | 6897.3466 | 5468.7834 | 7817.4138 | 7411.8969 | 7020.2 | 6638.48
VIC1 | Hydrogen Turbine | 0 | 0 | 0 | 0 | 0 | 0 | 0 | 0 | 0 | 0 | 0 | 0 | 0 | 0 | 0 | 0 | 0 | 0 | 0 | 0 | 0 | 0 | 0 | 0 | 0 | 0 | 0
VIC1 | Wind | 890.5113 | 1062.5073 | 1038.1203 | 1111.808 | 1260.6209 | 1188.6243 | 1315.9451 | 1401.6182 | 1514.8684 | 1300.3905 | 1549.2541 | 1417.7478 | 1400.7837 | 1371.9104 | 1283.877 | 1274.3165 | 1164.3198 | 1215.9822 | 1032.8719 | 1036.9768 | 934.2525 | 900.6897 | 836.2939 | 815.1363 | 815.3745 | 731.6193 | 768.9117
VIC1 | Solar PV | 192.9158 | 156.5826 | 149.4108 | 143.8559 | 132.9727 | 125.1656 | 117.3071 | 108.5752 | 115.0652 | 244.5739 | 222.5318 | 244.1935 | 236.9909 | 251.064 | 245.3913 | 234.1159 | 243.745 | 220.6227 | 358.6488 | 347.2319 | 431.8742 | 436.028 | 451.5165 | 376.8906 | 364.2682 | 376.6302 | 342.2356
VIC1 | Grid Battery | 14.0449 | 12.3511 | 13.73 | 12.8083 | 11.6833 | 10.5692 | 9.8853 | 45.9914 | 43.2888 | 83.1353 | 68.4677 | 62.0968 | 120.9611 | 114.7568 | 130.7205 | 124.4206 | 136.547 | 173.7871 | 320.1355 | 278.2389 | 271.4145 | 316.7908 | 314.9192 | 256.8578 | 239.034 | 243.4219 | 212.2165
VIC1 | Pumped Hydro | 0 | 0 | 0.00025023 | 0.00052968 | 0.00051622 | 0.00047665 | 0.00045796 | 0.00068468 | 0.00063531 | 0.00059722 | 0.0005587 | 0.00052201 | 0.0006972 | 0.00064778 | 0.0011324 | 0.0010711 | 0.0010975 | 0.0010731 | 0.0011582 | 0.0010334 | 0.00098105 | 9.3719 | 9.1752 | 7.9197 | 7.255 | 7.6128 | 7.3068
VIC1 | VPP | 3.5759 | 7.8449 | 16.5184 | 23.6937 | 31.7604 | 36.1869 | 44.1973 | 47.7893 | 49.1941 | 52.8655 | 55.9092 | 58.9209 | 67.2999 | 73.3823 | 74.0669 | 75.4935 | 77.842 | 72.395 | 77.9262 | 73.3497 | 68.5755 | 72.6518 | 75.0356 | 68.6731 | 67.6947 | 69.0578 | 63.3394
Total excluding storage |  | 126413.9185 | 110969.9646 | 100656.0787 | 79467.7554 | 72425.1488 | 67560.3637 | 45379.4477 | 35727.1259 | 27421.2848 | 15129.9684 | 16678.14 | 19530.8671 | 15602.6878 | 13334.7055 | 18258.0299 | 14977.6351 | 16099.7733 | 14479.0051 | 11164.0299 | 12579.667 | 14591.7511 | 11851.5264 | 10769.7764 | 13753.3137 | 10711.9688 | 10984.2876 | 10295.7589
Region | Technology | 2023-24 | 2024-25 | 2025-26 | 2026-27 | 2027-28 | 2028-29 | 2029-30 | 2030-31 | 2031-32 | 2032-33 | 2033-34 | 2034-35 | 2035-36 | 2036-37 | 2037-38 | 2038-39 | 2039-40 | 2040-41 | 2041-42 | 2042-43 | 2043-44 | 2044-45 | 2045-46 | 2046-47 | 2047-48 | 2048-49 | 2049-50
SA1 | Black Coal | 0 | 0 | 0 | 0 | 0 | 0 | 0 | 0 | 0 | 0 | 0 | 0 | 0 | 0 | 0 | 0 | 0 | 0 | 0 | 0 | 0 | 0 | 0 | 0 | 0 | 0 | 0
SA1 | Brown Coal | 0 | 0 | 0 | 0 | 0 | 0 | 0 | 0 | 0 | 0 | 0 | 0 | 0 | 0 | 0 | 0 | 0 | 0 | 0 | 0 | 0 | 0 | 0 | 0 | 0 | 0 | 0
SA1 | CCGT | 7263.2451 | 4802.7205 | 7044.3585 | 4474.6385 | 3680.2322 | 5329.5665 | 4842.628 | 6335.754 | 3714.056 | 4083.6518 | 4425.969 | 5590.143 | 3251.9018 | 3698.2095 | 0 | 0 | 0 | 0 | 0 | 0 | 0 | 0 | 0 | 0 | 0 | 0 | 0
SA1 | Gas - Steam | 203.0224 | 182.095 | 518.0492 | 0 | 0 | 0 | 0 | 0 | 0 | 0 | 0 | 0 | 0 | 0 | 0 | 0 | 0 | 0 | 0 | 0 | 0 | 0 | 0 | 0 | 0 | 0 | 0
SA1 | OCGT / Diesel | 1562.3089 | 1357.7942 | 2574.649 | 1639.2926 | 1217.7775 | 1849.3212 | 1695.0243 | 3269.8968 | 1600.1303 | 1966.6339 | 2665.3824 | 3989.9143 | 1967.469 | 2196.2722 | 2441.735 | 2525.2068 | 3322.0451 | 2319.0061 | 1500.8355 | 1787.1982 | 2171.8384 | 399.0142 | 319.5865 | 172.6253 | 98.6724 | 182.2207 | 190.1974
SA1 | Hydro | 0 | 0 | 0 | 0 | 0 | 0 | 0 | 0 | 0 | 0 | 0 | 0 | 0 | 0 | 0 | 0 | 0 | 0 | 0 | 0 | 0 | 0 | 0 | 0 | 0 | 0 | 0
SA1 | Hydrogen Turbine | 0 | 0 | 0 | 0 | 0 | 0 | 0 | 0 | 0 | 0 | 0 | 0 | 0 | 0 | 0 | 0 | 0 | 0 | 0 | 0 | 0 | 0 | 0 | 0 | 0 | 0 | 0
SA1 | Wind | 590.9068 | 655.6848 | 604.0097 | 706.1599 | 657.3014 | 754.194 | 740.4596 | 679.2261 | 693.2426 | 646.8933 | 624.9427 | 537.2596 | 555.5836 | 527.3643 | 548.2701 | 537.0978 | 486.9149 | 489.3732 | 433.5085 | 470.111 | 396.4654 | 436.0686 | 392.6952 | 457.4318 | 477.4446 | 453.331 | 470.2039
SA1 | Solar PV | 113.2276 | 92.0707 | 89.5382 | 82.3226 | 78.6233 | 73.5241 | 67.1811 | 60.5764 | 56.5647 | 97.6742 | 87.9019 | 142.0635 | 136.0049 | 138.557 | 186.7886 | 179.5291 | 169.859 | 259.8597 | 335.3696 | 306.3343 | 411.7861 | 380.8915 | 405.5964 | 329.7012 | 301.0887 | 310.8926 | 284.6826
SA1 | Grid Battery | 16.1505 | 15.5868 | 14.2974 | 13.3341 | 12.628 | 11.7434 | 10.9985 | 10.0382 | 9.311 | 144.1462 | 128.8133 | 117.0537 | 158.0899 | 154.88 | 182.0884 | 172.4403 | 162.5486 | 226.3212 | 330.0812 | 271.2031 | 370.2121 | 352.3984 | 379.5159 | 279.6729 | 239.0184 | 244.8081 | 200.7505
SA1 | Pumped Hydro | 0 | 0 | 0.00023933 | 0.00033065 | 0.00032474 | 0.0003036 | 0.00029826 | 0.00035445 | 0.00034262 | 0.00032391 | 0.00030863 | 0.00029576 | 0.00034215 | 0.00032544 | 0.00037809 | 0.00036438 | 0.00035963 | 0.00037567 | 0.0004135 | 0.00040491 | 0.00039653 | 0.00045955 | 0.00044135 | 0.0004043 | 0.00039085 | 0.00037274 | 0.00039454
SA1 | VPP | 6.1776 | 8.3587 | 10.1788 | 11.4317 | 12.9552 | 14.153 | 16.7424 | 18.5115 | 20.3639 | 23.1601 | 25.95 | 26.8198 | 29.0218 | 31.8013 | 31.4146 | 31.8736 | 31.9643 | 30.0204 | 31.5992 | 30.1377 | 30.5081 | 29.8185 | 32.0382 | 28.1567 | 26.2593 | 27.2844 | 24.8689
Total excluding storage |  | 9755.0389 | 7114.3107 | 10855.081 | 6927.1797 | 5659.518 | 8032.5026 | 7373.0342 | 10374.0034 | 6093.6687 | 6962.1598 | 7958.9595 | 10403.2543 | 6098.0712 | 6747.0846 | 3390.2971 | 3446.148 | 4173.3323 | 3324.581 | 2631.3944 | 2864.9846 | 3380.8105 | 1598.1916 | 1529.4327 | 1267.5882 | 1142.4839 | 1218.5372 | 1170.7037
Region | Technology | 2023-24 | 2024-25 | 2025-26 | 2026-27 | 2027-28 | 2028-29 | 2029-30 | 2030-31 | 2031-32 | 2032-33 | 2033-34 | 2034-35 | 2035-36 | 2036-37 | 2037-38 | 2038-39 | 2039-40 | 2040-41 | 2041-42 | 2042-43 | 2043-44 | 2044-45 | 2045-46 | 2046-47 | 2047-48 | 2048-49 | 2049-50
TAS1 | Black Coal | 0 | 0 | 0 | 0 | 0 | 0 | 0 | 0 | 0 | 0 | 0 | 0 | 0 | 0 | 0 | 0 | 0 | 0 | 0 | 0 | 0 | 0 | 0 | 0 | 0 | 0 | 0
TAS1 | Brown Coal | 0 | 0 | 0 | 0 | 0 | 0 | 0 | 0 | 0 | 0 | 0 | 0 | 0 | 0 | 0 | 0 | 0 | 0 | 0 | 0 | 0 | 0 | 0 | 0 | 0 | 0 | 0
TAS1 | CCGT | 0 | 0 | 0 | 0 | 0 | 0 | 0 | 0 | 0 | 0 | 0 | 0 | 0 | 0 | 0 | 0 | 0 | 0 | 0 | 0 | 0 | 0 | 0 | 0 | 0 | 0 | 0
TAS1 | Gas - Steam | 0 | 0 | 0 | 0 | 0 | 0 | 0 | 0 | 0 | 0 | 0 | 0 | 0 | 0 | 0 | 0 | 0 | 0 | 0 | 0 | 0 | 0 | 0 | 0 | 0 | 0 | 0
TAS1 | OCGT / Diesel | 0.0011267 | 0.0014066 | 0.0014154 | 1.4852 | 0.0013944 | 0.0014112 | 9.5153 | 33.5618 | 13.3002 | 52.2507 | 15.7902 | 99.6515 | 62.4913 | 59.0263 | 73.3576 | 53.2107 | 235.0906 | 40.4132 | 22.8325 | 35.9894 | 35.8749 | 14.2568 | 17.818 | 19.2714 | 11.5784 | 33.8904 | 22.7056
TAS1 | Hydro | 79381.3568 | 56347.6006 | 53815.3029 | 49160.4276 | 39417.8536 | 40237.1547 | 50010.2517 | 47183.3705 | 41616.4876 | 38862.7583 | 37772.5966 | 36004.8917 | 30646.1577 | 27748.4442 | 28475.428 | 26178.763 | 24053.5158 | 21706.7476 | 20217.5071 | 21190.8486 | 19776.3488 | 17384.8745 | 17236.9336 | 19150.7883 | 16430.9696 | 15729.3721 | 13997.3411
TAS1 | Hydrogen Turbine | 0 | 0 | 0 | 0 | 0 | 0 | 0 | 0 | 0 | 0 | 0 | 0 | 0 | 0 | 0 | 0 | 0 | 0 | 0 | 0 | 0 | 0 | 0 | 0 | 0 | 0 | 0
TAS1 | Wind | 163.5478 | 374.7522 | 379.8518 | 365.4861 | 405.3118 | 381.7686 | 484.7433 | 451.5416 | 715.5862 | 677.0144 | 608.7246 | 596.7569 | 575.0741 | 568.3789 | 517.8007 | 478.8426 | 444.7163 | 462.4605 | 426.4648 | 387.4356 | 381.1363 | 355.2885 | 346.9381 | 318.3984 | 293.106 | 272.3016 | 279.256
TAS1 | Solar PV | 0 | 5.0969e-05 | 4.7738e-05 | 5.2087e-05 | 4.7326e-05 | 3.8377e-05 | 3.842e-05 | 4.8504e-05 | 4.2448e-05 | 5.8016e-05 | 5.8067e-05 | 7.4522e-05 | 6.9634e-05 | 6.5686e-05 | 5.8979e-05 | 5.7947e-05 | 6.5108e-05 | 7.9693 | 7.8848 | 8.3232 | 7.371 | 7.408 | 7.0293 | 5.6806 | 6 | 5.7638 | 5.1227
TAS1 | Grid Battery | 0 | 0.0002272 | 0.00025129 | 0.00026888 | 0.0003071 | 0.00029273 | 0.00033942 | 0.00053438 | 0.00062572 | 0.00072001 | 0.00070913 | 0.00066305 | 0.00069793 | 0.00065386 | 0.00069772 | 0.00066848 | 0.0006855 | 0.00085138 | 0.0008232 | 0.00077965 | 0.00085084 | 0.0010185 | 0.00095137 | 0.00084606 | 0.00087739 | 0.00089463 | 0.00097417
TAS1 | Pumped Hydro | 0 | 0 | 0.00039649 | 0.00040705 | 0.00046141 | 0.00047939 | 0.00069559 | 8.661 | 10.7704 | 115.594 | 112.9895 | 97.9706 | 120.4993 | 116.1893 | 124.9831 | 116.9864 | 121.1907 | 108.853 | 99.1264 | 86.3128 | 84.6419 | 84.4975 | 83.1782 | 70.8747 | 67.15 | 61.3196 | 55.3649
TAS1 | VPP | 0.038515 | 0.33357 | 0.4546 | 0.7554 | 1.2263 | 1.5829 | 2.4732 | 3.1267 | 3.9546 | 4.0928 | 4.5142 | 4.4152 | 4.9283 | 5.2992 | 5.1691 | 5.1252 | 5.7979 | 5.4105 | 5.5416 | 5.3189 | 5.0578 | 5.1765 | 5.253 | 4.614 | 4.6842 | 4.8159 | 4.5196
Total excluding storage |  | 79544.9443 | 56722.688 | 54195.6114 | 49528.155 | 39824.3939 | 40620.5083 | 50506.9845 | 47680.2622 | 42360.0998 | 39711.711 | 38514.6159 | 36803.6867 | 31409.1514 | 28497.3386 | 29196.7393 | 26832.9286 | 24860.312 | 22331.8549 | 20779.358 | 21714.2292 | 20290.4316 | 17851.5027 | 17697.1511 | 19569.6283 | 16813.489 | 16107.4644 | 14364.3109
Explicitly modelled pumping
Region | Technology | 2023-24 | 2024-25 | 2025-26 | 2026-27 | 2027-28 | 2028-29 | 2029-30 | 2030-31 | 2031-32 | 2032-33 | 2033-34 | 2034-35 | 2035-36 | 2036-37 | 2037-38 | 2038-39 | 2039-40 | 2040-41 | 2041-42 | 2042-43 | 2043-44 | 2044-45 | 2045-46 | 2046-47 | 2047-48 | 2048-49 | 2049-50
NEM | Grid Battery pump | 43.4479 | 40.9573 | 41.0491 | 38.4508 | 35.9409 | 32.7193 | 30.7542 | 28.4668 | 26.6364 | 25.5978 | 21.6005 | 18.4464 | 17.8233 | 15.9459 | 14.2833 | 13.3479 | 13.2374 | 11.8336 | 7.5513 | 7.0838 | 3.3536 | 3.1032 | 3.001 | 2.5775 | 2.3761 | 2.2841 | 2.08
NEM | Pumped Hydro Pump | 8460.5106 | 13914.6214 | 12377.3797 | 18991.6702 | 22803.9158 | 25117.7056 | 28695.6953 | 34668.9653 | 35849.5961 | 30398.5473 | 33173.9215 | 29234.3662 | 30506.6177 | 30917.5867 | 25029.1888 | 23695.3031 | 20058.5252 | 14758.3833 | 14940.9736 | 15238.0887 | 11529.0279 | 10626.5199 | 10492.44 | 12002.4294 | 9048.0649 | 7831.985 | 5882.4226
NEM | VPP pump | 22.7209 | 43.1316 | 72.7124 | 100.373 | 128.6079 | 149.4451 | 188.6538 | 216.4746 | 236.3898 | 262.3453 | 292.4143 | 311.6793 | 344.3539 | 370.9348 | 370.1528 | 379.7421 | 390.4499 | 376.5768 | 385.9672 | 376.0893 | 360.9759 | 365.9055 | 372.7021 | 344.778 | 335.6226 | 336.7592 | 323.4051
Region | Technology | 2023-24 | 2024-25 | 2025-26 | 2026-27 | 2027-28 | 2028-29 | 2029-30 | 2030-31 | 2031-32 | 2032-33 | 2033-34 | 2034-35 | 2035-36 | 2036-37 | 2037-38 | 2038-39 | 2039-40 | 2040-41 | 2041-42 | 2042-43 | 2043-44 | 2044-45 | 2045-46 | 2046-47 | 2047-48 | 2048-49 | 2049-50
NSW1 | Grid Battery pump | 2.1468 | 2.4794 | 2.71 | 2.5937 | 2.3781 | 2.0907 | 1.9507 | 1.9283 | 1.7853 | 1.7258 | 1.5857 | 1.4214 | 1.4094 | 0 | 0 | 0 | 0 | 0 | 0 | 0 | 0 | 0 | 0 | 0 | 0 | 0 | 0
NSW1 | Pumped Hydro Pump | 4395.9994 | 7966.5973 | 6893.1275 | 11962.8462 | 15879.6908 | 21582.9023 | 24606.8752 | 29485.9215 | 31076.0621 | 26578.3547 | 29342.8863 | 25852.1647 | 26893.6722 | 27557.6369 | 23439.7111 | 21777.7599 | 18289.1399 | 13330.3704 | 13575.1792 | 13934.3952 | 10356.888 | 9507.8213 | 9609.2144 | 11400.0571 | 8536.4167 | 7279.5917 | 5396.4414
NSW1 | VPP pump | 5.9632 | 13.0268 | 22.8652 | 31.7931 | 40.5455 | 47.3225 | 59.9159 | 70.7613 | 78.6379 | 89.5844 | 101.6143 | 108.7803 | 121.6273 | 129.1036 | 130.1689 | 132.9329 | 137.5144 | 132.5706 | 135.039 | 131.1216 | 124.2254 | 128.2693 | 128.5642 | 118.9541 | 115.1305 | 117.1597 | 115.099
Region | Technology | 2023-24 | 2024-25 | 2025-26 | 2026-27 | 2027-28 | 2028-29 | 2029-30 | 2030-31 | 2031-32 | 2032-33 | 2033-34 | 2034-35 | 2035-36 | 2036-37 | 2037-38 | 2038-39 | 2039-40 | 2040-41 | 2041-42 | 2042-43 | 2043-44 | 2044-45 | 2045-46 | 2046-47 | 2047-48 | 2048-49 | 2049-50
QLD1 | Grid Battery pump | 5.5706 | 5.2732 | 5.1096 | 4.88 | 4.6389 | 4.2352 | 3.9563 | 3.8193 | 3.6149 | 3.4632 | 3.2334 | 2.9975 | 2.7787 | 2.7015 | 2.3415 | 2.2401 | 2.2098 | 2.1182 | 2.0361 | 1.9949 | 1.8461 | 1.7147 | 1.6581 | 1.4876 | 1.4012 | 1.3034 | 1.2538
QLD1 | Pumped Hydro Pump | 4064.5112 | 5948.0241 | 5484.2522 | 7028.824 | 6924.225 | 3534.8033 | 4088.8201 | 5183.0438 | 4773.534 | 3820.1926 | 3831.0352 | 3382.2015 | 3612.9455 | 3359.9498 | 1589.4777 | 1917.5431 | 1769.3854 | 1428.0129 | 1365.7944 | 1303.6935 | 1172.1399 | 1118.6985 | 883.2256 | 602.3722 | 511.6483 | 552.3933 | 485.9812
QLD1 | VPP pump | 5.2687 | 10.6066 | 17.9075 | 26.4013 | 33.872 | 41.1716 | 53.9428 | 64.2151 | 71.1026 | 78.4801 | 89.2204 | 96.8732 | 103.6881 | 111.8191 | 109.8103 | 114.0815 | 117.2968 | 116.7439 | 115.9288 | 116.6617 | 114.4836 | 110.9835 | 111.679 | 106.8225 | 104.0584 | 100.9608 | 99.206
Region | Technology | 2023-24 | 2024-25 | 2025-26 | 2026-27 | 2027-28 | 2028-29 | 2029-30 | 2030-31 | 2031-32 | 2032-33 | 2033-34 | 2034-35 | 2035-36 | 2036-37 | 2037-38 | 2038-39 | 2039-40 | 2040-41 | 2041-42 | 2042-43 | 2043-44 | 2044-45 | 2045-46 | 2046-47 | 2047-48 | 2048-49 | 2049-50
VIC1 | Grid Battery pump | 16.6797 | 14.7513 | 16.3407 | 15.2052 | 13.9483 | 12.5416 | 11.8039 | 10.8812 | 10.2304 | 9.8138 | 6.9047 | 6.1535 | 6.092 | 5.7834 | 5.1762 | 4.7342 | 5.0151 | 4.2263 | 0 | 0 | 0 | 0 | 0 | 0 | 0 | 0 | 0
VIC1 | Pumped Hydro Pump | 0 | 0 | 0 | 0 | 0 | 0 | 0 | 0 | 0 | 0 | 0 | 0 | 0 | 0 | 0 | 0 | 0 | 0 | 0 | 0 | 0 | 0 | 0 | 0 | 0 | 0 | 0
VIC1 | VPP pump | 4.1953 | 9.256 | 19.4443 | 27.8403 | 37.4597 | 42.4828 | 52.1242 | 56.1018 | 58.0384 | 62.1464 | 65.7962 | 69.2742 | 79.1069 | 86.3377 | 87.154 | 89.086 | 91.3107 | 85.4511 | 91.41 | 86.5445 | 80.443 | 85.4746 | 88.5423 | 80.5392 | 79.9 | 80.9973 | 74.5227
Region | Technology | 2023-24 | 2024-25 | 2025-26 | 2026-27 | 2027-28 | 2028-29 | 2029-30 | 2030-31 | 2031-32 | 2032-33 | 2033-34 | 2034-35 | 2035-36 | 2036-37 | 2037-38 | 2038-39 | 2039-40 | 2040-41 | 2041-42 | 2042-43 | 2043-44 | 2044-45 | 2045-46 | 2046-47 | 2047-48 | 2048-49 | 2049-50
SA1 | Grid Battery pump | 19.0509 | 18.4533 | 16.8887 | 15.7718 | 14.9756 | 13.8518 | 13.0434 | 11.838 | 11.0057 | 10.5951 | 9.8766 | 7.874 | 7.5432 | 7.461 | 6.7656 | 6.3736 | 6.0125 | 5.489 | 5.5152 | 5.0889 | 1.5075 | 1.3885 | 1.3429 | 1.0899 | 0.97499 | 0.98068 | 0.82623
SA1 | Pumped Hydro Pump | 0 | 0 | 0 | 0 | 0 | 0 | 0 | 0 | 0 | 0 | 0 | 0 | 0 | 0 | 0 | 0 | 0 | 0 | 0 | 0 | 0 | 0 | 0 | 0 | 0 | 0 | 0
SA1 | VPP pump | 7.2497 | 9.8479 | 11.9621 | 13.4498 | 15.281 | 16.6129 | 19.7497 | 21.7289 | 23.9581 | 27.3139 | 30.4726 | 31.5487 | 34.1456 | 37.4158 | 36.9609 | 37.6107 | 37.5078 | 35.4191 | 37.0698 | 35.5269 | 35.8739 | 35.0884 | 37.7107 | 33.0588 | 30.9974 | 31.9999 | 29.2597
Region | Technology | 2023-24 | 2024-25 | 2025-26 | 2026-27 | 2027-28 | 2028-29 | 2029-30 | 2030-31 | 2031-32 | 2032-33 | 2033-34 | 2034-35 | 2035-36 | 2036-37 | 2037-38 | 2038-39 | 2039-40 | 2040-41 | 2041-42 | 2042-43 | 2043-44 | 2044-45 | 2045-46 | 2046-47 | 2047-48 | 2048-49 | 2049-50
TAS1 | Grid Battery pump | 0 | 0 | 0 | 0 | 0 | 0 | 0 | 0 | 0 | 0 | 0 | 0 | 0 | 0 | 0 | 0 | 0 | 0 | 0 | 0 | 0 | 0 | 0 | 0 | 0 | 0 | 0
TAS1 | Pumped Hydro Pump | 0 | 0 | 0 | 0 | 0 | 0 | 0 | 0 | 0 | 0 | 0 | 0 | 0 | 0 | 0 | 0 | 0 | 0 | 0 | 0 | 0 | 0 | 0 | 0 | 0 | 0 | 0
TAS1 | VPP pump | 0.043977 | 0.39435 | 0.53329 | 0.88852 | 1.4498 | 1.8554 | 2.9211 | 3.6674 | 4.6529 | 4.8204 | 5.3107 | 5.2029 | 5.786 | 6.2585 | 6.0588 | 6.031 | 6.8202 | 6.3921 | 6.5196 | 6.2345 | 5.9501 | 6.0896 | 6.2058 | 5.4034 | 5.5363 | 5.6415 | 5.3177

## Option 5A_FOM Cost
FOM cost by technology ($000s) - Option 5A, Step Change Scenario
FOM | Real June 2021 dollars discounted to 1 July 2021. For new entrant capacity, the FOM is incurred annually in modelling. For existing capacity, FOM is considered to be a sunk cost, since the fixed retirement dates are assumed to be the same in the Base Case and the option case.
Explicitly modelled generation
Region | Technology | 2023-24 | 2024-25 | 2025-26 | 2026-27 | 2027-28 | 2028-29 | 2029-30 | 2030-31 | 2031-32 | 2032-33 | 2033-34 | 2034-35 | 2035-36 | 2036-37 | 2037-38 | 2038-39 | 2039-40 | 2040-41 | 2041-42 | 2042-43 | 2043-44 | 2044-45 | 2045-46 | 2046-47 | 2047-48 | 2048-49 | 2049-50
NEM | Black Coal | 0 | 0 | 0 | 0 | 0 | 0 | 0 | 0 | 0 | 0 | 0 | 0 | 0 | 0 | 0 | 0 | 0 | 0 | 0 | 0 | 0 | 0 | 0 | 0 | 0 | 0 | 0
NEM | Brown Coal | 0 | 0 | 0 | 0 | 0 | 0 | 0 | 0 | 0 | 0 | 0 | 0 | 0 | 0 | 0 | 0 | 0 | 0 | 0 | 0 | 0 | 0 | 0 | 0 | 0 | 0 | 0
NEM | CCGT | 0 | 0 | 0 | 0 | 0 | 0 | 0 | 0 | 0 | 0 | 0 | 0 | 0 | 0 | 0 | 0 | 0 | 0 | 0 | 0 | 0 | 0 | 0 | 0 | 0 | 0 | 0
NEM | Gas - Steam | 0 | 0 | 0 | 0 | 0 | 0 | 0 | 0 | 0 | 0 | 0 | 0 | 0 | 0 | 0 | 0 | 0 | 0 | 0 | 0 | 0 | 0 | 0 | 0 | 0 | 0 | 0
NEM | OCGT / Diesel | 0 | 0.017195 | 0.016302 | 0.015928 | 0.015218 | 937.6759 | 888.7925 | 842.4581 | 800.6675 | 756.7982 | 717.3443 | 679.9475 | 3292.1827 | 3111.798 | 9560.3019 | 9061.8976 | 8612.3777 | 8140.4898 | 7716.1041 | 7313.8428 | 10402.8216 | 15776.4756 | 14954.0053 | 19103.7535 | 18156.1021 | 22987.604 | 21789.1982
NEM | Hydro | 0 | 0 | 0 | 0 | 0 | 0 | 0 | 0 | 0 | 0 | 0 | 0 | 0 | 0 | 0 | 0 | 0 | 0 | 0 | 0 | 0 | 0 | 0 | 0 | 0 | 0 | 0
NEM | Hydrogen Turbine | 0 | 0 | 0 | 0 | 0 | 0 | 0 | 0 | 0 | 0 | 0 | 0 | 0 | 0 | 0 | 0 | 0 | 0 | 0 | 0 | 0 | 0 | 0 | 0 | 0 | 0 | 0
NEM | Wind | 0 | 117089.0891 | 112054.0585 | 147918.8456 | 226586.303 | 300582.6248 | 312478.8439 | 344742.2455 | 344947.0891 | 366682.3208 | 399167.1978 | 381531.9745 | 381283.7013 | 369631.3901 | 395279.2766 | 376273.806 | 363334.4889 | 350779.5285 | 336716.8361 | 349990.3664 | 353610.9997 | 336305.6538 | 322323.8511 | 364008.5436 | 370600.5567 | 359194.2627 | 350097.0265
NEM | Solar PV | 0 | 0.10531 | 12587.1745 | 11930.9914 | 11359.7791 | 19182.1105 | 30168.7644 | 52081.5123 | 53091.5001 | 80421.3751 | 91448.4293 | 105283.1759 | 100060.5501 | 98597.3391 | 138936.5161 | 141688.6793 | 208127.0506 | 238583.5173 | 254791.7208 | 295985.5311 | 317511.4482 | 300716.3462 | 288660.1916 | 302650.274 | 295046.2944 | 296966.9215 | 303960.4504
NEM | Grid Battery | 0 | 0.09918 | 9107.1356 | 8632.4235 | 20366.5431 | 42013.9982 | 41121.3748 | 45272.7393 | 43519.3776 | 76986.5492 | 75354.0568 | 71425.6468 | 75507.2235 | 71370.0463 | 73219.622 | 69402.4877 | 98093.5105 | 104274.7399 | 135432.3657 | 152696.504 | 154630.8628 | 157525.9817 | 150484.0632 | 144038.9278 | 136893.8081 | 147858.3579 | 141351.5047
NEM | Pumped Hydro | 0 | 0 | 6082.2249 | 5765.1595 | 5735.9627 | 7149.4929 | 6776.78 | 6821.5436 | 6483.1593 | 10736.9649 | 10177.2191 | 11632.4249 | 12209.9654 | 11540.9597 | 23578.64 | 22349.4222 | 23884.253 | 22575.5926 | 21398.6701 | 20283.1011 | 19276.95 | 18772.7252 | 17794.0528 | 20035.2212 | 19041.364 | 18021.786 | 17082.2628
NEM | VPP | 0 | 0 | 0 | 0 | 0 | 0 | 0 | 0 | 0 | 0 | 0 | 0 | 0 | 0 | 0 | 0 | 0 | 0 | 0 | 0 | 0 | 0 | 0 | 0 | 0 | 0 | 0
Total excluding storage |  | 0 | 117089.3108 | 139830.6098 | 174247.4358 | 264048.6031 | 369865.9025 | 391434.5556 | 449760.4987 | 448841.7935 | 535584.0082 | 576864.2474 | 570553.1695 | 572353.6229 | 554251.5332 | 640574.3565 | 618776.2927 | 702051.6807 | 724353.868 | 756055.6967 | 826269.3455 | 855433.0823 | 829097.1825 | 794216.164 | 849836.7201 | 839738.1253 | 845028.9322 | 834280.4427
Region | Technology | 2023-24 | 2024-25 | 2025-26 | 2026-27 | 2027-28 | 2028-29 | 2029-30 | 2030-31 | 2031-32 | 2032-33 | 2033-34 | 2034-35 | 2035-36 | 2036-37 | 2037-38 | 2038-39 | 2039-40 | 2040-41 | 2041-42 | 2042-43 | 2043-44 | 2044-45 | 2045-46 | 2046-47 | 2047-48 | 2048-49 | 2049-50
NSW1 | Black Coal | 0 | 0 | 0 | 0 | 0 | 0 | 0 | 0 | 0 | 0 | 0 | 0 | 0 | 0 | 0 | 0 | 0 | 0 | 0 | 0 | 0 | 0 | 0 | 0 | 0 | 0 | 0
NSW1 | Brown Coal | 0 | 0 | 0 | 0 | 0 | 0 | 0 | 0 | 0 | 0 | 0 | 0 | 0 | 0 | 0 | 0 | 0 | 0 | 0 | 0 | 0 | 0 | 0 | 0 | 0 | 0 | 0
NSW1 | CCGT | 0 | 0 | 0 | 0 | 0 | 0 | 0 | 0 | 0 | 0 | 0 | 0 | 0 | 0 | 0 | 0 | 0 | 0 | 0 | 0 | 0 | 0 | 0 | 0 | 0 | 0 | 0
NSW1 | Gas - Steam | 0 | 0 | 0 | 0 | 0 | 0 | 0 | 0 | 0 | 0 | 0 | 0 | 0 | 0 | 0 | 0 | 0 | 0 | 0 | 0 | 0 | 0 | 0 | 0 | 0 | 0 | 0
NSW1 | OCGT / Diesel | 0 | 0.0076301 | 0.0072323 | 0.0068552 | 0.0065202 | 0.0061721 | 0.0058608 | 0.0055651 | 0.0052939 | 0.0050108 | 0.0047631 | 0.0045329 | 0.0043112 | 0.0040887 | 3616.2717 | 3427.7457 | 3257.7106 | 3079.2147 | 2918.6869 | 2766.5279 | 2629.2931 | 3198.7435 | 3031.9844 | 3662.0461 | 3480.3884 | 3419.5956 | 3241.3228
NSW1 | Hydro | 0 | 0 | 0 | 0 | 0 | 0 | 0 | 0 | 0 | 0 | 0 | 0 | 0 | 0 | 0 | 0 | 0 | 0 | 0 | 0 | 0 | 0 | 0 | 0 | 0 | 0 | 0
NSW1 | Hydrogen Turbine | 0 | 0 | 0 | 0 | 0 | 0 | 0 | 0 | 0 | 0 | 0 | 0 | 0 | 0 | 0 | 0 | 0 | 0 | 0 | 0 | 0 | 0 | 0 | 0 | 0 | 0 | 0
NSW1 | Wind | 0 | 53708.2246 | 51977.4093 | 67146.5231 | 121780.0865 | 128478.3417 | 125912.4257 | 120052.9765 | 114097.6876 | 127966.6593 | 129560.5353 | 125693.2447 | 138135.8645 | 138115.5853 | 136040.0881 | 128982.3314 | 123236.3518 | 119309.5847 | 114872.8815 | 122616.5412 | 131941.197 | 124711.9977 | 118469.7689 | 121147.3886 | 131205.5898 | 124016.6027 | 118437.6981
NSW1 | Solar PV | 0 | 0.042965 | 12587.0997 | 11930.9022 | 11359.6936 | 17548.5072 | 28312.5295 | 42776.8427 | 40654.8759 | 44075.4893 | 48987.5237 | 47155.2473 | 44816.0871 | 44593.8783 | 59187.3014 | 61310.9401 | 82209.9271 | 90306.3665 | 90036.9239 | 93097.7921 | 93681.3508 | 88548.3782 | 83932.1123 | 91376.2728 | 90905.3388 | 89818.2877 | 93709.8243
NSW1 | Grid Battery | 0 | 0.06218 | 9107.0949 | 8632.3232 | 20366.4409 | 26091.9304 | 26029.3642 | 24672.4014 | 23448.5164 | 32843.0853 | 31130.888 | 29507.9509 | 28044.207 | 26507.6143 | 25125.7019 | 23815.8321 | 38729.0732 | 36607.0509 | 40695.7389 | 40247.8475 | 38619.9645 | 40755.5024 | 39801.1437 | 39126.205 | 37185.331 | 41891.2372 | 39707.3422
NSW1 | Pumped Hydro | 0 | 0 | 6082.1901 | 5765.1094 | 5735.9118 | 5421.6341 | 5138.9899 | 4871.081 | 4629.4485 | 4375.7929 | 4147.6712 | 3931.4421 | 3736.4222 | 3531.697 | 3347.5981 | 3173.0788 | 3015.6768 | 2850.4425 | 2701.842 | 2560.988 | 2433.9505 | 2300.6018 | 2180.6652 | 2066.991 | 1964.4569 | 1856.8208 | 1760.0198
NSW1 | VPP | 0 | 0 | 0 | 0 | 0 | 0 | 0 | 0 | 0 | 0 | 0 | 0 | 0 | 0 | 0 | 0 | 0 | 0 | 0 | 0 | 0 | 0 | 0 | 0 | 0 | 0 | 0
Total excluding storage |  | 0 | 53708.3374 | 79753.8013 | 93474.8647 | 159242.1394 | 177540.4196 | 185393.3151 | 192373.3071 | 182830.5336 | 209261.0318 | 213826.623 | 206287.8895 | 214732.5851 | 212748.779 | 227316.9611 | 220709.9281 | 250448.7395 | 252152.6593 | 251226.0732 | 261289.6966 | 269305.7559 | 259515.2236 | 247415.6745 | 257378.9036 | 264741.1049 | 261002.544 | 256856.2072
Region | Technology | 2023-24 | 2024-25 | 2025-26 | 2026-27 | 2027-28 | 2028-29 | 2029-30 | 2030-31 | 2031-32 | 2032-33 | 2033-34 | 2034-35 | 2035-36 | 2036-37 | 2037-38 | 2038-39 | 2039-40 | 2040-41 | 2041-42 | 2042-43 | 2043-44 | 2044-45 | 2045-46 | 2046-47 | 2047-48 | 2048-49 | 2049-50
QLD1 | Black Coal | 0 | 0 | 0 | 0 | 0 | 0 | 0 | 0 | 0 | 0 | 0 | 0 | 0 | 0 | 0 | 0 | 0 | 0 | 0 | 0 | 0 | 0 | 0 | 0 | 0 | 0 | 0
QLD1 | Brown Coal | 0 | 0 | 0 | 0 | 0 | 0 | 0 | 0 | 0 | 0 | 0 | 0 | 0 | 0 | 0 | 0 | 0 | 0 | 0 | 0 | 0 | 0 | 0 | 0 | 0 | 0 | 0
QLD1 | CCGT | 0 | 0 | 0 | 0 | 0 | 0 | 0 | 0 | 0 | 0 | 0 | 0 | 0 | 0 | 0 | 0 | 0 | 0 | 0 | 0 | 0 | 0 | 0 | 0 | 0 | 0 | 0
QLD1 | Gas - Steam | 0 | 0 | 0 | 0 | 0 | 0 | 0 | 0 | 0 | 0 | 0 | 0 | 0 | 0 | 0 | 0 | 0 | 0 | 0 | 0 | 0 | 0 | 0 | 0 | 0 | 0 | 0
QLD1 | OCGT / Diesel | 0 | 0.0019663 | 0.001865 | 0.0018881 | 0.0018083 | 937.6632 | 888.7802 | 842.4457 | 800.6558 | 756.7864 | 717.3331 | 679.9366 | 646.208 | 610.8011 | 3362.3643 | 3187.0751 | 3028.9788 | 2863.0155 | 2713.7587 | 2572.2832 | 2444.6838 | 2310.7351 | 2190.2702 | 6217.2992 | 5908.8869 | 11281.5321 | 10693.3954
QLD1 | Hydro | 0 | 0 | 0 | 0 | 0 | 0 | 0 | 0 | 0 | 0 | 0 | 0 | 0 | 0 | 0 | 0 | 0 | 0 | 0 | 0 | 0 | 0 | 0 | 0 | 0 | 0 | 0
QLD1 | Hydrogen Turbine | 0 | 0 | 0 | 0 | 0 | 0 | 0 | 0 | 0 | 0 | 0 | 0 | 0 | 0 | 0 | 0 | 0 | 0 | 0 | 0 | 0 | 0 | 0 | 0 | 0 | 0 | 0
QLD1 | Wind | 0 | 23313.8974 | 22098.4812 | 30768.8709 | 50013.0407 | 98678.4617 | 94202.9333 | 113798.8472 | 108515.219 | 120048.1849 | 129884.0029 | 123400.1875 | 117278.8582 | 110852.9384 | 127199.1721 | 120567.9357 | 114587.1016 | 110676.4192 | 107347.7225 | 110942.2036 | 110538.75 | 104482.1296 | 99035.1945 | 122583.9531 | 120483.0021 | 120088.0865 | 115080.5149
QLD1 | Solar PV | 0 | 0.017291 | 0.023983 | 0.023907 | 0.023072 | 1633.5433 | 1856.1765 | 9304.5862 | 12436.5405 | 22170.7089 | 29024.7188 | 35776.1373 | 34001.4437 | 32138.4428 | 46022.2787 | 48409.0767 | 91338.4536 | 101177.1154 | 100119.6951 | 136225.3559 | 129476.3544 | 122382.108 | 118178.8399 | 125514.5807 | 121945.8275 | 124547.6057 | 129863.3587
QLD1 | Grid Battery | 0 | 0.0084384 | 0.0093717 | 0.013853 | 0.017135 | 15921.9874 | 15091.9313 | 18305.4129 | 17889.7712 | 31327.9434 | 32075.7554 | 30403.5598 | 28895.376 | 27312.1456 | 25888.2899 | 24538.6639 | 39042.5033 | 36903.2934 | 48582.0208 | 68392.705 | 65000.0503 | 61438.5789 | 58235.62 | 55199.64 | 52461.4339 | 61308.8213 | 58112.6269
QLD1 | Pumped Hydro | 0 | 0 | 0.0078969 | 0.011556 | 0.011377 | 1727.8196 | 1637.7438 | 1552.3638 | 1475.358 | 1394.5205 | 1321.8209 | 3238.682 | 3078.0257 | 2909.3751 | 14805.6957 | 14033.8349 | 15981.164 | 15105.5268 | 14318.035 | 13571.5973 | 12898.3713 | 12191.6459 | 11556.0625 | 14122.4242 | 13421.8741 | 12686.4653 | 12025.0856
QLD1 | VPP | 0 | 0 | 0 | 0 | 0 | 0 | 0 | 0 | 0 | 0 | 0 | 0 | 0 | 0 | 0 | 0 | 0 | 0 | 0 | 0 | 0 | 0 | 0 | 0 | 0 | 0 | 0
Total excluding storage |  | 0 | 23313.9251 | 22098.5243 | 30768.9221 | 50013.0941 | 118899.4752 | 113677.5652 | 143803.6559 | 141117.5445 | 175698.1441 | 193023.6311 | 193498.5032 | 183899.9117 | 173823.7031 | 217277.8006 | 210736.5863 | 263978.2013 | 266725.3703 | 273081.2321 | 331704.1449 | 320358.2097 | 302805.1975 | 289195.9871 | 323637.8971 | 314221.0244 | 329912.5108 | 325774.9815
Region | Technology | 2023-24 | 2024-25 | 2025-26 | 2026-27 | 2027-28 | 2028-29 | 2029-30 | 2030-31 | 2031-32 | 2032-33 | 2033-34 | 2034-35 | 2035-36 | 2036-37 | 2037-38 | 2038-39 | 2039-40 | 2040-41 | 2041-42 | 2042-43 | 2043-44 | 2044-45 | 2045-46 | 2046-47 | 2047-48 | 2048-49 | 2049-50
VIC1 | Black Coal | 0 | 0 | 0 | 0 | 0 | 0 | 0 | 0 | 0 | 0 | 0 | 0 | 0 | 0 | 0 | 0 | 0 | 0 | 0 | 0 | 0 | 0 | 0 | 0 | 0 | 0 | 0
VIC1 | Brown Coal | 0 | 0 | 0 | 0 | 0 | 0 | 0 | 0 | 0 | 0 | 0 | 0 | 0 | 0 | 0 | 0 | 0 | 0 | 0 | 0 | 0 | 0 | 0 | 0 | 0 | 0 | 0
VIC1 | CCGT | 0 | 0 | 0 | 0 | 0 | 0 | 0 | 0 | 0 | 0 | 0 | 0 | 0 | 0 | 0 | 0 | 0 | 0 | 0 | 0 | 0 | 0 | 0 | 0 | 0 | 0 | 0
VIC1 | Gas - Steam | 0 | 0 | 0 | 0 | 0 | 0 | 0 | 0 | 0 | 0 | 0 | 0 | 0 | 0 | 0 | 0 | 0 | 0 | 0 | 0 | 0 | 0 | 0 | 0 | 0 | 0 | 0
VIC1 | OCGT / Diesel | 0 | 0.0037858 | 0.0035885 | 0.0034091 | 0.0032445 | 0.0030823 | 0.0029312 | 0.0027896 | 0.0026544 | 0.0025761 | 0.0024513 | 0.0024069 | 2645.9589 | 2500.982 | 2581.6524 | 2447.0639 | 2325.6761 | 2198.248 | 2083.6475 | 1975.0213 | 5227.7385 | 10171.4273 | 9641.1634 | 9138.5435 | 8685.2213 | 8209.3422 | 7781.3671
VIC1 | Hydro | 0 | 0 | 0 | 0 | 0 | 0 | 0 | 0 | 0 | 0 | 0 | 0 | 0 | 0 | 0 | 0 | 0 | 0 | 0 | 0 | 0 | 0 | 0 | 0 | 0 | 0 | 0
VIC1 | Hydrogen Turbine | 0 | 0 | 0 | 0 | 0 | 0 | 0 | 0 | 0 | 0 | 0 | 0 | 0 | 0 | 0 | 0 | 0 | 0 | 0 | 0 | 0 | 0 | 0 | 0 | 0 | 0 | 0
VIC1 | Wind | 0 | 18678.8957 | 17705.1145 | 24616.3259 | 28375.4528 | 33550.3935 | 43496.3499 | 61996.4132 | 58921.05 | 56218.7268 | 79193.0531 | 75064.5065 | 71340.8933 | 67432.1192 | 73905.5852 | 70052.6986 | 67888.335 | 65298.1146 | 61893.9476 | 61864.837 | 58993.2938 | 55760.9437 | 56145.3476 | 63205.4297 | 60583.9602 | 57763.021 | 59335.1016
VIC1 | Solar PV | 0 | 0.015054 | 0.01461 | 0.029466 | 0.028164 | 0.026793 | 0.025879 | 0.033692 | 0.036463 | 10871.2731 | 10304.5243 | 13524.0877 | 12853.2184 | 13934.9093 | 17638.45 | 16718.9121 | 19026.4168 | 18196.8403 | 30254.5993 | 30911.6391 | 42983.5951 | 41114.4797 | 40415.2297 | 40321.3818 | 38739.814 | 39245.938 | 39198.9373
VIC1 | Grid Battery | 0 | 0.012743 | 0.012206 | 0.054662 | 0.052245 | 0.049391 | 0.047002 | 2294.7483 | 2180.9164 | 4645.9071 | 4403.7036 | 4174.1267 | 8424.4078 | 7962.8194 | 9947.9122 | 9429.301 | 9279.5933 | 13840.4678 | 23936.1052 | 22688.2525 | 23404.3715 | 26903.4901 | 25500.9386 | 24171.5081 | 22972.4687 | 21713.7693 | 21774.3823
VIC1 | Pumped Hydro | 0 | 0 | 0.0071883 | 0.015634 | 0.014953 | 0.014207 | 0.013567 | 0.019774 | 0.018809 | 0.017854 | 0.016991 | 0.016178 | 0.019332 | 0.018443 | 0.033511 | 0.031834 | 0.030395 | 0.029357 | 0.029953 | 0.02853 | 0.027394 | 305.0088 | 289.1081 | 274.0363 | 260.4426 | 269.905 | 255.8342
VIC1 | VPP | 0 | 0 | 0 | 0 | 0 | 0 | 0 | 0 | 0 | 0 | 0 | 0 | 0 | 0 | 0 | 0 | 0 | 0 | 0 | 0 | 0 | 0 | 0 | 0 | 0 | 0 | 0
Total excluding storage |  | 0 | 18678.9273 | 17705.152 | 24616.4291 | 28375.5514 | 33550.487 | 43496.4392 | 64291.2178 | 61102.0243 | 71735.9274 | 93901.3004 | 92762.7394 | 95264.4977 | 91830.8483 | 104073.6333 | 98648.0074 | 98520.0516 | 99533.7001 | 118168.3295 | 117439.7784 | 130609.0262 | 134255.3496 | 131991.7873 | 137110.8993 | 131241.9068 | 127201.9755 | 128345.6226
Region | Technology | 2023-24 | 2024-25 | 2025-26 | 2026-27 | 2027-28 | 2028-29 | 2029-30 | 2030-31 | 2031-32 | 2032-33 | 2033-34 | 2034-35 | 2035-36 | 2036-37 | 2037-38 | 2038-39 | 2039-40 | 2040-41 | 2041-42 | 2042-43 | 2043-44 | 2044-45 | 2045-46 | 2046-47 | 2047-48 | 2048-49 | 2049-50
SA1 | Black Coal | 0 | 0 | 0 | 0 | 0 | 0 | 0 | 0 | 0 | 0 | 0 | 0 | 0 | 0 | 0 | 0 | 0 | 0 | 0 | 0 | 0 | 0 | 0 | 0 | 0 | 0 | 0
SA1 | Brown Coal | 0 | 0 | 0 | 0 | 0 | 0 | 0 | 0 | 0 | 0 | 0 | 0 | 0 | 0 | 0 | 0 | 0 | 0 | 0 | 0 | 0 | 0 | 0 | 0 | 0 | 0 | 0
SA1 | CCGT | 0 | 0 | 0 | 0 | 0 | 0 | 0 | 0 | 0 | 0 | 0 | 0 | 0 | 0 | 0 | 0 | 0 | 0 | 0 | 0 | 0 | 0 | 0 | 0 | 0 | 0 | 0
SA1 | Gas - Steam | 0 | 0 | 0 | 0 | 0 | 0 | 0 | 0 | 0 | 0 | 0 | 0 | 0 | 0 | 0 | 0 | 0 | 0 | 0 | 0 | 0 | 0 | 0 | 0 | 0 | 0 | 0
SA1 | OCGT / Diesel | 0 | 0.0019922 | 0.0018896 | 0.0021314 | 0.0020333 | 0.0019341 | 0.0018449 | 0.0020635 | 0.0019732 | 0.0021807 | 0.0020812 | 0.002103 | 0.0070148 | 0.0066387 | 0.0090827 | 0.0086137 | 0.0082085 | 0.0077671 | 0.0073675 | 0.0069931 | 101.1029 | 95.5633 | 90.5813 | 85.8591 | 81.6 | 77.129 | 73.1081
SA1 | Hydro | 0 | 0 | 0 | 0 | 0 | 0 | 0 | 0 | 0 | 0 | 0 | 0 | 0 | 0 | 0 | 0 | 0 | 0 | 0 | 0 | 0 | 0 | 0 | 0 | 0 | 0 | 0
SA1 | Hydrogen Turbine | 0 | 0 | 0 | 0 | 0 | 0 | 0 | 0 | 0 | 0 | 0 | 0 | 0 | 0 | 0 | 0 | 0 | 0 | 0 | 0 | 0 | 0 | 0 | 0 | 0 | 0 | 0
SA1 | Wind | 0 | 9089.5383 | 8615.6761 | 14144.8296 | 13443.1718 | 26095.6899 | 28417.8341 | 29392.7176 | 27934.6775 | 28903.1856 | 28732.8627 | 27234.9417 | 25884.0563 | 26156.1764 | 32462.1843 | 32336.9562 | 34495.9108 | 33379.9475 | 31639.7607 | 34697.0937 | 33253.714 | 33501.229 | 31754.7207 | 41034.9755 | 43086.7212 | 42920.3663 | 43588.5587
SA1 | Solar PV | 0 | 0.023761 | 0.030265 | 0.029651 | 0.028278 | 0.027499 | 0.02693 | 0.043013 | 0.040912 | 3303.8958 | 3131.6549 | 8827.6941 | 8389.7918 | 7930.1001 | 16088.4769 | 15249.7417 | 15552.2433 | 27920.7865 | 33449.3094 | 34868.0962 | 50531.2838 | 47878.477 | 45382.4426 | 44725.6522 | 42778.2658 | 42715.1325 | 40581.7352
SA1 | Grid Battery | 0 | 0.0091045 | 0.011206 | 0.023108 | 0.022504 | 0.02128 | 0.020551 | 0.15471 | 0.14822 | 8169.5798 | 7743.6777 | 7339.979 | 10143.2034 | 9587.4392 | 12257.6878 | 11618.6618 | 11042.313 | 16923.9015 | 22218.4751 | 21367.6745 | 27606.45 | 28428.3758 | 26946.328 | 25541.5433 | 24274.5424 | 22944.4963 | 21757.1176
SA1 | Pumped Hydro | 0 | 0 | 0.0060891 | 0.0084178 | 0.0081269 | 0.0077643 | 0.0075449 | 0.0090001 | 0.0085783 | 0.0083652 | 0.008055 | 0.0077456 | 0.0085473 | 0.0081781 | 0.0096735 | 0.009221 | 0.0088836 | 0.0090265 | 0.0095197 | 0.0097654 | 0.0095805 | 0.010679 | 0.010168 | 0.0096792 | 0.0092377 | 0.0087827 | 0.0091179
SA1 | VPP | 0 | 0 | 0 | 0 | 0 | 0 | 0 | 0 | 0 | 0 | 0 | 0 | 0 | 0 | 0 | 0 | 0 | 0 | 0 | 0 | 0 | 0 | 0 | 0 | 0 | 0 | 0
Total excluding storage |  | 0 | 9089.5731 | 8615.7255 | 14144.8929 | 13443.2327 | 26095.7483 | 28417.891 | 29392.9263 | 27934.8772 | 40376.6718 | 39608.2054 | 43402.6245 | 44417.0671 | 43673.7305 | 60808.3677 | 59205.3774 | 61090.4842 | 78224.6522 | 87307.5621 | 90932.8812 | 111492.5602 | 109903.6557 | 104174.0828 | 111388.0398 | 110221.1387 | 108657.1328 | 106000.5287
Region | Technology | 2023-24 | 2024-25 | 2025-26 | 2026-27 | 2027-28 | 2028-29 | 2029-30 | 2030-31 | 2031-32 | 2032-33 | 2033-34 | 2034-35 | 2035-36 | 2036-37 | 2037-38 | 2038-39 | 2039-40 | 2040-41 | 2041-42 | 2042-43 | 2043-44 | 2044-45 | 2045-46 | 2046-47 | 2047-48 | 2048-49 | 2049-50
TAS1 | Black Coal | 0 | 0 | 0 | 0 | 0 | 0 | 0 | 0 | 0 | 0 | 0 | 0 | 0 | 0 | 0 | 0 | 0 | 0 | 0 | 0 | 0 | 0 | 0 | 0 | 0 | 0 | 0
TAS1 | Brown Coal | 0 | 0 | 0 | 0 | 0 | 0 | 0 | 0 | 0 | 0 | 0 | 0 | 0 | 0 | 0 | 0 | 0 | 0 | 0 | 0 | 0 | 0 | 0 | 0 | 0 | 0 | 0
TAS1 | CCGT | 0 | 0 | 0 | 0 | 0 | 0 | 0 | 0 | 0 | 0 | 0 | 0 | 0 | 0 | 0 | 0 | 0 | 0 | 0 | 0 | 0 | 0 | 0 | 0 | 0 | 0 | 0
TAS1 | Gas - Steam | 0 | 0 | 0 | 0 | 0 | 0 | 0 | 0 | 0 | 0 | 0 | 0 | 0 | 0 | 0 | 0 | 0 | 0 | 0 | 0 | 0 | 0 | 0 | 0 | 0 | 0 | 0
TAS1 | OCGT / Diesel | 0 | 0.0018207 | 0.0017268 | 0.0016444 | 0.0016115 | 0.0016051 | 0.0016269 | 0.0018989 | 0.0018189 | 0.0020234 | 0.0019298 | 0.0018436 | 0.0044427 | 0.0042076 | 0.0044694 | 0.0042437 | 0.0040455 | 0.0038295 | 0.0036578 | 0.0034783 | 0.0034294 | 0.0063147 | 0.0059924 | 0.0056879 | 0.0054145 | 0.005126 | 0.0048665
TAS1 | Hydro | 0 | 0 | 0 | 0 | 0 | 0 | 0 | 0 | 0 | 0 | 0 | 0 | 0 | 0 | 0 | 0 | 0 | 0 | 0 | 0 | 0 | 0 | 0 | 0 | 0 | 0 | 0
TAS1 | Hydrogen Turbine | 0 | 0 | 0 | 0 | 0 | 0 | 0 | 0 | 0 | 0 | 0 | 0 | 0 | 0 | 0 | 0 | 0 | 0 | 0 | 0 | 0 | 0 | 0 | 0 | 0 | 0 | 0
TAS1 | Wind | 0 | 12298.5332 | 11657.3775 | 11242.2961 | 12974.5511 | 13779.7381 | 20449.3008 | 19501.291 | 35478.455 | 33545.5641 | 31796.7439 | 30139.0941 | 28644.029 | 27074.5707 | 25672.2469 | 24333.884 | 23126.7897 | 22115.4624 | 20962.5237 | 19869.691 | 18884.0449 | 17849.3538 | 16918.8194 | 16036.7966 | 15241.2834 | 14406.1863 | 13655.1532
TAS1 | Solar PV | 0 | 0.006243 | 0.0059303 | 0.0062209 | 0.0059506 | 0.0056702 | 0.0055953 | 0.0066898 | 0.0064141 | 0.0080514 | 0.0076576 | 0.0094602 | 0.0090085 | 0.0085897 | 0.0090722 | 0.0087307 | 0.0097395 | 982.4086 | 931.1932 | 882.6478 | 838.8642 | 792.9033 | 751.5672 | 712.3865 | 677.0483 | 639.9576 | 606.5949
TAS1 | Grid Battery | 0 | 0.0067139 | 0.0078887 | 0.0086973 | 0.010322 | 0.0097767 | 0.011765 | 0.021975 | 0.025426 | 0.033663 | 0.032054 | 0.030451 | 0.029155 | 0.027764 | 0.030285 | 0.02895 | 0.027695 | 0.026348 | 0.025638 | 0.024482 | 0.02652 | 0.034588 | 0.032932 | 0.031357 | 0.032151 | 0.03387 | 0.035651
TAS1 | Pumped Hydro | 0 | 0 | 0.013643 | 0.014425 | 0.016452 | 0.017261 | 0.025252 | 398.0701 | 378.3253 | 4966.6253 | 4707.702 | 4462.277 | 5395.4897 | 5099.861 | 5425.303 | 5142.4675 | 4887.3729 | 4619.5849 | 4378.7537 | 4150.4776 | 3944.5912 | 3975.4581 | 3768.2068 | 3571.7601 | 3394.5812 | 3208.5862 | 3041.3142
TAS1 | VPP | 0 | 0 | 0 | 0 | 0 | 0 | 0 | 0 | 0 | 0 | 0 | 0 | 0 | 0 | 0 | 0 | 0 | 0 | 0 | 0 | 0 | 0 | 0 | 0 | 0 | 0 | 0
Total excluding storage |  | 0 | 12298.5479 | 11657.4067 | 11242.3271 | 12974.5855 | 13779.7724 | 20449.3451 | 19899.3916 | 35856.8139 | 38512.2331 | 36504.4875 | 34601.4129 | 34039.5613 | 32174.4723 | 31097.5938 | 29476.3934 | 28014.2041 | 27717.4861 | 26272.4999 | 24902.8443 | 23667.5303 | 22617.7561 | 21438.6323 | 20320.9803 | 19312.9505 | 18254.769 | 17303.1028

## Option 5A_Fuel Cost
Fuel cost by technology ($000s) - Option 5A, Step Change Scenario
Fuel | Real June 2021 dollars discounted to 1 July 2021
Explicitly modelled generation
Region | Technology | 2023-24 | 2024-25 | 2025-26 | 2026-27 | 2027-28 | 2028-29 | 2029-30 | 2030-31 | 2031-32 | 2032-33 | 2033-34 | 2034-35 | 2035-36 | 2036-37 | 2037-38 | 2038-39 | 2039-40 | 2040-41 | 2041-42 | 2042-43 | 2043-44 | 2044-45 | 2045-46 | 2046-47 | 2047-48 | 2048-49 | 2049-50
NEM | Black Coal | 1659223.334 | 1332732.508 | 1206107.9495 | 1036809.422 | 781409.566 | 678079.55 | 574097.672 | 392094.57 | 357020.136 | 301534.712 | 173224.384 | 163979.855 | 134293.599 | 120488.961 | 119649.573 | 107534.5525 | 18589.004 | 7005.2225 | 6472.797 | 0 | 0 | 0 | 0 | 0 | 0 | 0 | 0
NEM | Brown Coal | 215852.911 | 178600.8 | 156778.649 | 114169.363 | 108948.284 | 86405.398 | 52571.662 | 32785.674 | 24694.578 | 0 | 0 | 0 | 0 | 0 | 0 | 0 | 0 | 0 | 0 | 0 | 0 | 0 | 0 | 0 | 0 | 0 | 0
NEM | CCGT | 148442.0535 | 113257.8445 | 193004.3383 | 221971.821 | 213914.3575 | 233330.472 | 255776.382 | 289884.765 | 242371.9265 | 225217.366 | 281569.373 | 305669.7815 | 215800.2185 | 188596.6055 | 132615.431 | 141002.0525 | 125394.581 | 101990.0942 | 81679.9824 | 89887.322 | 63932.3545 | 49162.9508 | 26355.1023 | 20012.092 | 18666.332 | 17404.708 | 16881.36
NEM | Gas - Steam | 11398.7835 | 10613.3775 | 32196.4795 | 14419.899 | 9090.446 | 18387.898 | 14601.02 | 72956.616 | 12337.925 | 25391.942 | 21312.054 | 35981.396 | 20649.006 | 27148.722 | 28758.236 | 29027.88 | 0 | 0 | 0 | 0 | 0 | 0 | 0 | 0 | 0 | 0 | 0
NEM | OCGT / Diesel | 17482.7174 | 13728.9401 | 30404.3608 | 36793.3081 | 25307.5308 | 31901.998 | 24212.9794 | 108918.8321 | 46322.5442 | 74794.694 | 122160.9359 | 228595.8979 | 130967.7463 | 165449.3241 | 156717.3277 | 141911.3866 | 334031.1316 | 308722.2008 | 147979.2478 | 190582.5865 | 328002.368 | 194592.1008 | 233343.6066 | 287048.0799 | 198603.279 | 277006.3254 | 255434.3885
NEM | Hydro | 0 | 0 | 0 | 0 | 0 | 0 | 0 | 0 | 0 | 0 | 0 | 0 | 0 | 0 | 0 | 0 | 0 | 0 | 0 | 0 | 0 | 0 | 0 | 0 | 0 | 0 | 0
NEM | Hydrogen Turbine | 0 | 0 | 0 | 0 | 0 | 0 | 0 | 0 | 0 | 0 | 0 | 0 | 0 | 0 | 0 | 0 | 0 | 0 | 0 | 0 | 0 | 0 | 0 | 0 | 0 | 0 | 0
NEM | Wind | 0 | 0 | 0 | 0 | 0 | 0 | 0 | 0 | 0 | 0 | 0 | 0 | 0 | 0 | 0 | 0 | 0 | 0 | 0 | 0 | 0 | 0 | 0 | 0 | 0 | 0 | 0
NEM | Solar PV | 0 | 0 | 0 | 0 | 0 | 0 | 0 | 0 | 0 | 0 | 0 | 0 | 0 | 0 | 0 | 0 | 0 | 0 | 0 | 0 | 0 | 0 | 0 | 0 | 0 | 0 | 0
NEM | Grid Battery | 0 | 0 | 0 | 0 | 0 | 0 | 0 | 0 | 0 | 0 | 0 | 0 | 0 | 0 | 0 | 0 | 0 | 0 | 0 | 0 | 0 | 0 | 0 | 0 | 0 | 0 | 0
NEM | Pumped Hydro | 0 | 0 | 0 | 0 | 0 | 0 | 0 | 0 | 0 | 0 | 0 | 0 | 0 | 0 | 0 | 0 | 0 | 0 | 0 | 0 | 0 | 0 | 0 | 0 | 0 | 0 | 0
NEM | VPP | 0 | 0 | 0 | 0 | 0 | 0 | 0 | 0 | 0 | 0 | 0 | 0 | 0 | 0 | 0 | 0 | 0 | 0 | 0 | 0 | 0 | 0 | 0 | 0 | 0 | 0 | 0
Total excluding storage |  | 2052399.7994 | 1648933.4701 | 1618491.7771 | 1424163.8131 | 1138670.1843 | 1048105.316 | 921259.7154 | 896640.4571 | 682747.1097 | 626938.714 | 598266.7469 | 734226.9304 | 501710.5698 | 501683.6126 | 437740.5677 | 419475.8716 | 478014.7166 | 417717.5175 | 236132.0272 | 280469.9085 | 391934.7225 | 243755.0516 | 259698.7089 | 307060.1719 | 217269.611 | 294411.0334 | 272315.7485
Region | Technology | 2023-24 | 2024-25 | 2025-26 | 2026-27 | 2027-28 | 2028-29 | 2029-30 | 2030-31 | 2031-32 | 2032-33 | 2033-34 | 2034-35 | 2035-36 | 2036-37 | 2037-38 | 2038-39 | 2039-40 | 2040-41 | 2041-42 | 2042-43 | 2043-44 | 2044-45 | 2045-46 | 2046-47 | 2047-48
NSW1 | Black Coal | 910259.488 | 690548.484 | 556292.1495 | 484376.348 | 338419.778 | 333706.232 | 264560.432 | 213547.104 | 197299.908 | 188367.352 | 98764.416 | 95545.52 | 77976.068 | 64369.754 | 66231.262 | 61135.522 | 0 | 0 | 0 | 0 | 0 | 0 | 0 | 0 | 0 | 0 | 0
NSW1 | Brown Coal | 0 | 0 | 0 | 0 | 0 | 0 | 0 | 0 | 0 | 0 | 0 | 0 | 0 | 0 | 0 | 0 | 0 | 0 | 0 | 0 | 0 | 0 | 0 | 0 | 0 | 0 | 0
NSW1 | CCGT | 875.6086 | 387.0251 | 18046.272 | 38004.72 | 41069.228 | 33754.94 | 54065.164 | 52325.328 | 45539.72 | 39482.812 | 56562.512 | 63254.708 | 39117.812 | 38417.6 | 38732.408 | 43924.488 | 42331.632 | 31583 | 25780.928 | 29402.35 | 0 | 0 | 0 | 0 | 0 | 0 | 0
NSW1 | Gas - Steam | 0 | 0 | 0 | 0 | 0 | 0 | 0 | 0 | 0 | 0 | 0 | 0 | 0 | 0 | 0 | 0 | 0 | 0 | 0 | 0 | 0 | 0 | 0 | 0 | 0 | 0 | 0
NSW1 | OCGT / Diesel | 927.4146 | 551.9579 | 3605.8401 | 3164.505 | 2550.0599 | 509.6881 | 3.2831 | 12146.0454 | 2158.5604 | 8641.6792 | 16857.4327 | 57208.9643 | 24295.9539 | 42162.003 | 29831.297 | 36347.6413 | 113667.4807 | 134575.6499 | 58073.9246 | 68599.1599 | 118335.3002 | 56061.9599 | 79383.1136 | 71846.2916 | 65655.2949 | 58513.4107 | 68620.672
NSW1 | Hydro | 0 | 0 | 0 | 0 | 0 | 0 | 0 | 0 | 0 | 0 | 0 | 0 | 0 | 0 | 0 | 0 | 0 | 0 | 0 | 0 | 0 | 0 | 0 | 0 | 0 | 0 | 0
NSW1 | Hydrogen Turbine | 0 | 0 | 0 | 0 | 0 | 0 | 0 | 0 | 0 | 0 | 0 | 0 | 0 | 0 | 0 | 0 | 0 | 0 | 0 | 0 | 0 | 0 | 0 | 0 | 0 | 0 | 0
NSW1 | Wind | 0 | 0 | 0 | 0 | 0 | 0 | 0 | 0 | 0 | 0 | 0 | 0 | 0 | 0 | 0 | 0 | 0 | 0 | 0 | 0 | 0 | 0 | 0 | 0 | 0 | 0 | 0
NSW1 | Solar PV | 0 | 0 | 0 | 0 | 0 | 0 | 0 | 0 | 0 | 0 | 0 | 0 | 0 | 0 | 0 | 0 | 0 | 0 | 0 | 0 | 0 | 0 | 0 | 0 | 0 | 0 | 0
NSW1 | Grid Battery | 0 | 0 | 0 | 0 | 0 | 0 | 0 | 0 | 0 | 0 | 0 | 0 | 0 | 0 | 0 | 0 | 0 | 0 | 0 | 0 | 0 | 0 | 0 | 0 | 0 | 0 | 0
NSW1 | Pumped Hydro | 0 | 0 | 0 | 0 | 0 | 0 | 0 | 0 | 0 | 0 | 0 | 0 | 0 | 0 | 0 | 0 | 0 | 0 | 0 | 0 | 0 | 0 | 0 | 0 | 0 | 0 | 0
NSW1 | VPP | 0 | 0 | 0 | 0 | 0 | 0 | 0 | 0 | 0 | 0 | 0 | 0 | 0 | 0 | 0 | 0 | 0 | 0 | 0 | 0 | 0 | 0 | 0 | 0 | 0 | 0 | 0
Total excluding storage |  | 912062.5112 | 691487.467 | 577944.2616 | 525545.573 | 382039.0659 | 367970.8601 | 318628.8791 | 278018.4774 | 244998.1884 | 236491.8432 | 172184.3607 | 216009.1923 | 141389.8339 | 144949.357 | 134794.967 | 141407.6513 | 155999.1127 | 166158.6499 | 83854.8526 | 98001.5099 | 118335.3002 | 56061.9599 | 79383.1136 | 71846.2916 | 65655.2949 | 58513.4107 | 68620.672
Region | Technology | 2023-24 | 2024-25 | 2025-26 | 2026-27 | 2027-28 | 2028-29 | 2029-30 | 2030-31 | 2031-32 | 2032-33 | 2033-34 | 2034-35 | 2035-36 | 2036-37 | 2037-38 | 2038-39 | 2039-40 | 2040-41 | 2041-42 | 2042-43 | 2043-44 | 2044-45 | 2045-46 | 2046-47 | 2047-48
QLD1 | Black Coal | 748963.846 | 642184.024 | 649815.8 | 552433.074 | 442989.788 | 344373.318 | 309537.24 | 178547.466 | 159720.228 | 113167.36 | 74459.968 | 68434.335 | 56317.531 | 56119.207 | 53418.311 | 46399.0305 | 18589.004 | 7005.2225 | 6472.797 | 0 | 0 | 0 | 0 | 0 | 0 | 0 | 0
QLD1 | Brown Coal | 0 | 0 | 0 | 0 | 0 | 0 | 0 | 0 | 0 | 0 | 0 | 0 | 0 | 0 | 0 | 0 | 0 | 0 | 0 | 0 | 0 | 0 | 0 | 0 | 0 | 0 | 0
QLD1 | CCGT | 70553.4609 | 61561.6394 | 98228.9623 | 134633.209 | 131955.2055 | 139854.248 | 147124.486 | 165841.165 | 154755.2665 | 139586.766 | 175116.765 | 179296.0855 | 139933.9065 | 108422.0695 | 93883.023 | 97077.5645 | 83062.949 | 70407.0942 | 55899.0544 | 60484.972 | 63932.3545 | 49162.9508 | 26355.1023 | 20012.092 | 18666.332 | 17404.708 | 16881.36
QLD1 | Gas - Steam | 0 | 0 | 0 | 0 | 0 | 0 | 0 | 0 | 0 | 0 | 0 | 0 | 0 | 0 | 0 | 0 | 0 | 0 | 0 | 0 | 0 | 0 | 0 | 0 | 0 | 0 | 0
QLD1 | OCGT / Diesel | 215.0655 | 0.052113 | 217.3868 | 1425.9941 | 1905.2889 | 1472.1324 | 621.0634 | 29618.9311 | 23365.2644 | 21027.4668 | 59966.4885 | 68281.1604 | 48717.2691 | 63956.1586 | 43038.3205 | 34121.1856 | 74481.1561 | 64163.6401 | 27804.3704 | 48185.483 | 55926.2092 | 32403.0092 | 46595.3583 | 78534.2434 | 32693.4837 | 80839.4418 | 64600.2058
QLD1 | Hydro | 0 | 0 | 0 | 0 | 0 | 0 | 0 | 0 | 0 | 0 | 0 | 0 | 0 | 0 | 0 | 0 | 0 | 0 | 0 | 0 | 0 | 0 | 0 | 0 | 0 | 0 | 0
QLD1 | Hydrogen Turbine | 0 | 0 | 0 | 0 | 0 | 0 | 0 | 0 | 0 | 0 | 0 | 0 | 0 | 0 | 0 | 0 | 0 | 0 | 0 | 0 | 0 | 0 | 0 | 0 | 0 | 0 | 0
QLD1 | Wind | 0 | 0 | 0 | 0 | 0 | 0 | 0 | 0 | 0 | 0 | 0 | 0 | 0 | 0 | 0 | 0 | 0 | 0 | 0 | 0 | 0 | 0 | 0 | 0 | 0 | 0 | 0
QLD1 | Solar PV | 0 | 0 | 0 | 0 | 0 | 0 | 0 | 0 | 0 | 0 | 0 | 0 | 0 | 0 | 0 | 0 | 0 | 0 | 0 | 0 | 0 | 0 | 0 | 0 | 0 | 0 | 0
QLD1 | Grid Battery | 0 | 0 | 0 | 0 | 0 | 0 | 0 | 0 | 0 | 0 | 0 | 0 | 0 | 0 | 0 | 0 | 0 | 0 | 0 | 0 | 0 | 0 | 0 | 0 | 0 | 0 | 0
QLD1 | Pumped Hydro | 0 | 0 | 0 | 0 | 0 | 0 | 0 | 0 | 0 | 0 | 0 | 0 | 0 | 0 | 0 | 0 | 0 | 0 | 0 | 0 | 0 | 0 | 0 | 0 | 0 | 0 | 0
QLD1 | VPP | 0 | 0 | 0 | 0 | 0 | 0 | 0 | 0 | 0 | 0 | 0 | 0 | 0 | 0 | 0 | 0 | 0 | 0 | 0 | 0 | 0 | 0 | 0 | 0 | 0 | 0 | 0
Total excluding storage |  | 819732.3724 | 703745.7155 | 748262.1491 | 688492.2771 | 576850.2824 | 485699.6984 | 457282.7894 | 374007.5621 | 337840.7589 | 273781.5928 | 309543.2215 | 316011.5809 | 244968.7066 | 228497.4351 | 190339.6545 | 177597.7806 | 176133.1091 | 141575.9568 | 90176.2218 | 108670.455 | 119858.5637 | 81565.96 | 72950.4606 | 98546.3354 | 51359.8157 | 98244.1498 | 81481.5658
Region | Technology | 2023-24 | 2024-25 | 2025-26 | 2026-27 | 2027-28 | 2028-29 | 2029-30 | 2030-31 | 2031-32 | 2032-33 | 2033-34 | 2034-35 | 2035-36 | 2036-37 | 2037-38 | 2038-39 | 2039-40 | 2040-41 | 2041-42 | 2042-43 | 2043-44 | 2044-45 | 2045-46 | 2046-47 | 2047-48
VIC1 | Black Coal | 0 | 0 | 0 | 0 | 0 | 0 | 0 | 0 | 0 | 0 | 0 | 0 | 0 | 0 | 0 | 0 | 0 | 0 | 0 | 0 | 0 | 0 | 0 | 0 | 0 | 0 | 0
VIC1 | Brown Coal | 215852.911 | 178600.8 | 156778.649 | 114169.363 | 108948.284 | 86405.398 | 52571.662 | 32785.674 | 24694.578 | 0 | 0 | 0 | 0 | 0 | 0 | 0 | 0 | 0 | 0 | 0 | 0 | 0 | 0 | 0 | 0 | 0 | 0
VIC1 | CCGT | 0 | 0 | 0 | 0 | 0 | 0 | 0 | 0 | 0 | 0 | 0 | 0 | 0 | 0 | 0 | 0 | 0 | 0 | 0 | 0 | 0 | 0 | 0 | 0 | 0 | 0 | 0
VIC1 | Gas - Steam | 1711.8765 | 1789.1115 | 6591.7055 | 14419.899 | 9090.446 | 18387.898 | 14601.02 | 72956.616 | 12337.925 | 25391.942 | 21312.054 | 35981.396 | 20649.006 | 27148.722 | 28758.236 | 29027.88 | 0 | 0 | 0 | 0 | 0 | 0 | 0 | 0 | 0 | 0 | 0
VIC1 | OCGT / Diesel | 2798.5275 | 1783.0032 | 4120.3027 | 14522.4657 | 7902.445 | 12215.7401 | 7863.4604 | 33727.9435 | 5168.6206 | 24496.2788 | 19408.1916 | 57324.5932 | 35698.8787 | 35563.5382 | 55418.2895 | 43732.1883 | 103909.3228 | 83149.3533 | 45500.3499 | 53404.4121 | 127254.1399 | 97736.0293 | 100206.7345 | 133816.7766 | 98481.5637 | 134459.095 | 119076.3119
VIC1 | Hydro | 0 | 0 | 0 | 0 | 0 | 0 | 0 | 0 | 0 | 0 | 0 | 0 | 0 | 0 | 0 | 0 | 0 | 0 | 0 | 0 | 0 | 0 | 0 | 0 | 0 | 0 | 0
VIC1 | Hydrogen Turbine | 0 | 0 | 0 | 0 | 0 | 0 | 0 | 0 | 0 | 0 | 0 | 0 | 0 | 0 | 0 | 0 | 0 | 0 | 0 | 0 | 0 | 0 | 0 | 0 | 0 | 0 | 0
VIC1 | Wind | 0 | 0 | 0 | 0 | 0 | 0 | 0 | 0 | 0 | 0 | 0 | 0 | 0 | 0 | 0 | 0 | 0 | 0 | 0 | 0 | 0 | 0 | 0 | 0 | 0 | 0 | 0
VIC1 | Solar PV | 0 | 0 | 0 | 0 | 0 | 0 | 0 | 0 | 0 | 0 | 0 | 0 | 0 | 0 | 0 | 0 | 0 | 0 | 0 | 0 | 0 | 0 | 0 | 0 | 0 | 0 | 0
VIC1 | Grid Battery | 0 | 0 | 0 | 0 | 0 | 0 | 0 | 0 | 0 | 0 | 0 | 0 | 0 | 0 | 0 | 0 | 0 | 0 | 0 | 0 | 0 | 0 | 0 | 0 | 0 | 0 | 0
VIC1 | Pumped Hydro | 0 | 0 | 0 | 0 | 0 | 0 | 0 | 0 | 0 | 0 | 0 | 0 | 0 | 0 | 0 | 0 | 0 | 0 | 0 | 0 | 0 | 0 | 0 | 0 | 0 | 0 | 0
VIC1 | VPP | 0 | 0 | 0 | 0 | 0 | 0 | 0 | 0 | 0 | 0 | 0 | 0 | 0 | 0 | 0 | 0 | 0 | 0 | 0 | 0 | 0 | 0 | 0 | 0 | 0 | 0 | 0
Total excluding storage |  | 220363.315 | 182172.9147 | 167490.6572 | 143111.7277 | 125941.175 | 117009.0361 | 75036.1424 | 139470.2335 | 42201.1236 | 49888.2208 | 40720.2456 | 93305.9892 | 56347.8847 | 62712.2602 | 84176.5255 | 72760.0683 | 103909.3228 | 83149.3533 | 45500.3499 | 53404.4121 | 127254.1399 | 97736.0293 | 100206.7345 | 133816.7766 | 98481.5637 | 134459.095 | 119076.3119
Region | Technology | 2023-24 | 2024-25 | 2025-26 | 2026-27 | 2027-28 | 2028-29 | 2029-30 | 2030-31 | 2031-32 | 2032-33 | 2033-34 | 2034-35 | 2035-36 | 2036-37 | 2037-38 | 2038-39 | 2039-40 | 2040-41 | 2041-42 | 2042-43 | 2043-44 | 2044-45 | 2045-46 | 2046-47 | 2047-48
SA1 | Black Coal | 0 | 0 | 0 | 0 | 0 | 0 | 0 | 0 | 0 | 0 | 0 | 0 | 0 | 0 | 0 | 0 | 0 | 0 | 0 | 0 | 0 | 0 | 0 | 0 | 0 | 0 | 0
SA1 | Brown Coal | 0 | 0 | 0 | 0 | 0 | 0 | 0 | 0 | 0 | 0 | 0 | 0 | 0 | 0 | 0 | 0 | 0 | 0 | 0 | 0 | 0 | 0 | 0 | 0 | 0 | 0 | 0
SA1 | CCGT | 77012.984 | 51309.18 | 76729.104 | 49333.892 | 40889.924 | 59721.284 | 54586.732 | 71718.272 | 42076.94 | 46147.788 | 49890.096 | 63118.988 | 36748.5 | 41756.936 | 0 | 0 | 0 | 0 | 0 | 0 | 0 | 0 | 0 | 0 | 0 | 0 | 0
SA1 | Gas - Steam | 9686.907 | 8824.266 | 25604.774 | 0 | 0 | 0 | 0 | 0 | 0 | 0 | 0 | 0 | 0 | 0 | 0 | 0 | 0 | 0 | 0 | 0 | 0 | 0 | 0 | 0 | 0 | 0 | 0
SA1 | OCGT / Diesel | 13541.6939 | 11393.8967 | 22460.8006 | 17659.538 | 12949.7065 | 17704.4065 | 15587.2968 | 32937.7888 | 15436.2305 | 19859.4245 | 25693.8819 | 44281.9653 | 21301.26 | 22863.735 | 27305.5917 | 26887.0644 | 38339.5168 | 26185.9678 | 16234.7259 | 19816.8303 | 25911.851 | 8162.641 | 6872.8738 | 2542.174 | 1587.527 | 2651.6924 | 2773.6155
SA1 | Hydro | 0 | 0 | 0 | 0 | 0 | 0 | 0 | 0 | 0 | 0 | 0 | 0 | 0 | 0 | 0 | 0 | 0 | 0 | 0 | 0 | 0 | 0 | 0 | 0 | 0 | 0 | 0
SA1 | Hydrogen Turbine | 0 | 0 | 0 | 0 | 0 | 0 | 0 | 0 | 0 | 0 | 0 | 0 | 0 | 0 | 0 | 0 | 0 | 0 | 0 | 0 | 0 | 0 | 0 | 0 | 0 | 0 | 0
SA1 | Wind | 0 | 0 | 0 | 0 | 0 | 0 | 0 | 0 | 0 | 0 | 0 | 0 | 0 | 0 | 0 | 0 | 0 | 0 | 0 | 0 | 0 | 0 | 0 | 0 | 0 | 0 | 0
SA1 | Solar PV | 0 | 0 | 0 | 0 | 0 | 0 | 0 | 0 | 0 | 0 | 0 | 0 | 0 | 0 | 0 | 0 | 0 | 0 | 0 | 0 | 0 | 0 | 0 | 0 | 0 | 0 | 0
SA1 | Grid Battery | 0 | 0 | 0 | 0 | 0 | 0 | 0 | 0 | 0 | 0 | 0 | 0 | 0 | 0 | 0 | 0 | 0 | 0 | 0 | 0 | 0 | 0 | 0 | 0 | 0 | 0 | 0
SA1 | Pumped Hydro | 0 | 0 | 0 | 0 | 0 | 0 | 0 | 0 | 0 | 0 | 0 | 0 | 0 | 0 | 0 | 0 | 0 | 0 | 0 | 0 | 0 | 0 | 0 | 0 | 0 | 0 | 0
SA1 | VPP | 0 | 0 | 0 | 0 | 0 | 0 | 0 | 0 | 0 | 0 | 0 | 0 | 0 | 0 | 0 | 0 | 0 | 0 | 0 | 0 | 0 | 0 | 0 | 0 | 0 | 0 | 0
Total excluding storage |  | 100241.5849 | 71527.3427 | 124794.6786 | 66993.43 | 53839.6305 | 77425.6905 | 70174.0288 | 104656.0608 | 57513.1705 | 66007.2125 | 75583.9779 | 107400.9533 | 58049.76 | 64620.671 | 27305.5917 | 26887.0644 | 38339.5168 | 26185.9678 | 16234.7259 | 19816.8303 | 25911.851 | 8162.641 | 6872.8738 | 2542.174 | 1587.527 | 2651.6924 | 2773.6155
Region | Technology | 2023-24 | 2024-25 | 2025-26 | 2026-27 | 2027-28 | 2028-29 | 2029-30 | 2030-31 | 2031-32 | 2032-33 | 2033-34 | 2034-35 | 2035-36 | 2036-37 | 2037-38 | 2038-39 | 2039-40 | 2040-41 | 2041-42 | 2042-43 | 2043-44 | 2044-45 | 2045-46 | 2046-47 | 2047-48
TAS1 | Black Coal | 0 | 0 | 0 | 0 | 0 | 0 | 0 | 0 | 0 | 0 | 0 | 0 | 0 | 0 | 0 | 0 | 0 | 0 | 0 | 0 | 0 | 0 | 0 | 0 | 0 | 0 | 0
TAS1 | Brown Coal | 0 | 0 | 0 | 0 | 0 | 0 | 0 | 0 | 0 | 0 | 0 | 0 | 0 | 0 | 0 | 0 | 0 | 0 | 0 | 0 | 0 | 0 | 0 | 0 | 0 | 0 | 0
TAS1 | CCGT | 0 | 0 | 0 | 0 | 0 | 0 | 0 | 0 | 0 | 0 | 0 | 0 | 0 | 0 | 0 | 0 | 0 | 0 | 0 | 0 | 0 | 0 | 0 | 0 | 0 | 0 | 0
TAS1 | Gas - Steam | 0 | 0 | 0 | 0 | 0 | 0 | 0 | 0 | 0 | 0 | 0 | 0 | 0 | 0 | 0 | 0 | 0 | 0 | 0 | 0 | 0 | 0 | 0 | 0 | 0 | 0 | 0
TAS1 | OCGT / Diesel | 0.015907 | 0.030324 | 0.030609 | 20.8053 | 0.030396 | 0.030834 | 137.8758 | 488.1234 | 193.8684 | 769.8447 | 234.9412 | 1499.2147 | 954.3846 | 903.8893 | 1123.8289 | 823.3071 | 3633.6552 | 647.5897 | 365.877 | 576.7011 | 574.8677 | 228.4614 | 285.5264 | 308.5942 | 185.4097 | 542.6855 | 363.5833
TAS1 | Hydro | 0 | 0 | 0 | 0 | 0 | 0 | 0 | 0 | 0 | 0 | 0 | 0 | 0 | 0 | 0 | 0 | 0 | 0 | 0 | 0 | 0 | 0 | 0 | 0 | 0 | 0 | 0
TAS1 | Hydrogen Turbine | 0 | 0 | 0 | 0 | 0 | 0 | 0 | 0 | 0 | 0 | 0 | 0 | 0 | 0 | 0 | 0 | 0 | 0 | 0 | 0 | 0 | 0 | 0 | 0 | 0 | 0 | 0
TAS1 | Wind | 0 | 0 | 0 | 0 | 0 | 0 | 0 | 0 | 0 | 0 | 0 | 0 | 0 | 0 | 0 | 0 | 0 | 0 | 0 | 0 | 0 | 0 | 0 | 0 | 0 | 0 | 0
TAS1 | Solar PV | 0 | 0 | 0 | 0 | 0 | 0 | 0 | 0 | 0 | 0 | 0 | 0 | 0 | 0 | 0 | 0 | 0 | 0 | 0 | 0 | 0 | 0 | 0 | 0 | 0 | 0 | 0
TAS1 | Grid Battery | 0 | 0 | 0 | 0 | 0 | 0 | 0 | 0 | 0 | 0 | 0 | 0 | 0 | 0 | 0 | 0 | 0 | 0 | 0 | 0 | 0 | 0 | 0 | 0 | 0 | 0 | 0
TAS1 | Pumped Hydro | 0 | 0 | 0 | 0 | 0 | 0 | 0 | 0 | 0 | 0 | 0 | 0 | 0 | 0 | 0 | 0 | 0 | 0 | 0 | 0 | 0 | 0 | 0 | 0 | 0 | 0 | 0
TAS1 | VPP | 0 | 0 | 0 | 0 | 0 | 0 | 0 | 0 | 0 | 0 | 0 | 0 | 0 | 0 | 0 | 0 | 0 | 0 | 0 | 0 | 0 | 0 | 0 | 0 | 0 | 0 | 0
Total excluding storage |  | 0.015907 | 0.030324 | 0.030609 | 20.8053 | 0.030396 | 0.030834 | 137.8758 | 488.1234 | 193.8684 | 769.8447 | 234.9412 | 1499.2147 | 954.3846 | 903.8893 | 1123.8289 | 823.3071 | 3633.6552 | 647.5897 | 365.877 | 576.7011 | 574.8677 | 228.4614 | 285.5264 | 308.5942 | 185.4097 | 542.6855 | 363.5833

## Option 5A_Build Cost
New generation build cost (CAPEX) by technology ($000s) - Option 5A, Step Change Scenario
CAPEX | Real June 2021 dollars discounted to 1 July 2021. The total capital costs are annualised for modelling purposes.
Explicitly modelled generation
Region | Technology | 2023-24 | 2024-25 | 2025-26 | 2026-27 | 2027-28 | 2028-29 | 2029-30 | 2030-31 | 2031-32 | 2032-33 | 2033-34 | 2034-35 | 2035-36 | 2036-37 | 2037-38 | 2038-39 | 2039-40 | 2040-41 | 2041-42 | 2042-43 | 2043-44 | 2044-45 | 2045-46 | 2046-47 | 2047-48 | 2048-49 | 2049-50
NEM | Black Coal | 0 | 0 | 0 | 0 | 0 | 0 | 0 | 0 | 0 | 0 | 0 | 0 | 0 | 0 | 0 | 0 | 0 | 0 | 0 | 0 | 0 | 0 | 0 | 0 | 0 | 0 | 0
NEM | Brown Coal | 0 | 0 | 0 | 0 | 0 | 0 | 0 | 0 | 0 | 0 | 0 | 0 | 0 | 0 | 0 | 0 | 0 | 0 | 0 | 0 | 0 | 0 | 0 | 0 | 0 | 0 | 0
NEM | CCGT | 0 | 0 | 0 | 0 | 0 | 0 | 0 | 0 | 0 | 0 | 0 | 0 | 0 | 0 | 0 | 0 | 0 | 0 | 0 | 0 | 0 | 0 | 0 | 0 | 0 | 0 | 0
NEM | Gas - Steam | 0 | 0 | 0 | 0 | 0 | 0 | 0 | 0 | 0 | 0 | 0 | 0 | 0 | 0 | 0 | 0 | 0 | 0 | 0 | 0 | 0 | 0 | 0 | 0 | 0 | 0 | 0
NEM | OCGT / Diesel | 0 | 0.14193 | 0.13455 | 0.13148 | 0.12564 | 6954.7699 | 6592.2002 | 6248.5369 | 5938.5753 | 5613.1958 | 5320.5654 | 5043.1923 | 24264.638 | 22935.1345 | 69381.9323 | 65764.8649 | 62502.567 | 59077.9373 | 55998.0453 | 53078.7163 | 75496.6797 | 114260.4542 | 108303.7483 | 137937.2242 | 131094.7777 | 165570.387 | 156938.7191
NEM | Hydro | 0 | 0 | 0 | 0 | 0 | 0 | 0 | 0 | 0 | 0 | 0 | 0 | 0 | 0 | 0 | 0 | 0 | 0 | 0 | 0 | 0 | 0 | 0 | 0 | 0 | 0 | 0
NEM | Hydrogen Turbine | 0 | 0 | 0 | 0 | 0 | 0 | 0 | 0 | 0 | 0 | 0 | 0 | 0 | 0 | 0 | 0 | 0 | 0 | 0 | 0 | 0 | 0 | 0 | 0 | 0 | 0 | 0
NEM | Wind | 0 | 749585.6457 | 717050.6802 | 938690.6976 | 1426989.7616 | 1889319.3102 | 1966620.3849 | 2159893.9657 | 2162916.9937 | 2297090.5359 | 2491824.8848 | 2380673.5285 | 2371640.8442 | 2295808.3038 | 2435754.5107 | 2318098.1446 | 2237748.1307 | 2158101.1591 | 2069276.8521 | 2148199.775 | 2165052.7295 | 2058033.9293 | 1970998.8376 | 2199736.7496 | 2226743.3557 | 2156799.748 | 1903784.5766
NEM | Solar PV | 0 | 0.50713 | 56458.3011 | 53515.0708 | 50948.6823 | 83516.5827 | 128128.1907 | 216138.8262 | 219664.7052 | 331908.1813 | 373396.7791 | 427310.0976 | 406113.1617 | 398066.1016 | 531688.1458 | 536066.9745 | 739935.7366 | 832294.5162 | 892551.8932 | 1020533.5264 | 1102892.8214 | 1044941.5606 | 1003505.7971 | 1058783.5525 | 1035094.8592 | 1046711.1787 | 1081248.3493
NEM | Grid Battery | 0 | 0.59953 | 50506.4772 | 47873.7961 | 104194.8867 | 204268.658 | 199148.352 | 214301.7096 | 205565.4731 | 328684.7369 | 320403.2131 | 303699.7303 | 316052.5205 | 298735.431 | 302610.4181 | 286834.5279 | 379327.0895 | 396812.6233 | 494927.7917 | 546944.3111 | 549785.107 | 554648.8267 | 511918.3228 | 489323.8336 | 444948.6546 | 437308.3091 | 416046.3913
NEM | Pumped Hydro | 0 | 0 | 69626.2827 | 65996.6874 | 65864.3419 | 84838.2268 | 80415.4588 | 79028.1485 | 75107.931 | 103469.8892 | 98075.7397 | 118655.2468 | 120905.1005 | 114280.4971 | 268752.6749 | 254741.8764 | 276020.3468 | 260896.7064 | 247295.5114 | 234403.3525 | 222775.6891 | 217182.1648 | 205859.8776 | 235291.2311 | 223619.4919 | 211707.636 | 200670.7613
NEM | VPP | 0 | 0 | 0 | 0 | 0 | 0 | 0 | 0 | 0 | 0 | 0 | 0 | 0 | 0 | 0 | 0 | 0 | 0 | 0 | 0 | 0 | 0 | 0 | 0 | 0 | 0 | 0
Total excluding storage |  | 0 | 749586.8943 | 893641.8757 | 1106076.3833 | 1647997.7981 | 2268897.5476 | 2380904.5867 | 2675611.1868 | 2669193.6783 | 3066766.5391 | 3289021.1821 | 3235381.7955 | 3238976.2648 | 3129825.468 | 3608187.6817 | 3461506.3884 | 3695533.8707 | 3707182.9423 | 3760050.0938 | 4003159.6813 | 4116003.0267 | 3989066.9356 | 3800586.5835 | 4121072.5909 | 4061501.1391 | 4018097.2587 | 3758688.7976
Region | Technology | 2023-24 | 2024-25 | 2025-26 | 2026-27 | 2027-28 | 2028-29 | 2029-30 | 2030-31 | 2031-32 | 2032-33 | 2033-34 | 2034-35 | 2035-36 | 2036-37 | 2037-38 | 2038-39 | 2039-40 | 2040-41 | 2041-42 | 2042-43 | 2043-44 | 2044-45 | 2045-46 | 2046-47 | 2047-48 | 2048-49 | 2049-50
NSW1 | Black Coal | 0 | 0 | 0 | 0 | 0 | 0 | 0 | 0 | 0 | 0 | 0 | 0 | 0 | 0 | 0 | 0 | 0 | 0 | 0 | 0 | 0 | 0 | 0 | 0 | 0 | 0 | 0
NSW1 | Brown Coal | 0 | 0 | 0 | 0 | 0 | 0 | 0 | 0 | 0 | 0 | 0 | 0 | 0 | 0 | 0 | 0 | 0 | 0 | 0 | 0 | 0 | 0 | 0 | 0 | 0 | 0 | 0
NSW1 | CCGT | 0 | 0 | 0 | 0 | 0 | 0 | 0 | 0 | 0 | 0 | 0 | 0 | 0 | 0 | 0 | 0 | 0 | 0 | 0 | 0 | 0 | 0 | 0 | 0 | 0 | 0 | 0
NSW1 | Gas - Steam | 0 | 0 | 0 | 0 | 0 | 0 | 0 | 0 | 0 | 0 | 0 | 0 | 0 | 0 | 0 | 0 | 0 | 0 | 0 | 0 | 0 | 0 | 0 | 0 | 0 | 0 | 0
NSW1 | OCGT / Diesel | 0 | 0.060897 | 0.057723 | 0.054713 | 0.052041 | 0.049266 | 0.046785 | 0.044426 | 0.042261 | 0.040003 | 0.038029 | 0.036192 | 0.034422 | 0.032646 | 25772.7012 | 24429.1007 | 23217.2828 | 21945.1654 | 20801.1047 | 19716.687 | 18738.6326 | 22730.7895 | 21545.7721 | 25947.9525 | 24660.7911 | 24216.3027 | 22953.8256
NSW1 | Hydro | 0 | 0 | 0 | 0 | 0 | 0 | 0 | 0 | 0 | 0 | 0 | 0 | 0 | 0 | 0 | 0 | 0 | 0 | 0 | 0 | 0 | 0 | 0 | 0 | 0 | 0 | 0
NSW1 | Hydrogen Turbine | 0 | 0 | 0 | 0 | 0 | 0 | 0 | 0 | 0 | 0 | 0 | 0 | 0 | 0 | 0 | 0 | 0 | 0 | 0 | 0 | 0 | 0 | 0 | 0 | 0 | 0 | 0
NSW1 | Wind | 0 | 333621.6472 | 322772.0059 | 414866.9722 | 755718.3069 | 796014.412 | 781733.9669 | 745215.1719 | 708248.3942 | 799899.1319 | 811514.9158 | 786161.5511 | 856224.7508 | 853117.3569 | 838217.1227 | 794731.9439 | 759337.6844 | 734929.4163 | 707246.0062 | 754091.642 | 807276.1879 | 763044.5749 | 724644.1226 | 739347.3827 | 792093.6396 | 748693.396 | 626898.678
NSW1 | Solar PV | 0 | 0.19851 | 56457.9352 | 53514.6391 | 50948.2691 | 76617.281 | 120368.6581 | 178276.597 | 169433.0966 | 181940.0447 | 200199.5709 | 192439.0086 | 182892.9731 | 180766.7196 | 227254.7537 | 232048.5063 | 294338.4557 | 317366.505 | 317516.4748 | 327582.6404 | 330169.4281 | 312078.841 | 295809.329 | 327572.2361 | 327555.3658 | 325107.4653 | 343230.9858
NSW1 | Grid Battery | 0 | 0.37324 | 50506.231 | 47873.2344 | 104194.3188 | 129919.4063 | 128675.1134 | 121967.0082 | 115916.7802 | 149025.3988 | 141256.3075 | 133892.2353 | 127250.4902 | 120278.2057 | 114007.7817 | 108064.2512 | 155553.1967 | 147030.2002 | 158441.0272 | 155418.7671 | 148843.7984 | 153556.1799 | 131735.7276 | 128961.2879 | 102462.0784 | 105105.2866 | 97732.4108
NSW1 | Pumped Hydro | 0 | 0 | 69625.8821 | 65996.1007 | 65863.754 | 62255.0009 | 59009.4825 | 55933.1639 | 53158.5714 | 50245.9195 | 47626.4671 | 45143.5723 | 42904.222 | 40553.4238 | 38439.5376 | 36435.5815 | 34628.1779 | 32730.8384 | 31024.5019 | 29407.1148 | 27948.3836 | 26417.2238 | 25040.0235 | 23734.7699 | 22557.3949 | 21321.4348 | 20209.8914
NSW1 | VPP | 0 | 0 | 0 | 0 | 0 | 0 | 0 | 0 | 0 | 0 | 0 | 0 | 0 | 0 | 0 | 0 | 0 | 0 | 0 | 0 | 0 | 0 | 0 | 0 | 0 | 0 | 0
Total excluding storage |  | 0 | 333622.2798 | 499362.1119 | 582251.0011 | 976724.7008 | 1064806.1495 | 1089787.2676 | 1101391.9855 | 1046756.8847 | 1181110.5349 | 1200597.2994 | 1157636.4035 | 1209272.4705 | 1194715.7386 | 1243691.8969 | 1195709.3836 | 1267074.7975 | 1254002.1253 | 1235029.1148 | 1286216.8513 | 1332976.4305 | 1277827.6091 | 1198774.9747 | 1245563.6292 | 1269329.2698 | 1224443.8853 | 1111025.7917
Region | Technology | 2023-24 | 2024-25 | 2025-26 | 2026-27 | 2027-28 | 2028-29 | 2029-30 | 2030-31 | 2031-32 | 2032-33 | 2033-34 | 2034-35 | 2035-36 | 2036-37 | 2037-38 | 2038-39 | 2039-40 | 2040-41 | 2041-42 | 2042-43 | 2043-44 | 2044-45 | 2045-46 | 2046-47 | 2047-48 | 2048-49 | 2049-50
QLD1 | Black Coal | 0 | 0 | 0 | 0 | 0 | 0 | 0 | 0 | 0 | 0 | 0 | 0 | 0 | 0 | 0 | 0 | 0 | 0 | 0 | 0 | 0 | 0 | 0 | 0 | 0 | 0 | 0
QLD1 | Brown Coal | 0 | 0 | 0 | 0 | 0 | 0 | 0 | 0 | 0 | 0 | 0 | 0 | 0 | 0 | 0 | 0 | 0 | 0 | 0 | 0 | 0 | 0 | 0 | 0 | 0 | 0 | 0
QLD1 | CCGT | 0 | 0 | 0 | 0 | 0 | 0 | 0 | 0 | 0 | 0 | 0 | 0 | 0 | 0 | 0 | 0 | 0 | 0 | 0 | 0 | 0 | 0 | 0 | 0 | 0 | 0 | 0
QLD1 | Gas - Steam | 0 | 0 | 0 | 0 | 0 | 0 | 0 | 0 | 0 | 0 | 0 | 0 | 0 | 0 | 0 | 0 | 0 | 0 | 0 | 0 | 0 | 0 | 0 | 0 | 0 | 0 | 0
QLD1 | OCGT / Diesel | 0 | 0.016727 | 0.015864 | 0.016038 | 0.015363 | 6954.6647 | 6592.0993 | 6248.4354 | 5938.4786 | 5613.0986 | 5320.4728 | 5043.1023 | 4792.9367 | 4530.3231 | 24615.6733 | 23332.3918 | 22174.9774 | 20959.9699 | 19867.27 | 18831.5356 | 17897.3877 | 16916.7571 | 16034.841 | 44953.1243 | 42723.2016 | 81134.1294 | 76904.3837
QLD1 | Hydro | 0 | 0 | 0 | 0 | 0 | 0 | 0 | 0 | 0 | 0 | 0 | 0 | 0 | 0 | 0 | 0 | 0 | 0 | 0 | 0 | 0 | 0 | 0 | 0 | 0 | 0 | 0
QLD1 | Hydrogen Turbine | 0 | 0 | 0 | 0 | 0 | 0 | 0 | 0 | 0 | 0 | 0 | 0 | 0 | 0 | 0 | 0 | 0 | 0 | 0 | 0 | 0 | 0 | 0 | 0 | 0 | 0 | 0
QLD1 | Wind | 0 | 150750.1149 | 142891.1059 | 196244.7529 | 313836.0234 | 618777.7361 | 590558.1938 | 706367.5663 | 673414.0845 | 739962.8297 | 796007.3987 | 756310.4809 | 718793.3136 | 679409.3321 | 772004.3151 | 731757.6451 | 695458.4329 | 670093.5579 | 648212.6597 | 671952.8662 | 668791.6078 | 632147.2919 | 599191.749 | 734172.061 | 719149.9584 | 716333.4049 | 646567.8094
QLD1 | Solar PV | 0 | 0.08372 | 0.11438 | 0.11359 | 0.10949 | 6899.0103 | 7759.2494 | 37861.8395 | 50231.2178 | 88445.0132 | 114881.451 | 139885.382 | 132946.296 | 125661.9267 | 171282.465 | 177809.0485 | 310893.6532 | 339504.7617 | 335001.5387 | 446812.8629 | 424674.8649 | 401406.152 | 388159.1349 | 415733.8939 | 405363.3562 | 418878.6471 | 443799.1104
QLD1 | Grid Battery | 0 | 0.051547 | 0.056617 | 0.079975 | 0.095632 | 74348.8052 | 70472.8018 | 83010.4188 | 80786.9228 | 130715.6603 | 132754.7917 | 125833.9264 | 119591.8715 | 113039.2145 | 107146.1754 | 101560.3576 | 149322.5754 | 141140.9192 | 178069.2656 | 240381.4171 | 228457.1753 | 215939.5718 | 204682.0565 | 194011.4195 | 184387.3779 | 182766.345 | 173238.2419
QLD1 | Pumped Hydro | 0 | 0 | 0.093209 | 0.13556 | 0.13365 | 22582.7802 | 21405.4796 | 20289.555 | 19283.0813 | 18226.5266 | 17276.3348 | 42068.1267 | 39981.3183 | 37790.6691 | 190906.4531 | 180953.9847 | 205892.7342 | 194611.4948 | 184465.8726 | 174849.1703 | 166175.6878 | 157070.618 | 148882.1025 | 181283.7078 | 172291.0367 | 162850.8982 | 154361.041
QLD1 | VPP | 0 | 0 | 0 | 0 | 0 | 0 | 0 | 0 | 0 | 0 | 0 | 0 | 0 | 0 | 0 | 0 | 0 | 0 | 0 | 0 | 0 | 0 | 0 | 0 | 0 | 0 | 0
Total excluding storage |  | 0 | 150750.2669 | 142891.386 | 196245.098 | 313836.3776 | 729562.9965 | 696787.8238 | 853777.815 | 829653.7851 | 982963.1283 | 1066240.4491 | 1069141.0183 | 1016105.7361 | 960431.4655 | 1265955.0818 | 1215413.4276 | 1383742.3732 | 1366310.7035 | 1365616.6066 | 1552827.8521 | 1505996.7236 | 1423480.3908 | 1356949.8839 | 1570154.2066 | 1523914.9307 | 1561963.4245 | 1494870.5864
Region | Technology | 2023-24 | 2024-25 | 2025-26 | 2026-27 | 2027-28 | 2028-29 | 2029-30 | 2030-31 | 2031-32 | 2032-33 | 2033-34 | 2034-35 | 2035-36 | 2036-37 | 2037-38 | 2038-39 | 2039-40 | 2040-41 | 2041-42 | 2042-43 | 2043-44 | 2044-45 | 2045-46 | 2046-47 | 2047-48 | 2048-49 | 2049-50
VIC1 | Black Coal | 0 | 0 | 0 | 0 | 0 | 0 | 0 | 0 | 0 | 0 | 0 | 0 | 0 | 0 | 0 | 0 | 0 | 0 | 0 | 0 | 0 | 0 | 0 | 0 | 0 | 0 | 0
VIC1 | Brown Coal | 0 | 0 | 0 | 0 | 0 | 0 | 0 | 0 | 0 | 0 | 0 | 0 | 0 | 0 | 0 | 0 | 0 | 0 | 0 | 0 | 0 | 0 | 0 | 0 | 0 | 0 | 0
VIC1 | CCGT | 0 | 0 | 0 | 0 | 0 | 0 | 0 | 0 | 0 | 0 | 0 | 0 | 0 | 0 | 0 | 0 | 0 | 0 | 0 | 0 | 0 | 0 | 0 | 0 | 0 | 0 | 0
VIC1 | Gas - Steam | 0 | 0 | 0 | 0 | 0 | 0 | 0 | 0 | 0 | 0 | 0 | 0 | 0 | 0 | 0 | 0 | 0 | 0 | 0 | 0 | 0 | 0 | 0 | 0 | 0 | 0 | 0
VIC1 | OCGT / Diesel | 0 | 0.031818 | 0.030159 | 0.028657 | 0.027274 | 0.025914 | 0.024644 | 0.023454 | 0.022317 | 0.021729 | 0.020676 | 0.020388 | 19471.5749 | 18404.6918 | 18993.4491 | 18003.2693 | 17110.2084 | 16172.7089 | 15329.5821 | 14530.4096 | 38130.2954 | 73922.5377 | 70068.7561 | 66415.8827 | 63121.2888 | 59662.7581 | 56552.3695
VIC1 | Hydro | 0 | 0 | 0 | 0 | 0 | 0 | 0 | 0 | 0 | 0 | 0 | 0 | 0 | 0 | 0 | 0 | 0 | 0 | 0 | 0 | 0 | 0 | 0 | 0 | 0 | 0 | 0
VIC1 | Hydrogen Turbine | 0 | 0 | 0 | 0 | 0 | 0 | 0 | 0 | 0 | 0 | 0 | 0 | 0 | 0 | 0 | 0 | 0 | 0 | 0 | 0 | 0 | 0 | 0 | 0 | 0 | 0 | 0
VIC1 | Wind | 0 | 121735.4578 | 115389.0598 | 159770.3541 | 182458.7323 | 213510.9522 | 274876.4126 | 389757.2851 | 370423.1779 | 353460.6607 | 493593.7376 | 467861.3663 | 444652.8638 | 420290.2344 | 457229.7642 | 433393.2037 | 419903.9462 | 403737.5964 | 382689.6653 | 380967.7428 | 363161.6004 | 343263.3145 | 344244.7121 | 381619.9744 | 365671.6125 | 348661.4069 | 326282.971
VIC1 | Solar PV | 0 | 0.075793 | 0.073465 | 0.1419 | 0.13563 | 0.12903 | 0.1245 | 0.15849 | 0.17057 | 48043.177 | 45538.5565 | 58952.788 | 56028.4049 | 59268.3391 | 72755.3785 | 68962.4519 | 76760.0653 | 73327.1753 | 119805.4022 | 121588.9237 | 172531.0146 | 165198.3043 | 161946.5621 | 160865.514 | 154407.5108 | 156143.8163 | 154999.3924
VIC1 | Grid Battery | 0 | 0.078019 | 0.074678 | 0.30035 | 0.28692 | 0.27124 | 0.25793 | 9323.5132 | 8861.0166 | 18145.3377 | 17199.373 | 16302.7235 | 31541.5142 | 29813.298 | 36653.6028 | 34742.7528 | 34090.7529 | 49040.1911 | 81813.154 | 77548.0171 | 79526.5653 | 90048.2799 | 85353.82 | 80904.0233 | 76890.739 | 72677.7668 | 72293.4984
VIC1 | Pumped Hydro | 0 | 0 | 0.089143 | 0.1893 | 0.18113 | 0.17216 | 0.1645 | 0.24199 | 0.23018 | 0.21855 | 0.20805 | 0.19817 | 0.24186 | 0.2309 | 0.45017 | 0.42757 | 0.40808 | 0.39249 | 0.39445 | 0.37565 | 0.36077 | 4407.7558 | 4177.9711 | 3960.1638 | 3763.7188 | 3898.1564 | 3694.9357
VIC1 | VPP | 0 | 0 | 0 | 0 | 0 | 0 | 0 | 0 | 0 | 0 | 0 | 0 | 0 | 0 | 0 | 0 | 0 | 0 | 0 | 0 | 0 | 0 | 0 | 0 | 0 | 0 | 0
Total excluding storage |  | 0 | 121735.6435 | 115389.3273 | 159771.0143 | 182459.3633 | 213511.5505 | 274876.9842 | 399081.2222 | 379284.6175 | 419649.4157 | 556331.8959 | 543117.0963 | 551694.5997 | 527776.7941 | 585632.6447 | 555102.1053 | 547865.3809 | 542278.0641 | 599638.198 | 594635.4687 | 653349.8366 | 676840.1921 | 665791.8214 | 693765.5581 | 663854.8699 | 641043.9045 | 613823.167
Region | Technology | 2023-24 | 2024-25 | 2025-26 | 2026-27 | 2027-28 | 2028-29 | 2029-30 | 2030-31 | 2031-32 | 2032-33 | 2033-34 | 2034-35 | 2035-36 | 2036-37 | 2037-38 | 2038-39 | 2039-40 | 2040-41 | 2041-42 | 2042-43 | 2043-44 | 2044-45 | 2045-46 | 2046-47 | 2047-48 | 2048-49 | 2049-50
SA1 | Black Coal | 0 | 0 | 0 | 0 | 0 | 0 | 0 | 0 | 0 | 0 | 0 | 0 | 0 | 0 | 0 | 0 | 0 | 0 | 0 | 0 | 0 | 0 | 0 | 0 | 0 | 0 | 0
SA1 | Brown Coal | 0 | 0 | 0 | 0 | 0 | 0 | 0 | 0 | 0 | 0 | 0 | 0 | 0 | 0 | 0 | 0 | 0 | 0 | 0 | 0 | 0 | 0 | 0 | 0 | 0 | 0 | 0
SA1 | CCGT | 0 | 0 | 0 | 0 | 0 | 0 | 0 | 0 | 0 | 0 | 0 | 0 | 0 | 0 | 0 | 0 | 0 | 0 | 0 | 0 | 0 | 0 | 0 | 0 | 0 | 0 | 0
SA1 | Gas - Steam | 0 | 0 | 0 | 0 | 0 | 0 | 0 | 0 | 0 | 0 | 0 | 0 | 0 | 0 | 0 | 0 | 0 | 0 | 0 | 0 | 0 | 0 | 0 | 0 | 0 | 0 | 0
SA1 | OCGT / Diesel | 0 | 0.016956 | 0.016081 | 0.018049 | 0.017218 | 0.016378 | 0.015623 | 0.017475 | 0.01671 | 0.018404 | 0.017563 | 0.017815 | 0.055816 | 0.052826 | 0.072232 | 0.068504 | 0.06529 | 0.061782 | 0.058605 | 0.055629 | 730.3358 | 690.3196 | 654.3314 | 620.2194 | 589.4531 | 557.1559 | 528.1056
SA1 | Hydro | 0 | 0 | 0 | 0 | 0 | 0 | 0 | 0 | 0 | 0 | 0 | 0 | 0 | 0 | 0 | 0 | 0 | 0 | 0 | 0 | 0 | 0 | 0 | 0 | 0 | 0 | 0
SA1 | Hydrogen Turbine | 0 | 0 | 0 | 0 | 0 | 0 | 0 | 0 | 0 | 0 | 0 | 0 | 0 | 0 | 0 | 0 | 0 | 0 | 0 | 0 | 0 | 0 | 0 | 0 | 0 | 0 | 0
SA1 | Wind | 0 | 58375.063 | 55331.8133 | 90032.3954 | 85566.3141 | 166627.3523 | 180676.5171 | 186232.1075 | 176993.9716 | 182674.2152 | 181141.3437 | 171697.9593 | 163181.4914 | 164547.0177 | 199103.393 | 197836.283 | 210624.6827 | 203665.9148 | 193048.2612 | 210305.7597 | 201434.0254 | 202004.9565 | 191473.8981 | 238962.8651 | 249433.7289 | 248217.9161 | 236385.8915
SA1 | Solar PV | 0 | 0.11568 | 0.14627 | 0.14299 | 0.13634 | 0.13215 | 0.12896 | 0.19649 | 0.18688 | 13479.9057 | 12777.162 | 36032.8727 | 34245.4437 | 32369.0743 | 60395.505 | 57246.9259 | 57943.5167 | 98260.1249 | 116592.506 | 121102.68 | 172242.0535 | 163162.2637 | 154656.1743 | 151830.2979 | 145124.9988 | 144082.4497 | 136850.3382
SA1 | Grid Battery | 0 | 0.055617 | 0.067269 | 0.12981 | 0.12605 | 0.11918 | 0.11464 | 0.66306 | 0.6348 | 30798.1908 | 29192.5987 | 27670.7101 | 37668.5155 | 35604.59 | 44802.7276 | 42467.0417 | 40360.4455 | 59601.1998 | 76604.2355 | 73596.0055 | 92957.4584 | 95104.676 | 90146.6082 | 85446.9998 | 81208.358 | 76758.8048 | 72782.1336
SA1 | Pumped Hydro | 0 | 0 | 0.10962 | 0.14694 | 0.14245 | 0.13639 | 0.13325 | 0.15825 | 0.15087 | 0.14835 | 0.14332 | 0.13815 | 0.15516 | 0.14849 | 0.17916 | 0.17068 | 0.16421 | 0.16547 | 0.17596 | 0.18202 | 0.17844 | 0.20059 | 0.1908 | 0.18153 | 0.17317 | 0.16452 | 0.16879
SA1 | VPP | 0 | 0 | 0 | 0 | 0 | 0 | 0 | 0 | 0 | 0 | 0 | 0 | 0 | 0 | 0 | 0 | 0 | 0 | 0 | 0 | 0 | 0 | 0 | 0 | 0 | 0 | 0
Total excluding storage |  | 0 | 58375.2512 | 55332.1526 | 90032.8332 | 85566.7362 | 166627.7564 | 180676.9095 | 186233.1427 | 176994.9609 | 226952.4785 | 223111.2653 | 235401.698 | 235095.6615 | 232520.8833 | 304301.8769 | 297550.4898 | 308928.8744 | 361527.4667 | 386245.2372 | 405004.6828 | 467364.0516 | 460962.4164 | 436931.2027 | 476860.5636 | 476356.712 | 469616.4911 | 446546.6377
Region | Technology | 2023-24 | 2024-25 | 2025-26 | 2026-27 | 2027-28 | 2028-29 | 2029-30 | 2030-31 | 2031-32 | 2032-33 | 2033-34 | 2034-35 | 2035-36 | 2036-37 | 2037-38 | 2038-39 | 2039-40 | 2040-41 | 2041-42 | 2042-43 | 2043-44 | 2044-45 | 2045-46 | 2046-47 | 2047-48 | 2048-49 | 2049-50
TAS1 | Black Coal | 0 | 0 | 0 | 0 | 0 | 0 | 0 | 0 | 0 | 0 | 0 | 0 | 0 | 0 | 0 | 0 | 0 | 0 | 0 | 0 | 0 | 0 | 0 | 0 | 0 | 0 | 0
TAS1 | Brown Coal | 0 | 0 | 0 | 0 | 0 | 0 | 0 | 0 | 0 | 0 | 0 | 0 | 0 | 0 | 0 | 0 | 0 | 0 | 0 | 0 | 0 | 0 | 0 | 0 | 0 | 0 | 0
TAS1 | CCGT | 0 | 0 | 0 | 0 | 0 | 0 | 0 | 0 | 0 | 0 | 0 | 0 | 0 | 0 | 0 | 0 | 0 | 0 | 0 | 0 | 0 | 0 | 0 | 0 | 0 | 0 | 0
TAS1 | Gas - Steam | 0 | 0 | 0 | 0 | 0 | 0 | 0 | 0 | 0 | 0 | 0 | 0 | 0 | 0 | 0 | 0 | 0 | 0 | 0 | 0 | 0 | 0 | 0 | 0 | 0 | 0 | 0
TAS1 | OCGT / Diesel | 0 | 0.015528 | 0.014726 | 0.014021 | 0.013742 | 0.013684 | 0.013861 | 0.016101 | 0.015423 | 0.017122 | 0.016328 | 0.015599 | 0.036112 | 0.034203 | 0.036522 | 0.034679 | 0.033062 | 0.031297 | 0.02989 | 0.028424 | 0.028156 | 0.050307 | 0.047741 | 0.045317 | 0.04314 | 0.040844 | 0.034709
TAS1 | Hydro | 0 | 0 | 0 | 0 | 0 | 0 | 0 | 0 | 0 | 0 | 0 | 0 | 0 | 0 | 0 | 0 | 0 | 0 | 0 | 0 | 0 | 0 | 0 | 0 | 0 | 0 | 0
TAS1 | Hydrogen Turbine | 0 | 0 | 0 | 0 | 0 | 0 | 0 | 0 | 0 | 0 | 0 | 0 | 0 | 0 | 0 | 0 | 0 | 0 | 0 | 0 | 0 | 0 | 0 | 0 | 0 | 0 | 0
TAS1 | Wind | 0 | 85103.3628 | 80666.6953 | 77776.2231 | 89410.3848 | 94388.8575 | 138775.2946 | 132321.8349 | 233837.3655 | 221093.6983 | 209567.489 | 198642.1709 | 188788.4245 | 178444.3628 | 169199.9157 | 160379.0689 | 152423.3845 | 145674.6736 | 138080.2598 | 130881.7644 | 124389.308 | 117573.7915 | 111444.3559 | 105634.4664 | 100394.4164 | 94893.6242 | 67649.2268
TAS1 | Solar PV | 0 | 0.033432 | 0.031762 | 0.033151 | 0.031702 | 0.030205 | 0.029732 | 0.034744 | 0.033321 | 0.040672 | 0.038688 | 0.046222 | 0.044013 | 0.041944 | 0.043668 | 0.041956 | 0.045619 | 3835.9493 | 3635.9716 | 3446.4194 | 3275.4602 | 3095.9996 | 2934.5968 | 2781.6107 | 2643.6275 | 2498.8003 | 2368.5224
TAS1 | Grid Battery | 0 | 0.041104 | 0.047592 | 0.051579 | 0.059269 | 0.056119 | 0.064295 | 0.10633 | 0.11865 | 0.14941 | 0.14219 | 0.13503 | 0.12912 | 0.1228 | 0.13061 | 0.12465 | 0.11908 | 0.11314 | 0.10947 | 0.10435 | 0.10957 | 0.11931 | 0.11058 | 0.10303 | 0.10135 | 0.10584 | 0.1066
TAS1 | Pumped Hydro | 0 | 0 | 0.10863 | 0.11481 | 0.13073 | 0.13708 | 0.19903 | 2805.0293 | 2665.8972 | 34997.0762 | 33172.5863 | 31443.2115 | 38019.1632 | 35936.0248 | 39406.0549 | 37351.712 | 35498.8624 | 33553.8153 | 31804.5665 | 30146.5098 | 28651.0784 | 29286.3666 | 27759.5896 | 26312.408 | 25007.1683 | 23636.9821 | 22404.7244
TAS1 | VPP | 0 | 0 | 0 | 0 | 0 | 0 | 0 | 0 | 0 | 0 | 0 | 0 | 0 | 0 | 0 | 0 | 0 | 0 | 0 | 0 | 0 | 0 | 0 | 0 | 0 | 0 | 0
Total excluding storage |  | 0 | 85103.4529 | 80666.898 | 77776.4367 | 89410.6202 | 94389.0946 | 138775.6015 | 135127.0214 | 236503.4301 | 256090.9817 | 242740.2725 | 230085.5792 | 226807.797 | 214380.5865 | 208606.1813 | 197730.9821 | 187922.4447 | 183064.5826 | 173520.9372 | 164474.8263 | 156315.9844 | 149956.3272 | 142138.7007 | 134728.6334 | 128045.3567 | 121029.5533 | 92422.6148

## Option 5A_Rehab Cost
Rehabilition cost by technology ($000s) - Option 5A, Step Change Scenario
Rehab | Real June 2021 dollars discounted to 1 July 2021
Explicitly modelled generation
Region | Technology | 2023-24 | 2024-25 | 2025-26 | 2026-27 | 2027-28 | 2028-29 | 2029-30 | 2030-31 | 2031-32 | 2032-33 | 2033-34 | 2034-35 | 2035-36 | 2036-37 | 2037-38 | 2038-39 | 2039-40 | 2040-41 | 2041-42 | 2042-43 | 2043-44 | 2044-45 | 2045-46 | 2046-47 | 2047-48 | 2048-49 | 2049-50
NEM | Black Coal | 0 | 0 | 0 | 0 | 0 | 0 | 0 | 0 | 0 | 0 | 0 | 0 | 0 | 0 | 0 | 0 | 0 | 0 | 0 | 0 | 0 | 0 | 0 | 0 | 0 | 0 | 0
NEM | Brown Coal | 0 | 0 | 0 | 0 | 0 | 0 | 0 | 0 | 0 | 0 | 0 | 0 | 0 | 0 | 0 | 0 | 0 | 0 | 0 | 0 | 0 | 0 | 0 | 0 | 0 | 0 | 0
NEM | CCGT | 0 | 0 | 0 | 0 | 0 | 0 | 0 | 0 | 0 | 0 | 0 | 0 | 0 | 0 | 0 | 0 | 0 | 0 | 0 | 0 | 0 | 0 | 0 | 0 | 0 | 0 | 0
NEM | Gas - Steam | 0 | 0 | 0 | 0 | 0 | 0 | 0 | 0 | 0 | 0 | 0 | 0 | 0 | 0 | 0 | 0 | 0 | 0 | 0 | 0 | 0 | 0 | 0 | 0 | 0 | 0 | 0
NEM | OCGT / Diesel | 0 | 0 | 0 | 0 | 0 | 0 | 0 | 0 | 0 | 0 | 0 | 0 | 0 | 0 | 0 | 0 | 0 | 0 | 0 | 0 | 0 | 0 | 0 | 0 | 0 | 0 | 0
NEM | Hydro | 0 | 0 | 0 | 0 | 0 | 0 | 0 | 0 | 0 | 0 | 0 | 0 | 0 | 0 | 0 | 0 | 0 | 0 | 0 | 0 | 0 | 0 | 0 | 0 | 0 | 0 | 0
NEM | Hydrogen Turbine | 0 | 0 | 0 | 0 | 0 | 0 | 0 | 0 | 0 | 0 | 0 | 0 | 0 | 0 | 0 | 0 | 0 | 0 | 0 | 0 | 0 | 0 | 0 | 0 | 0 | 0 | 0
NEM | Wind | 0 | 0 | 0 | 0 | 0 | 0 | 0 | 0 | 0 | 0 | 0 | 0 | 0 | 0 | 0 | 0 | 0 | 0 | 0 | 0 | 0 | 0 | 0 | 0 | 0 | 0 | 0
NEM | Solar PV | 0 | 0 | 0 | 0 | 0 | 0 | 0 | 0 | 0 | 0 | 0 | 0 | 0 | 0 | 0 | 0 | 0 | 0 | 0 | 0 | 0 | 0 | 0 | 0 | 0 | 0 | 0
NEM | Grid Battery | 0 | 0 | 0 | 0 | 0 | 0 | 0 | 0 | 0 | 0 | 0 | 0 | 0 | 0 | 0 | 0 | 0 | 0 | 0 | 0 | 0 | 0 | 0 | 0 | 0 | 0 | 0
NEM | Pumped Hydro | 0 | 0 | 0 | 0 | 0 | 0 | 0 | 0 | 0 | 0 | 0 | 0 | 0 | 0 | 0 | 0 | 0 | 0 | 0 | 0 | 0 | 0 | 0 | 0 | 0 | 0 | 0
NEM | VPP | 0 | 0 | 0 | 0 | 0 | 0 | 0 | 0 | 0 | 0 | 0 | 0 | 0 | 0 | 0 | 0 | 0 | 0 | 0 | 0 | 0 | 0 | 0 | 0 | 0 | 0 | 0
Total excluding storage |  | 0 | 0 | 0 | 0 | 0 | 0 | 0 | 0 | 0 | 0 | 0 | 0 | 0 | 0 | 0 | 0 | 0 | 0 | 0 | 0 | 0 | 0 | 0 | 0 | 0 | 0 | 0
Region | Technology | 2023-24 | 2024-25 | 2025-26 | 2026-27 | 2027-28 | 2028-29 | 2029-30 | 2030-31 | 2031-32 | 2032-33 | 2033-34 | 2034-35 | 2035-36 | 2036-37 | 2037-38 | 2038-39 | 2039-40 | 2040-41 | 2041-42 | 2042-43 | 2043-44 | 2044-45 | 2045-46 | 2046-47 | 2047-48 | 2048-49 | 2049-50
NSW1 | Black Coal | 0 | 0 | 0 | 0 | 0 | 0 | 0 | 0 | 0 | 0 | 0 | 0 | 0 | 0 | 0 | 0 | 0 | 0 | 0 | 0 | 0 | 0 | 0 | 0 | 0 | 0 | 0
NSW1 | Brown Coal | 0 | 0 | 0 | 0 | 0 | 0 | 0 | 0 | 0 | 0 | 0 | 0 | 0 | 0 | 0 | 0 | 0 | 0 | 0 | 0 | 0 | 0 | 0 | 0 | 0 | 0 | 0
NSW1 | CCGT | 0 | 0 | 0 | 0 | 0 | 0 | 0 | 0 | 0 | 0 | 0 | 0 | 0 | 0 | 0 | 0 | 0 | 0 | 0 | 0 | 0 | 0 | 0 | 0 | 0 | 0 | 0
NSW1 | Gas - Steam | 0 | 0 | 0 | 0 | 0 | 0 | 0 | 0 | 0 | 0 | 0 | 0 | 0 | 0 | 0 | 0 | 0 | 0 | 0 | 0 | 0 | 0 | 0 | 0 | 0 | 0 | 0
NSW1 | OCGT / Diesel | 0 | 0 | 0 | 0 | 0 | 0 | 0 | 0 | 0 | 0 | 0 | 0 | 0 | 0 | 0 | 0 | 0 | 0 | 0 | 0 | 0 | 0 | 0 | 0 | 0 | 0 | 0
NSW1 | Hydro | 0 | 0 | 0 | 0 | 0 | 0 | 0 | 0 | 0 | 0 | 0 | 0 | 0 | 0 | 0 | 0 | 0 | 0 | 0 | 0 | 0 | 0 | 0 | 0 | 0 | 0 | 0
NSW1 | Hydrogen Turbine | 0 | 0 | 0 | 0 | 0 | 0 | 0 | 0 | 0 | 0 | 0 | 0 | 0 | 0 | 0 | 0 | 0 | 0 | 0 | 0 | 0 | 0 | 0 | 0 | 0 | 0 | 0
NSW1 | Wind | 0 | 0 | 0 | 0 | 0 | 0 | 0 | 0 | 0 | 0 | 0 | 0 | 0 | 0 | 0 | 0 | 0 | 0 | 0 | 0 | 0 | 0 | 0 | 0 | 0 | 0 | 0
NSW1 | Solar PV | 0 | 0 | 0 | 0 | 0 | 0 | 0 | 0 | 0 | 0 | 0 | 0 | 0 | 0 | 0 | 0 | 0 | 0 | 0 | 0 | 0 | 0 | 0 | 0 | 0 | 0 | 0
NSW1 | Grid Battery | 0 | 0 | 0 | 0 | 0 | 0 | 0 | 0 | 0 | 0 | 0 | 0 | 0 | 0 | 0 | 0 | 0 | 0 | 0 | 0 | 0 | 0 | 0 | 0 | 0 | 0 | 0
NSW1 | Pumped Hydro | 0 | 0 | 0 | 0 | 0 | 0 | 0 | 0 | 0 | 0 | 0 | 0 | 0 | 0 | 0 | 0 | 0 | 0 | 0 | 0 | 0 | 0 | 0 | 0 | 0 | 0 | 0
NSW1 | VPP | 0 | 0 | 0 | 0 | 0 | 0 | 0 | 0 | 0 | 0 | 0 | 0 | 0 | 0 | 0 | 0 | 0 | 0 | 0 | 0 | 0 | 0 | 0 | 0 | 0 | 0 | 0
Total excluding storage |  | 0 | 0 | 0 | 0 | 0 | 0 | 0 | 0 | 0 | 0 | 0 | 0 | 0 | 0 | 0 | 0 | 0 | 0 | 0 | 0 | 0 | 0 | 0 | 0 | 0 | 0 | 0
Region | Technology | 2023-24 | 2024-25 | 2025-26 | 2026-27 | 2027-28 | 2028-29 | 2029-30 | 2030-31 | 2031-32 | 2032-33 | 2033-34 | 2034-35 | 2035-36 | 2036-37 | 2037-38 | 2038-39 | 2039-40 | 2040-41 | 2041-42 | 2042-43 | 2043-44 | 2044-45 | 2045-46 | 2046-47 | 2047-48 | 2048-49 | 2049-50
QLD1 | Black Coal | 0 | 0 | 0 | 0 | 0 | 0 | 0 | 0 | 0 | 0 | 0 | 0 | 0 | 0 | 0 | 0 | 0 | 0 | 0 | 0 | 0 | 0 | 0 | 0 | 0 | 0 | 0
QLD1 | Brown Coal | 0 | 0 | 0 | 0 | 0 | 0 | 0 | 0 | 0 | 0 | 0 | 0 | 0 | 0 | 0 | 0 | 0 | 0 | 0 | 0 | 0 | 0 | 0 | 0 | 0 | 0 | 0
QLD1 | CCGT | 0 | 0 | 0 | 0 | 0 | 0 | 0 | 0 | 0 | 0 | 0 | 0 | 0 | 0 | 0 | 0 | 0 | 0 | 0 | 0 | 0 | 0 | 0 | 0 | 0 | 0 | 0
QLD1 | Gas - Steam | 0 | 0 | 0 | 0 | 0 | 0 | 0 | 0 | 0 | 0 | 0 | 0 | 0 | 0 | 0 | 0 | 0 | 0 | 0 | 0 | 0 | 0 | 0 | 0 | 0 | 0 | 0
QLD1 | OCGT / Diesel | 0 | 0 | 0 | 0 | 0 | 0 | 0 | 0 | 0 | 0 | 0 | 0 | 0 | 0 | 0 | 0 | 0 | 0 | 0 | 0 | 0 | 0 | 0 | 0 | 0 | 0 | 0
QLD1 | Hydro | 0 | 0 | 0 | 0 | 0 | 0 | 0 | 0 | 0 | 0 | 0 | 0 | 0 | 0 | 0 | 0 | 0 | 0 | 0 | 0 | 0 | 0 | 0 | 0 | 0 | 0 | 0
QLD1 | Hydrogen Turbine | 0 | 0 | 0 | 0 | 0 | 0 | 0 | 0 | 0 | 0 | 0 | 0 | 0 | 0 | 0 | 0 | 0 | 0 | 0 | 0 | 0 | 0 | 0 | 0 | 0 | 0 | 0
QLD1 | Wind | 0 | 0 | 0 | 0 | 0 | 0 | 0 | 0 | 0 | 0 | 0 | 0 | 0 | 0 | 0 | 0 | 0 | 0 | 0 | 0 | 0 | 0 | 0 | 0 | 0 | 0 | 0
QLD1 | Solar PV | 0 | 0 | 0 | 0 | 0 | 0 | 0 | 0 | 0 | 0 | 0 | 0 | 0 | 0 | 0 | 0 | 0 | 0 | 0 | 0 | 0 | 0 | 0 | 0 | 0 | 0 | 0
QLD1 | Grid Battery | 0 | 0 | 0 | 0 | 0 | 0 | 0 | 0 | 0 | 0 | 0 | 0 | 0 | 0 | 0 | 0 | 0 | 0 | 0 | 0 | 0 | 0 | 0 | 0 | 0 | 0 | 0
QLD1 | Pumped Hydro | 0 | 0 | 0 | 0 | 0 | 0 | 0 | 0 | 0 | 0 | 0 | 0 | 0 | 0 | 0 | 0 | 0 | 0 | 0 | 0 | 0 | 0 | 0 | 0 | 0 | 0 | 0
QLD1 | VPP | 0 | 0 | 0 | 0 | 0 | 0 | 0 | 0 | 0 | 0 | 0 | 0 | 0 | 0 | 0 | 0 | 0 | 0 | 0 | 0 | 0 | 0 | 0 | 0 | 0 | 0 | 0
Total excluding storage |  | 0 | 0 | 0 | 0 | 0 | 0 | 0 | 0 | 0 | 0 | 0 | 0 | 0 | 0 | 0 | 0 | 0 | 0 | 0 | 0 | 0 | 0 | 0 | 0 | 0 | 0 | 0
Region | Technology | 2023-24 | 2024-25 | 2025-26 | 2026-27 | 2027-28 | 2028-29 | 2029-30 | 2030-31 | 2031-32 | 2032-33 | 2033-34 | 2034-35 | 2035-36 | 2036-37 | 2037-38 | 2038-39 | 2039-40 | 2040-41 | 2041-42 | 2042-43 | 2043-44 | 2044-45 | 2045-46 | 2046-47 | 2047-48 | 2048-49 | 2049-50
VIC1 | Black Coal | 0 | 0 | 0 | 0 | 0 | 0 | 0 | 0 | 0 | 0 | 0 | 0 | 0 | 0 | 0 | 0 | 0 | 0 | 0 | 0 | 0 | 0 | 0 | 0 | 0 | 0 | 0
VIC1 | Brown Coal | 0 | 0 | 0 | 0 | 0 | 0 | 0 | 0 | 0 | 0 | 0 | 0 | 0 | 0 | 0 | 0 | 0 | 0 | 0 | 0 | 0 | 0 | 0 | 0 | 0 | 0 | 0
VIC1 | CCGT | 0 | 0 | 0 | 0 | 0 | 0 | 0 | 0 | 0 | 0 | 0 | 0 | 0 | 0 | 0 | 0 | 0 | 0 | 0 | 0 | 0 | 0 | 0 | 0 | 0 | 0 | 0
VIC1 | Gas - Steam | 0 | 0 | 0 | 0 | 0 | 0 | 0 | 0 | 0 | 0 | 0 | 0 | 0 | 0 | 0 | 0 | 0 | 0 | 0 | 0 | 0 | 0 | 0 | 0 | 0 | 0 | 0
VIC1 | OCGT / Diesel | 0 | 0 | 0 | 0 | 0 | 0 | 0 | 0 | 0 | 0 | 0 | 0 | 0 | 0 | 0 | 0 | 0 | 0 | 0 | 0 | 0 | 0 | 0 | 0 | 0 | 0 | 0
VIC1 | Hydro | 0 | 0 | 0 | 0 | 0 | 0 | 0 | 0 | 0 | 0 | 0 | 0 | 0 | 0 | 0 | 0 | 0 | 0 | 0 | 0 | 0 | 0 | 0 | 0 | 0 | 0 | 0
VIC1 | Hydrogen Turbine | 0 | 0 | 0 | 0 | 0 | 0 | 0 | 0 | 0 | 0 | 0 | 0 | 0 | 0 | 0 | 0 | 0 | 0 | 0 | 0 | 0 | 0 | 0 | 0 | 0 | 0 | 0
VIC1 | Wind | 0 | 0 | 0 | 0 | 0 | 0 | 0 | 0 | 0 | 0 | 0 | 0 | 0 | 0 | 0 | 0 | 0 | 0 | 0 | 0 | 0 | 0 | 0 | 0 | 0 | 0 | 0
VIC1 | Solar PV | 0 | 0 | 0 | 0 | 0 | 0 | 0 | 0 | 0 | 0 | 0 | 0 | 0 | 0 | 0 | 0 | 0 | 0 | 0 | 0 | 0 | 0 | 0 | 0 | 0 | 0 | 0
VIC1 | Grid Battery | 0 | 0 | 0 | 0 | 0 | 0 | 0 | 0 | 0 | 0 | 0 | 0 | 0 | 0 | 0 | 0 | 0 | 0 | 0 | 0 | 0 | 0 | 0 | 0 | 0 | 0 | 0
VIC1 | Pumped Hydro | 0 | 0 | 0 | 0 | 0 | 0 | 0 | 0 | 0 | 0 | 0 | 0 | 0 | 0 | 0 | 0 | 0 | 0 | 0 | 0 | 0 | 0 | 0 | 0 | 0 | 0 | 0
VIC1 | VPP | 0 | 0 | 0 | 0 | 0 | 0 | 0 | 0 | 0 | 0 | 0 | 0 | 0 | 0 | 0 | 0 | 0 | 0 | 0 | 0 | 0 | 0 | 0 | 0 | 0 | 0 | 0
Total excluding storage |  | 0 | 0 | 0 | 0 | 0 | 0 | 0 | 0 | 0 | 0 | 0 | 0 | 0 | 0 | 0 | 0 | 0 | 0 | 0 | 0 | 0 | 0 | 0 | 0 | 0 | 0 | 0
Region | Technology | 2023-24 | 2024-25 | 2025-26 | 2026-27 | 2027-28 | 2028-29 | 2029-30 | 2030-31 | 2031-32 | 2032-33 | 2033-34 | 2034-35 | 2035-36 | 2036-37 | 2037-38 | 2038-39 | 2039-40 | 2040-41 | 2041-42 | 2042-43 | 2043-44 | 2044-45 | 2045-46 | 2046-47 | 2047-48 | 2048-49 | 2049-50
SA1 | Black Coal | 0 | 0 | 0 | 0 | 0 | 0 | 0 | 0 | 0 | 0 | 0 | 0 | 0 | 0 | 0 | 0 | 0 | 0 | 0 | 0 | 0 | 0 | 0 | 0 | 0 | 0 | 0
SA1 | Brown Coal | 0 | 0 | 0 | 0 | 0 | 0 | 0 | 0 | 0 | 0 | 0 | 0 | 0 | 0 | 0 | 0 | 0 | 0 | 0 | 0 | 0 | 0 | 0 | 0 | 0 | 0 | 0
SA1 | CCGT | 0 | 0 | 0 | 0 | 0 | 0 | 0 | 0 | 0 | 0 | 0 | 0 | 0 | 0 | 0 | 0 | 0 | 0 | 0 | 0 | 0 | 0 | 0 | 0 | 0 | 0 | 0
SA1 | Gas - Steam | 0 | 0 | 0 | 0 | 0 | 0 | 0 | 0 | 0 | 0 | 0 | 0 | 0 | 0 | 0 | 0 | 0 | 0 | 0 | 0 | 0 | 0 | 0 | 0 | 0 | 0 | 0
SA1 | OCGT / Diesel | 0 | 0 | 0 | 0 | 0 | 0 | 0 | 0 | 0 | 0 | 0 | 0 | 0 | 0 | 0 | 0 | 0 | 0 | 0 | 0 | 0 | 0 | 0 | 0 | 0 | 0 | 0
SA1 | Hydro | 0 | 0 | 0 | 0 | 0 | 0 | 0 | 0 | 0 | 0 | 0 | 0 | 0 | 0 | 0 | 0 | 0 | 0 | 0 | 0 | 0 | 0 | 0 | 0 | 0 | 0 | 0
SA1 | Hydrogen Turbine | 0 | 0 | 0 | 0 | 0 | 0 | 0 | 0 | 0 | 0 | 0 | 0 | 0 | 0 | 0 | 0 | 0 | 0 | 0 | 0 | 0 | 0 | 0 | 0 | 0 | 0 | 0
SA1 | Wind | 0 | 0 | 0 | 0 | 0 | 0 | 0 | 0 | 0 | 0 | 0 | 0 | 0 | 0 | 0 | 0 | 0 | 0 | 0 | 0 | 0 | 0 | 0 | 0 | 0 | 0 | 0
SA1 | Solar PV | 0 | 0 | 0 | 0 | 0 | 0 | 0 | 0 | 0 | 0 | 0 | 0 | 0 | 0 | 0 | 0 | 0 | 0 | 0 | 0 | 0 | 0 | 0 | 0 | 0 | 0 | 0
SA1 | Grid Battery | 0 | 0 | 0 | 0 | 0 | 0 | 0 | 0 | 0 | 0 | 0 | 0 | 0 | 0 | 0 | 0 | 0 | 0 | 0 | 0 | 0 | 0 | 0 | 0 | 0 | 0 | 0
SA1 | Pumped Hydro | 0 | 0 | 0 | 0 | 0 | 0 | 0 | 0 | 0 | 0 | 0 | 0 | 0 | 0 | 0 | 0 | 0 | 0 | 0 | 0 | 0 | 0 | 0 | 0 | 0 | 0 | 0
SA1 | VPP | 0 | 0 | 0 | 0 | 0 | 0 | 0 | 0 | 0 | 0 | 0 | 0 | 0 | 0 | 0 | 0 | 0 | 0 | 0 | 0 | 0 | 0 | 0 | 0 | 0 | 0 | 0
Total excluding storage |  | 0 | 0 | 0 | 0 | 0 | 0 | 0 | 0 | 0 | 0 | 0 | 0 | 0 | 0 | 0 | 0 | 0 | 0 | 0 | 0 | 0 | 0 | 0 | 0 | 0 | 0 | 0
Region | Technology | 2023-24 | 2024-25 | 2025-26 | 2026-27 | 2027-28 | 2028-29 | 2029-30 | 2030-31 | 2031-32 | 2032-33 | 2033-34 | 2034-35 | 2035-36 | 2036-37 | 2037-38 | 2038-39 | 2039-40 | 2040-41 | 2041-42 | 2042-43 | 2043-44 | 2044-45 | 2045-46 | 2046-47 | 2047-48 | 2048-49 | 2049-50
TAS1 | Black Coal | 0 | 0 | 0 | 0 | 0 | 0 | 0 | 0 | 0 | 0 | 0 | 0 | 0 | 0 | 0 | 0 | 0 | 0 | 0 | 0 | 0 | 0 | 0 | 0 | 0 | 0 | 0
TAS1 | Brown Coal | 0 | 0 | 0 | 0 | 0 | 0 | 0 | 0 | 0 | 0 | 0 | 0 | 0 | 0 | 0 | 0 | 0 | 0 | 0 | 0 | 0 | 0 | 0 | 0 | 0 | 0 | 0
TAS1 | CCGT | 0 | 0 | 0 | 0 | 0 | 0 | 0 | 0 | 0 | 0 | 0 | 0 | 0 | 0 | 0 | 0 | 0 | 0 | 0 | 0 | 0 | 0 | 0 | 0 | 0 | 0 | 0
TAS1 | Gas - Steam | 0 | 0 | 0 | 0 | 0 | 0 | 0 | 0 | 0 | 0 | 0 | 0 | 0 | 0 | 0 | 0 | 0 | 0 | 0 | 0 | 0 | 0 | 0 | 0 | 0 | 0 | 0
TAS1 | OCGT / Diesel | 0 | 0 | 0 | 0 | 0 | 0 | 0 | 0 | 0 | 0 | 0 | 0 | 0 | 0 | 0 | 0 | 0 | 0 | 0 | 0 | 0 | 0 | 0 | 0 | 0 | 0 | 0
TAS1 | Hydro | 0 | 0 | 0 | 0 | 0 | 0 | 0 | 0 | 0 | 0 | 0 | 0 | 0 | 0 | 0 | 0 | 0 | 0 | 0 | 0 | 0 | 0 | 0 | 0 | 0 | 0 | 0
TAS1 | Hydrogen Turbine | 0 | 0 | 0 | 0 | 0 | 0 | 0 | 0 | 0 | 0 | 0 | 0 | 0 | 0 | 0 | 0 | 0 | 0 | 0 | 0 | 0 | 0 | 0 | 0 | 0 | 0 | 0
TAS1 | Wind | 0 | 0 | 0 | 0 | 0 | 0 | 0 | 0 | 0 | 0 | 0 | 0 | 0 | 0 | 0 | 0 | 0 | 0 | 0 | 0 | 0 | 0 | 0 | 0 | 0 | 0 | 0
TAS1 | Solar PV | 0 | 0 | 0 | 0 | 0 | 0 | 0 | 0 | 0 | 0 | 0 | 0 | 0 | 0 | 0 | 0 | 0 | 0 | 0 | 0 | 0 | 0 | 0 | 0 | 0 | 0 | 0
TAS1 | Grid Battery | 0 | 0 | 0 | 0 | 0 | 0 | 0 | 0 | 0 | 0 | 0 | 0 | 0 | 0 | 0 | 0 | 0 | 0 | 0 | 0 | 0 | 0 | 0 | 0 | 0 | 0 | 0
TAS1 | Pumped Hydro | 0 | 0 | 0 | 0 | 0 | 0 | 0 | 0 | 0 | 0 | 0 | 0 | 0 | 0 | 0 | 0 | 0 | 0 | 0 | 0 | 0 | 0 | 0 | 0 | 0 | 0 | 0
TAS1 | VPP | 0 | 0 | 0 | 0 | 0 | 0 | 0 | 0 | 0 | 0 | 0 | 0 | 0 | 0 | 0 | 0 | 0 | 0 | 0 | 0 | 0 | 0 | 0 | 0 | 0 | 0 | 0
Total excluding storage |  | 0 | 0 | 0 | 0 | 0 | 0 | 0 | 0 | 0 | 0 | 0 | 0 | 0 | 0 | 0 | 0 | 0 | 0 | 0 | 0 | 0 | 0 | 0 | 0 | 0 | 0 | 0

## Option 5A_REZ Tx Cost
REZ transmission expansion cost by region ($000s) - Option 5A, Step Change Scenario
REZ Expansion | Real June 2021 dollars discounted to 1 July 2021. As with the total capital costs, the REZ transmission expansion costs are annualised for modelling purposes.
Explicitly modelled generation
Region | Technology | 2023-24 | 2024-25 | 2025-26 | 2026-27 | 2027-28 | 2028-29 | 2029-30 | 2030-31 | 2031-32 | 2032-33 | 2033-34 | 2034-35 | 2035-36 | 2036-37 | 2037-38 | 2038-39 | 2039-40 | 2040-41 | 2041-42 | 2042-43 | 2043-44 | 2044-45 | 2045-46 | 2046-47 | 2047-48 | 2048-49 | 2049-50
NSW1 | Transmission | 0 | 0.0016047 | 0.0019487 | 0.0024977 | 0.0025967 | 0.0035675 | 0.0053614 | 0.0088918 | 0.0092071 | 11111.142 | 16335.1868 | 15483.5896 | 14715.5183 | 13909.2285 | 13184.1036 | 12496.7851 | 12866.4201 | 12161.4465 | 11527.4382 | 30454.5918 | 38310.7685 | 36211.6515 | 34323.8459 | 65854.8344 | 71959.1488 | 73833.7696 | 69984.6171
QLD1 | Transmission | 69.5159 | 65.8407 | 62.4089 | 80.1796 | 89.2028 | 51662.687 | 49038.3971 | 54558.6452 | 54442.8922 | 73641.2771 | 82742.2185 | 81342.7896 | 77507.5459 | 74757.6643 | 114305.1306 | 111930.717 | 142284.4061 | 152913.476 | 153652.8195 | 195235.1137 | 210333.2247 | 199121.9787 | 191974.8097 | 201791.2714 | 201609.4139 | 205068.3558 | 209550.9923
VIC1 | Transmission | 0 | 0.00046763 | 0.00052778 | 0.00055538 | 0.00054185 | 0.00054503 | 0.00060915 | 0.00071566 | 0.0018721 | 0.0019059 | 27231.7703 | 25812.1045 | 24531.682 | 23187.5469 | 21978.7176 | 20832.9077 | 19799.4808 | 18714.6312 | 17738.987 | 16814.2063 | 15980.1295 | 15104.549 | 17642.9791 | 19492.5122 | 19165.6354 | 18115.516 | 17701.4674
SA1 | Transmission | 57.1305 | 1393.1725 | 1387.7042 | 2546.5151 | 2420.1944 | 2315.8617 | 2197.0704 | 2083.1491 | 2850.1256 | 4176.4427 | 3958.7188 | 3752.343 | 3566.218 | 3370.8192 | 16498.4273 | 16824.1014 | 15989.5368 | 18880.3558 | 18685.3675 | 21172.2732 | 32805.5121 | 32992.1828 | 31529.2994 | 40120.68 | 43735.6185 | 42507.9918 | 40464.9208
TAS1 | Transmission | 0 | 0.0012067 | 54.5603 | 265.0173 | 3145.678 | 2973.323 | 2818.3158 | 2671.3895 | 2538.8743 | 2399.7655 | 2274.6594 | 2156.0753 | 2049.1221 | 1936.8471 | 1835.8741 | 1740.1651 | 1653.8434 | 1563.2264 | 1481.7313 | 1404.4849 | 1334.8148 | 1261.678 | 1195.9037 | 1133.5583 | 1077.3277 | 1018.299 | 965.2124
NEM | Total | 126.6465 | 1459.0164 | 1504.6758 | 2891.715 | 5655.0783 | 56951.8758 | 54053.7893 | 59313.1935 | 59831.9031 | 91328.6292 | 132542.5536 | 128546.9021 | 122370.0863 | 117162.106 | 167802.2532 | 163824.6763 | 192593.6873 | 204233.1359 | 203086.3435 | 265080.6698 | 298764.4496 | 284692.04 | 276666.8377 | 328392.8564 | 337547.1443 | 340543.9323 | 338667.2101

## Option 5A_USE+DSP Cost
USE+DSP cost by region ($000s) - Option 5A, Step Change Scenario
USE+DSP | Real June 2021 dollars discounted to 1 July 2021
Explicitly modelled generation
Region | Technology | 2023-24 | 2024-25 | 2025-26 | 2026-27 | 2027-28 | 2028-29 | 2029-30 | 2030-31 | 2031-32 | 2032-33 | 2033-34 | 2034-35 | 2035-36 | 2036-37 | 2037-38 | 2038-39 | 2039-40 | 2040-41 | 2041-42 | 2042-43 | 2043-44 | 2044-45 | 2045-46 | 2046-47 | 2047-48 | 2048-49 | 2049-50
NSW1 | USE+DSP | 32851.6113 | 37806.4059 | 111182.0793 | 1195.4987 | 14429.6344 | 18.4267 | 0.27302 | 816.9653 | 0.27409 | 812.7296 | 870.7745 | 14.8186 | 1343.545 | 284.3228 | 6388.1297 | 0.28009 | 487.7065 | 4278.9958 | 3448.2412 | 6661.8383 | 11804.4279 | 7752.8496 | 10448.4134 | 11438.3893 | 10400.4472 | 11427.7284 | 12846.9895
QLD1 | USE+DSP | 0.032622 | 0.032329 | 0.032983 | 519.3731 | 22.9181 | 76216.6006 | 0.033967 | 2865.2539 | 1684.6588 | 778.864 | 1586.7394 | 2636.546 | 3091.3363 | 901.4674 | 7102.5582 | 0.034853 | 8113.1155 | 5877.4884 | 5894.2381 | 11383.2189 | 23469.1687 | 19158.6334 | 45822.5226 | 55368.9906 | 52584.1826 | 53493.2107 | 53218.5751
VIC1 | USE+DSP | 26910.4534 | 20805.5465 | 24.6852 | 32335.833 | 432.4204 | 0.34696 | 79.6383 | 1001.4984 | 0.34633 | 839.0221 | 35.2285 | 12.9194 | 2962.2634 | 482.3846 | 5600.1561 | 12.6591 | 774.7554 | 2013.0679 | 3075.2317 | 3937.9453 | 5337.8666 | 11551.1054 | 2841.269 | 3094.6284 | 3560.8568 | 5072.4451 | 7978.7125
SA1 | USE+DSP | 808.6715 | 0.03798 | 8.8225 | 849.1891 | 256.031 | 0.038947 | 0.038864 | 862.0481 | 0.038951 | 1219.2273 | 0.039865 | 14.8038 | 942.6372 | 131.4917 | 8098.2181 | 0.040616 | 566.7382 | 2221.3104 | 1876.8933 | 2644.9854 | 4587.0373 | 3897.3262 | 3823.6535 | 4056.0243 | 4490.6603 | 5691.0042 | 5825.903
TAS1 | USE+DSP | 0.022906 | 0.022622 | 0.022767 | 0.022871 | 0.022921 | 0.022991 | 0.023243 | 44.7496 | 0.023771 | 43.8613 | 0.024147 | 13.2184 | 607.1558 | 79.3931 | 314.2587 | 0.024298 | 253.9319 | 675.8857 | 803.1643 | 1246.2246 | 1618.0316 | 1518.509 | 1083.1865 | 1473.5916 | 1447.3136 | 2616.0256 | 1941.3982
NEM | Total | 60570.7918 | 58612.0454 | 111215.6427 | 34899.9167 | 15141.0268 | 76235.4362 | 80.0074 | 5590.5154 | 1685.3419 | 3693.7044 | 2492.8065 | 2692.3062 | 8946.9378 | 1879.0596 | 27503.3208 | 13.0389 | 10196.2474 | 15066.7482 | 15097.7685 | 25874.2126 | 46816.5321 | 43878.4236 | 64019.045 | 75431.6243 | 72483.4604 | 78300.414 | 81811.5784