## Cover
Victoria to NSW Interconnector West (VNI West) PACR market modelling outcomes
Offshore wind sensitivity - Step Change scenario
Transgrid | 16 May 2023

## Release notice
Notice
Ernst & Young (“EY”) was engaged on the instructions of NSW Electricity Networks Operations Pty Limited, as trustee for NSW Electricity Networks Operations Trust (“Transgrid”), to undertake market modelling of system costs and benefits to assess two options for the Victoria to NSW Interconnector West (VNI West) Regulatory Investment Test for Transmission (“VNI West RIT-T”). The results of EY’s work, including the assumptions and qualifications made in preparing the workbook (“Workbook”), are set out in the Project Assessment Conclusions Report dated May 2023 and in EY's report accompanying the Additional Consultation Report dated 22 February 2023 ("Reports"). The Workbook and the Reports should be read in conjunction with each other and in their entirety including any disclaimers and attachments, this notice and the notice included in the Reports. A reference to the Workbook includes any part of the Workbook. No further work has been undertaken by EY since the date of the Workbook to update it. EY has prepared the Workbook for the benefit of Transgrid and has considered only the interest of Transgrid. EY has not been engaged to act, and has not acted, as advisor to any other party. Accordingly, EY makes no representations as to the appropriateness, accuracy or completeness of the Workbook for any other party's purposes. Our work commenced on 22 September 2021 and was completed on 28 April 2023. Therefore, our Workbook does not take account of events or circumstances arising after 28 April 2023 and we have no responsibility to update the Workbook for such events or circumstances. No reliance may be placed upon the Workbook or any of its contents by any party other than Transgrid (“Third Parties”). Any Third Parties receiving a copy of the Workbook must make and rely on their own enquiries in relation to the issues to which the Workbook relates, the contents of the Workbook and all matters arising from or relating to or in any way connected with the Workbook or its contents. EY disclaims all responsibility to any Third Parties for any loss or liability that the Third Parties may suffer or incur arising from or relating to or in any way connected with the contents of the Workbook, the provision of the Workbook to the Third Parties or the reliance upon the Workbook by the Third Parties. No claim or demand or any actions or proceedings may be brought against EY arising from or connected with the contents of the Workbook or the provision of the Workbook to the Third Parties. EY will be released and forever discharged from any such claims, demands, actions or proceedings. Our Workbook is based, in part, on the information provided to us by Transgrid and other stakeholders engaged in this process. We have relied on the accuracy of the information gathered through these sources. We do not imply, and it should not be construed that we have performed an audit, verification or due diligence procedures on any of the information provided to us. We have not independently verified, nor accept any responsibility or liability for independently verifying, any such information nor do we make any representation as to the accuracy or completeness of the information. We accept no liability for any loss or damage, which may result from your reliance on any research, analyses or information so supplied. Modelling work performed as part of our scope inherently requires assumptions about future behaviours and market interactions, which may result in forecasts that deviate from future conditions. There will usually be differences between estimated and actual outcomes, because events and circumstances frequently do not occur as expected, and those differences may be material. We take no responsibility that the projected outcomes will be achieved. We highlight that our analysis and Workbook do not constitute investment advice or a recommendation to you on a future course of action. We provide no assurance that the scenarios we have modelled will be accepted by any relevant authority or third party. EY has consented to the Workbook being published electronically on Transgrid’s website for informational purposes only. EY has not consented to distribution or disclosure beyond this. The material contained in the Workbook, including the EY logo, is copyright. The copyright in the material contained in the Workbook itself, excluding EY logo, vests in Transgrid. The Workbook, including the EY logo, cannot be altered without prior written permission from EY. Readers are advised that the outcomes provided are based on many detailed assumptions underpinning the scenario, and the key assumptions are described in the Workbook. These assumptions were selected by Transgrid after public consultation. The modelled scenario represents one possible future option for the development and operation of the National Electricity Market, and it must be acknowledged that many alternative futures exist. Alternative futures beyond those presented have not been evaluated as part of this Workbook. EY’s liability is limited by a scheme approved under Professional Standards Legislation.

## Version notes
Change log
2023-05-16 | 1 | Victoria to NSW Interconnector West (VNI West) PACR market modelling outcomes for additional options - Offshore wind sensitvity

## Abbreviations and notes
Acronyms
AEMO | Australian Energy Market Operator
CCGT | Closed cycle gas turbine
Diesel | Diesel generator
Distributed PV | PV non-scheduled generators (PVNSG) and Rooftop PV
DSP | Demand-side participation
ESOO | Electricity Statement Of Opportunities
FOM | Fixed operations and maintenance
Gas - Steam | Gas-powered steam turbine
GWh | Gigawatt-hours
Grid Battery | Explicitly modelled existing and new entrant (8 hour or less) battery storage
MW | Megawatts
NEM | National Electricity Market
OCGT | Open cycle gas turbine
PACR | Project Assessment Conclusions Report
PV | Photovoltaic
PVNSG | PV non-scheduled generators
Rehab | Rehabilitation (after closing an existing generator)
REZ | Renewable energy zone
USE | Unserved energy
VOM | Variable operations and maintenance
VPP | Virtual power plants
Notes
1. Tumut 3 generation is included in Hydro, whereas Tumut 3 pump is included in Pumped Hydro Pump.
2. REZ expansion costs only capture intra-regional network augmentations. These costs do not include the cost of interconnectors.
3. Entry of new capacity and retirement of generator capacity where allowed occurs at the beginning of each financial year, on 1 July.
4. Other non-scheduled generation is handled on the demand side as per AEMO's 2021 ESOO.

## ---Compare options---
Compare |  | Option 5A | to | BaseCase |  | 0 | 1 | 2 | 3 | 4 | 5 | 6 | 7 | 8 | 9 | 10 | 11 | 12 | 13 | 14 | 15 | 16 | 17 | 18 | 19 | 20 | 21 | 22 | 23 | 24 | 25 | 26
NEM discounted market benefits by year
Select region | NEM
[5 empty] | Real June 2021 dollars ($m) discounted to 1 July 2021 | 2023-24 | 2024-25 | 2025-26 | 2026-27 | 2027-28 | 2028-29 | 2029-30 | 2030-31 | 2031-32 | 2032-33 | 2033-34 | 2034-35 | 2035-36 | 2036-37 | 2037-38 | 2038-39 | 2039-40 | 2040-41 | 2041-42 | 2042-43 | 2043-44 | 2044-45 | 2045-46 | 2046-47 | 2047-48 | 2048-49 | 2049-50
|  |  |  | Build | CAPEX | 0 | 8.4668 | 17.4635 | 32.0407 | 41.4452 | 57.3547 | 84.4502 | 178.6209 | 253.255 | 263.3035 | 314.9457 | 349.376 | 412.0147 | 482.9855 | 544.0375 | 604.8369 | 681.3014 | 801.6861 | 905.8127 | 1039.4642 | 1150.6392 | 1259.3377 | 1380.067 | 1501.6699 | 1621.592 | 1739.2 | 1873.2505
|  |  |  | FOM | FOM | 0 | 1.3362 | 2.6188 | 4.7769 | 6.0737 | 8.4129 | 11.7644 | 26.6723 | 39.1636 | 41.7443 | 53.3147 | 65.5952 | 80.8335 | 97.4049 | 112.5774 | 127.9009 | 146.0984 | 171.2545 | 186.1473 | 204.4277 | 218.9717 | 233.7506 | 250.5171 | 267.9367 | 285.5716 | 305.7074 | 330.9842
|  |  |  | Fuel | Fuel | 0.20335 | -2.8069 | -6.3531 | -15.3094 | -12.5994 | -6.3148 | 4.5326 | -16.7124 | -1.7448 | 71.5164 | 124.2782 | 181.1244 | 230.4283 | 287.8791 | 329.1828 | 365.4681 | 398.4436 | 388.1314 | 407.3142 | 412.7699 | 425.6899 | 437.1971 | 440.9307 | 449.7469 | 455.5387 | 458.4845 | 446.3561
|  |  |  | VOM | VOM | 0.0020713 | -0.4205 | -1.172 | -2.1488 | -1.8481 | -2.3692 | -3.5457 | -10.155 | -9.6712 | -2.5586 | -0.42937 | 0.89194 | 5.4015 | 5.1634 | 7.2727 | 5.444 | 3.796 | 1.8585 | 4.5258 | 4.2512 | 4.1854 | 5.0812 | 5.1851 | 5.7521 | 6.1011 | 5.1178 | 5.106
|  |  |  | Rehab | Rehab | 0 | 0 | 0 | 0 | 0 | 0 | 0 | 0 | 0 | 0 | 0 | 0 | 0 | 0 | 0 | 0 | 0 | 0 | 0 | 0 | 0 | 0 | 0 | 0 | 0 | 0 | 0
|  |  |  | REZ Tx | REZ | -8.145e-07 | 0.010284 | 0.0008061 | -0.72418 | 1.0943 | 3.5833 | 5.8486 | 13.3987 | 20.9066 | 21.7299 | 23.9064 | 24.5546 | 24.8629 | 28.2763 | 44.2476 | 63.2844 | 82.2753 | 112.5286 | 140.0626 | 172.0712 | 200.1304 | 218.8311 | 238.854 | 258.8096 | 281.3076 | 304.6588 | 340.277
|  |  |  | USE+DSP | USE+DSP | -0.0014232 | -0.432 | -1.21 | -2.4798 | -2.2628 | -1.4502 | -0.84529 | -3.2936 | -3.7095 | -4.9606 | 2.9758 | 5.3024 | -1.8666 | -1.7149 | -14.6273 | -14.637 | -11.9205 | -6.6173 | 0.76123 | 10.5443 | 30.0951 | 49.4866 | 77.8446 | 106.8549 | 115.0618 | 129.8799 | 133.4343
[5 empty] | Total cumulative market benefits | 0.20399 | 6.1539 | 11.3481 | 16.1554 | 31.903 | 59.2167 | 102.2049 | 188.5309 | 298.1997 | 390.775 | 518.9914 | 626.8444 | 751.6744 | 899.9943 | 1022.6907 | 1152.2973 | 1299.9942 | 1468.8418 | 1644.6238 | 1843.5285 | 2029.7118 | 2203.6843 | 2393.3986 | 2590.7701 | 2765.1728 | 2943.0483 | 3129.4081
NEM capacity difference by year
Select region | NEM
[5 empty] | Capacity difference (MW) | 2023-24 | 2024-25 | 2025-26 | 2026-27 | 2027-28 | 2028-29 | 2029-30 | 2030-31 | 2031-32 | 2032-33 | 2033-34 | 2034-35 | 2035-36 | 2036-37 | 2037-38 | 2038-39 | 2039-40 | 2040-41 | 2041-42 | 2042-43 | 2043-44 | 2044-45 | 2045-46 | 2046-47 | 2047-48 | 2048-49 | 2049-50
[5 empty] | Black Coal | 0 | 0 | 0 | 0 | 0 | 0 | 0 | 0 | 0 | 0 | 0 | 0 | 0 | 0 | 0 | 0 | 0 | 0 | 0 | 0 | 0 | 0 | 0 | 0 | 0 | 0 | 0
[5 empty] | Brown Coal | 0 | 0 | 0 | 0 | 0 | 0 | 0 | 0 | 0 | 0 | 0 | 0 | 0 | 0 | 0 | 0 | 0 | 0 | 0 | 0 | 0 | 0 | 0 | 0 | 0 | 0 | 0
[5 empty] | CCGT | 0 | 0 | 0 | 0 | 0 | 0 | 0 | 0 | 0 | 0 | 0 | 0 | 0 | 0 | 0 | 0 | 0 | 0 | 0 | 0 | 0 | 0 | 0 | 0 | 0 | 0 | 0
[5 empty] | Gas - Steam | 0 | 0 | 0 | 0 | 0 | 0 | 0 | 0 | 0 | 0 | 0 | 0 | 0 | 0 | 0 | 0 | 0 | 0 | 0 | 0 | 0 | 0 | 0 | 0 | 0 | 0 | 0
[5 empty] | OCGT / Diesel | 0 | 0.001379 | 0.0013796 | 0.0016438 | 0.0016513 | 100.0834 | 100.0835 | 100.0837 | 100.0837 | 100.0835 | 100.0836 | -6.4869 | -314.9613 | -314.9613 | 40.647 | 40.647 | 40.647 | 40.647 | -221.5858 | -221.5858 | 199.2826 | 321.9084 | 321.9084 | -220.1961 | -220.1961 | -81.7883 | -81.7883
[5 empty] | Hydro | 0 | 0 | 0 | 0 | 0 | 0 | 0 | 0 | 0 | 0 | 0 | 0 | 0 | 0 | 0 | 0 | 0 | 0 | 0 | 0 | 0 | 0 | 0 | 0 | 0 | 0 | 0
[5 empty] | Hydrogen Turbine | 0 | 0 | 0 | 0 | 0 | 0 | 0 | 0 | 0 | 0 | 0 | 0 | 0 | 0 | 0 | 0 | 0 | 0 | 0 | 0 | 0 | 0 | 0 | 0 | 0 | 0 | 0
[5 empty] | Wind | 0 | -61.9204 | -63.2018 | -114.1391 | -94.9209 | 22.2311 | -112.3193 | -688.9288 | -294.6535 | 217.5213 | 356.743 | 436.4666 | 192.4862 | -26.9656 | 35.1675 | 38.2438 | -93.3098 | -347.3843 | -209.3717 | -1005.8267 | -506.3375 | -256.431 | -468.3735 | -134.0834 | 19.6476 | 372.585 | 190.4204
[5 empty] | Solar PV | 0 | 0.0063011 | 4.0048 | 4.0058 | 4.013 | -193.167 | -78.3237 | -205.8162 | -386.5996 | -393.7359 | -637.4233 | -1091.1516 | -1091.1516 | -1058.2949 | -1103.1095 | -1242.2124 | -1231.321 | -1781.4389 | -1328.9103 | -768.632 | -1345.8879 | -1432.0416 | -1582.7921 | -1801.8185 | -2234.6694 | -2576.2806 | -3863.7381
[5 empty] | Grid Battery | 0 | 0.0043152 | -2.3463 | -2.3431 | 1.7412 | -27.7581 | -27.758 | -95.7171 | -130.847 | -143.1259 | -688.2142 | -688.2141 | -595.9948 | -595.9948 | -658.6589 | -658.6587 | -846.945 | -1025.1533 | -470.6816 | -490.226 | -403.0446 | -731.0411 | -728.6867 | -919.8814 | -923.9639 | -1582.4242 | -1599.3273
[5 empty] | Pumped Hydro | 0 | 0 | 0.23787 | 0.23879 | 22.1967 | -48.686 | -48.6854 | -42.4733 | -255.8374 | -62.6986 | -201.0011 | 73.0441 | 3.563 | 3.5631 | -33.6555 | -33.6555 | -83.6266 | -283.9534 | -283.9529 | -358.187 | -365.8173 | -450.5424 | -568.9773 | -577.7645 | -577.7645 | -577.7648 | -577.7648
[5 empty] | VPP | 0 | 0 | 0 | 0 | 0 | 0 | 0 | 0 | 0 | 0 | 0 | 0 | 0 | 0 | 0 | 0 | 0 | 0 | 0 | 0 | 0 | 0 | 0 | 0 | 0 | 0 | 0
[5 empty] | Grid Battery pump | 0 | 0.0043152 | -2.3463 | -2.3431 | 1.7412 | -27.7581 | -27.758 | -95.7171 | -130.847 | -143.1259 | -688.2142 | -688.2141 | -595.9948 | -595.9948 | -658.6589 | -658.6587 | -846.945 | -1025.1533 | -470.6816 | -490.226 | -403.0446 | -731.0411 | -728.6867 | -919.8814 | -923.9639 | -1582.4242 | -1599.3273
[5 empty] | Pumped Hydro Pump | 0 | 0 | 0.23787 | 0.23879 | 22.1967 | -48.686 | -48.6854 | -42.4733 | -255.8374 | -62.6986 | -201.0011 | 73.0441 | 3.563 | 3.5631 | -33.6555 | -33.6555 | -83.6266 | -283.9534 | -283.9529 | -358.187 | -365.8173 | -450.5424 | -568.9773 | -577.7645 | -577.7645 | -577.7648 | -577.7648
[5 empty] | VPP pump | 0 | 0 | 0 | 0 | 0 | 0 | 0 | 0 | 0 | 0 | 0 | 0 | 0 | 0 | 0 | 0 | 0 | 0 | 0 | 0 | 0 | 0 | 0 | 0 | 0 | 0 | 0
NEM generation difference by year
Select region | NEM
[5 empty] | Sent-out generation difference (GWh)* | 2023-24 | 2024-25 | 2025-26 | 2026-27 | 2027-28 | 2028-29 | 2029-30 | 2030-31 | 2031-32 | 2032-33 | 2033-34 | 2034-35 | 2035-36 | 2036-37 | 2037-38 | 2038-39 | 2039-40 | 2040-41 | 2041-42 | 2042-43 | 2043-44 | 2044-45 | 2045-46 | 2046-47 | 2047-48 | 2048-49 | 2049-50
[5 empty] | Black Coal | -5.098 | 120.3604 | 95.0362 | 108.2911 | 49.6437 | -7.0763 | -13.391 | 1140.8271 | 851.9829 | 783.3659 | 332.996 | 353.7006 | 294.1122 | 167.8472 | 197.4068 | 149.8772 | 91.4439 | 31.2498 | 23.3593 | 0 | 0 | 0 | 0 | 0 | 0 | 0 | 0
[5 empty] | Brown Coal | 10.1643 | 80.3483 | 20.216 | 80.031 | -58.1578 | -151.2833 | -209.2873 | -39.7348 | -34.6393 | 0 | 0 | 0 | 0 | 0 | 0 | 0 | 0 | 0 | 0 | 0 | 0 | 0 | 0 | 0 | 0 | 0 | 0
[5 empty] | CCGT | -2.1219 | 0.24188 | 26.3082 | 96.2345 | -44.8694 | -24.4507 | -107.2708 | 185.7576 | -22.162 | -4.7425 | 43.6015 | 60.0482 | -147.6115 | -56.8039 | -65.3757 | 76.0177 | 92.945 | 107.208 | 181.2919 | 213.1783 | 76.511 | 157.6667 | 33.0159 | 3.7584 | 7.6977 | 10.9209 | 12.2439
[5 empty] | Gas - Steam | 0.14569 | 0.24439 | 1.7673 | 2.6713 | -2.6637 | -17.1215 | -20.2767 | -91.2594 | -168.1508 | -652.9168 | -452.3152 | -276.9156 | -255.7161 | -301.5467 | -204.0521 | -123.6308 | 0 | 0 | 0 | 0 | 0 | 0 | 0 | 0 | 0 | 0 | 0
[5 empty] | OCGT / Diesel | -0.2711 | 0.062523 | 1.6167 | 11.1724 | -6.6759 | -24.9392 | -31.0176 | 86.0489 | -166.3793 | -555.6789 | -407.2938 | -639.0669 | -536.7048 | -672.3752 | -543.9923 | -628.9463 | -665.5132 | 222.2114 | -485.515 | -185.4198 | -316.4884 | -349.9426 | -72.8269 | -75.7884 | -66.0871 | 4.3678 | 553.5972
[5 empty] | Hydro | -0.58815 | -36.3937 | 34.1306 | -69.7973 | 9.1109 | 444.3908 | 736.9392 | 757.0876 | -287.8766 | -841.1978 | -424.9734 | -178.7635 | -235.9849 | 67.9249 | 117.001 | 110.2121 | -125.34 | 15.2643 | -579.1213 | -686.1906 | -3.6102 | -269.7348 | -303.3081 | -251.2216 | -657.3266 | 16.045 | -392.1735
[5 empty] | Hydrogen Turbine | 0 | 0 | 0 | 0 | 0 | 0 | 0 | 0 | 0 | 0 | 0 | 0 | 0 | 0 | 0 | 0 | 0 | 0 | 0 | 0 | 0 | 0 | 0 | 0 | 0 | 0 | 0
[5 empty] | Wind | -3.6612 | -189.5779 | -193.9648 | -287.2867 | 88.5922 | 131.3652 | -265.3223 | -1762.4511 | 31.3896 | 1175.1841 | 1466.3806 | 1764.0512 | 1533.242 | 1473.99 | 870.4069 | 1354.5733 | 957.6273 | 511.0231 | 666.1122 | -656.9802 | 864.9493 | 1429.9428 | 1148.3667 | 1820.2629 | 2273.9199 | 2949.4889 | 2826.4592
[5 empty] | Solar PV | 4.129 | 18.6989 | 19.9492 | 26.1388 | 13.6725 | -386.9451 | -139.8717 | -256.6423 | -574.9482 | -265.3331 | -1002.2523 | -1434.0507 | -1155.1833 | -807.7059 | -986.4414 | -1061.8317 | -453.0493 | -1200.5745 | -203.2972 | 1413.5038 | -561.8965 | -774.1031 | -287.0407 | -1137.0289 | -1285.7048 | -2621.3875 | -3161.9658
[5 empty] | Grid Battery | -0.10707 | -0.33734 | -3.7892 | -4.2125 | 6.2608 | -71.6247 | -64.0965 | -160.1249 | -216.633 | 35.5564 | -913.0458 | -1075.1844 | -683.7613 | -473.4779 | -649.9428 | -630.632 | -961.6422 | -1032.3419 | 363.0566 | 508.8518 | -89.8913 | 120.1436 | -14.0071 | -205.0019 | -292.2928 | -1260.3929 | -1103.1116
[5 empty] | Pumped Hydro | 0.0092 | -2.5598 | 3.267 | 25.2104 | 36.5745 | -175.3408 | -177.7403 | -147.5293 | -558.397 | -189.7641 | -226.1521 | 341.4886 | -32.1022 | 523.6289 | -252.1914 | 219.184 | 620.9346 | -100.9471 | -677.1506 | -58.4351 | -377.9375 | -664.7335 | -426.689 | -810.5347 | -729.4352 | -468.9128 | -737.0241
[5 empty] | VPP | 0.31931 | -0.17245 | 0.93793 | 1.5342 | 6.6547 | 8.2093 | 8.6675 | 11.9708 | -2.3223 | 26.0142 | 23.1843 | -18.8243 | 54.5713 | 110.2637 | 93.8331 | 80.7391 | 38.9087 | 14.7567 | -20.3868 | 92.4205 | -16.8711 | 29.2726 | 71.6856 | 146.3767 | 104.583 | 84.4573 | 7.1546
[5 empty] | Grid Battery pump | -0.12807 | -0.40212 | -4.6106 | -5.0314 | 7.1277 | -85.9558 | -77.1702 | -193.778 | -259.9042 | 36.3834 | -1099.4641 | -1297.6641 | -816.6639 | -571.1911 | -782.798 | -757.0707 | -1160.7503 | -1248.8917 | 442.5509 | 612.7896 | -121.1174 | 156.2362 | -9.8204 | -254.1123 | -355.3687 | -1518.3647 | -1324.4783
[5 empty] | Pumped Hydro Pump | 0.14812 | -7.3585 | 5.6226 | 4.0689 | 63.6997 | -246.2346 | -257.9806 | -217.0115 | -705.3557 | -371.1205 | -246.3047 | 366.792 | -113.9594 | 822.1735 | -428.9431 | 283.1888 | 837.5167 | -56.4087 | -1012.9225 | -87.912 | -615.9615 | -908.5193 | -470.0273 | -997.1484 | -953.5556 | -456.9972 | -1064.7046
[5 empty] | VPP pump | 0.37569 | -0.19862 | 1.1032 | 1.8009 | 7.8933 | 9.5937 | 10.9403 | 13.3401 | -2.6073 | 30.5718 | 27.5738 | -24.4202 | 65.8505 | 129.7097 | 110.6465 | 96.1959 | 44.5582 | 18.0883 | -28.4061 | 114.6759 | -22.9108 | 34.2913 | 90.0368 | 166.616 | 121.6007 | 101.286 | 8.6485
*Generation shown is sent-out, as is demand.

## BaseCase_CF
Annual capacity factor by technology - BaseCase, Offshore Wind Scenario
Explicitly modelled generation
Region | Technology | 2023-24 | 2024-25 | 2025-26 | 2026-27 | 2027-28 | 2028-29 | 2029-30 | 2030-31 | 2031-32 | 2032-33 | 2033-34 | 2034-35 | 2035-36 | 2036-37 | 2037-38 | 2038-39 | 2039-40 | 2040-41 | 2041-42 | 2042-43 | 2043-44 | 2044-45 | 2045-46 | 2046-47 | 2047-48 | 2048-49 | 2049-50
NEM | Black Coal | 58.98% | 51.55% | 52.63% | 63.23% | 60.28% | 61.76% | 63.33% | 58.04% | 55.91% | 57.01% | 62.24% | 61.63% | 53.47% | 52.24% | 54.95% | 51.79% | 55.08% | 44.07% | 43.59% | - | - | - | - | - | - | - | -
NEM | Brown Coal | 68.7% | 60.13% | 65.84% | 62.79% | 64.12% | 64.1% | 67.06% | 64.39% | 50.87% | - | - | - | - | - | - | - | - | - | - | - | - | - | - | - | - | - | -
NEM | CCGT | 8.148% | 6.613% | 12.87% | 16.08% | 17.08% | 19.49% | 22.86% | 26.41% | 23.35% | 23.02% | 31.97% | 35.81% | 27.18% | 27.62% | 28.44% | 29.85% | 30.05% | 25.97% | 21.98% | 24.79% | 27.11% | 22.14% | 24.23% | 28.88% | 28.54% | 28.15% | 28.59%
NEM | Gas - Steam | 0.9852% | 0.9457% | 2.982% | 3.698% | 2.558% | 5.176% | 4.214% | 24.53% | 6.986% | 22.62% | 18.7% | 19.89% | 13.17% | 16.01% | 17.02% | 12.6% | - | - | - | - | - | - | - | - | - | - | -
NEM | OCGT / Diesel | 0.3098% | 0.2411% | 0.5377% | 0.5759% | 0.4448% | 0.5885% | 0.489% | 2.208% | 1.262% | 2.56% | 4.593% | 7.785% | 4.183% | 5.327% | 4.721% | 3.777% | 9.673% | 7.993% | 4.734% | 5.756% | 9.628% | 5.75% | 6.983% | 8.562% | 5.823% | 6.989% | 6.167%
NEM | Hydro | 26.73% | 24.04% | 24.54% | 23.68% | 20.2% | 24.01% | 25.4% | 24.87% | 25.36% | 24.99% | 27.75% | 27.29% | 24.78% | 22.38% | 26.68% | 23.79% | 21.55% | 20.01% | 20.01% | 22.95% | 23.08% | 21.32% | 20.29% | 26.19% | 25.23% | 24.21% | 23.17%
NEM | Hydrogen Turbine | bar: 2023-24 to 2049-50
NEM | Wind | 32.72% | 33.41% | 34.07% | 35.47% | 37.06% | 36.26% | 36.15% | 35.34% | 36.91% | 35.7% | 35.1% | 34.73% | 35.49% | 36.31% | 35.52% | 35.42% | 34.37% | 34.33% | 33.69% | 33.38% | 33.02% | 33.6% | 34.71% | 33.82% | 33.44% | 32.46% | 32.31%
NEM | Solar PV | 26.38% | 22.2% | 23.43% | 24.65% | 24.44% | 22.39% | 23.52% | 24.19% | 24.49% | 24.41% | 24.16% | 23.42% | 23.88% | 23.91% | 20.56% | 21.71% | 21.54% | 20.36% | 20.69% | 20.78% | 20.16% | 20.03% | 20.37% | 17.83% | 18.2% | 18.75% | 17.98%
NEM | Grid Battery | 4.759% | 4.719% | 7.372% | 11.17% | 15.25% | 17.41% | 17.62% | 19.21% | 18.61% | 20.31% | 19.48% | 19.01% | 19.22% | 19.12% | 17.33% | 17.62% | 18.89% | 18.2% | 19.19% | 19.4% | 18.96% | 18.38% | 19.05% | 16.05% | 16.25% | 16.15% | 15.42%
NEM | Pumped Hydro | 7.629% | 12.62% | 13.01% | 19.25% | 9.835% | 13.28% | 14.74% | 19.57% | 19.98% | 18.71% | 20.05% | 19.66% | 21.27% | 20.81% | 20.58% | 20.09% | 19.27% | 17.28% | 18.63% | 18.5% | 17.16% | 16.3% | 15.69% | 16.8% | 15.12% | 14.72% | 13.14%
NEM | VPP | 7.91% | 8.084% | 8.655% | 8.503% | 8.199% | 7.698% | 7.53% | 7.431% | 7.291% | 7.206% | 7.222% | 6.924% | 6.949% | 6.848% | 6.41% | 6.293% | 6.378% | 6.024% | 6.298% | 6.194% | 6.102% | 6.205% | 6.338% | 5.943% | 5.933% | 5.93% | 5.759%
Region | Technology | 2023-24 | 2024-25 | 2025-26 | 2026-27 | 2027-28 | 2028-29 | 2029-30 | 2030-31 | 2031-32 | 2032-33 | 2033-34 | 2034-35 | 2035-36 | 2036-37 | 2037-38 | 2038-39 | 2039-40 | 2040-41 | 2041-42 | 2042-43 | 2043-44 | 2044-45 | 2045-46 | 2046-47 | 2047-48 | 2048-49 | 2049-50
NSW1 | Black Coal | 57.91% | 48.17% | 44.36% | 64.16% | 58.55% | 64.18% | 66.94% | 55.22% | 54.23% | 55.72% | 61.72% | 63.04% | 54.99% | 48.61% | 54.16% | 54% | - | - | - | - | - | - | - | - | - | - | -
NSW1 | Brown Coal | bar: 2023-24 to 2049-50
NSW1 | CCGT | 0.3544% | 0.1602% | 7.838% | 17.02% | 20.37% | 16.9% | 28.89% | 28.43% | 24.95% | 21.64% | 38.07% | 43.55% | 27.11% | 28.03% | 30.5% | 34.01% | 35.79% | 28.91% | 24.4% | 28.33% | - | - | - | - | - | - | -
NSW1 | Gas - Steam | bar: 2023-24 to 2049-50
NSW1 | OCGT / Diesel | 0.05177% | 0.02282% | 0.1544% | 0.1456% | 0.1193% | 0.02433% | 0.008269% | 0.6203% | 0.127% | 0.6575% | 1.662% | 5.18% | 1.972% | 3.969% | 1.771% | 2.19% | 7.352% | 7.705% | 4.004% | 4.199% | 9.358% | 7.12% | 9.191% | 8.171% | 7.514% | 6.192% | 6.951%
NSW1 | Hydro | 9.226% | 12.92% | 13.51% | 13.56% | 11.38% | 16.23% | 13.81% | 13.99% | 13.44% | 11.92% | 14.59% | 15.06% | 14.03% | 12.19% | 17.13% | 14.15% | 12.42% | 12.28% | 11.37% | 13.04% | 13.68% | 12.51% | 10.43% | 16.05% | 15.78% | 15.64% | 15.37%
NSW1 | Hydrogen Turbine | bar: 2023-24 to 2049-50
NSW1 | Wind | 36.23% | 33.88% | 34.01% | 35.4% | 35.87% | 36.37% | 34.49% | 33.99% | 33.82% | 34.06% | 33.21% | 32.8% | 33.89% | 33.89% | 34.62% | 32.89% | 32.24% | 30.45% | 31.81% | 30.24% | 29.71% | 30.74% | 31.18% | 32.28% | 30.15% | 29.41% | 27.52%
NSW1 | Solar PV | 26.89% | 21.19% | 22.16% | 24.46% | 24.66% | 22.41% | 23.22% | 24.52% | 24.46% | 24.67% | 24.34% | 23.69% | 24.86% | 24.72% | 21.18% | 21.68% | 22.71% | 21.05% | 21.56% | 20.31% | 19.96% | 20.76% | 20.92% | 18.88% | 18.17% | 18.88% | 17.93%
NSW1 | Grid Battery | 4.693% | 5.718% | 12.29% | 23.8% | 24.34% | 22.29% | 22.53% | 24.16% | 23.04% | 23.99% | 22.33% | 21.34% | 22.16% | 22.31% | 20.86% | 20.72% | 21.19% | 20.28% | 22.71% | 20.89% | 19.17% | 19.88% | 20.57% | 17.19% | 17.05% | 17.63% | 17.58%
NSW1 | Pumped Hydro | 5.258% | 10.51% | 17.25% | 26.84% | 8.853% | 14.56% | 15.96% | 21.51% | 21.68% | 20.63% | 22.59% | 22.06% | 24.29% | 24.31% | 24.47% | 21.41% | 18.7% | 15.44% | 18.53% | 17.79% | 15.92% | 15.19% | 15.19% | 19.48% | 15.43% | 14.68% | 11.93%
NSW1 | VPP | 6.804% | 7.852% | 8.763% | 8.659% | 8.382% | 7.724% | 7.504% | 7.578% | 7.349% | 7.414% | 7.399% | 7.086% | 7.195% | 6.992% | 6.589% | 6.491% | 6.728% | 6.367% | 6.704% | 6.463% | 6.304% | 6.53% | 6.577% | 6.068% | 6.016% | 6.208% | 6.159%
Region | Technology | 2023-24 | 2024-25 | 2025-26 | 2026-27 | 2027-28 | 2028-29 | 2029-30 | 2030-31 | 2031-32 | 2032-33 | 2033-34 | 2034-35 | 2035-36 | 2036-37 | 2037-38 | 2038-39 | 2039-40 | 2040-41 | 2041-42 | 2042-43 | 2043-44 | 2044-45 | 2045-46 | 2046-47 | 2047-48 | 2048-49 | 2049-50
QLD1 | Black Coal | 60.08% | 55.01% | 61.91% | 62.47% | 61.46% | 60.03% | 61.15% | 60.52% | 57.38% | 58.48% | 62.68% | 60.48% | 52.22% | 55.23% | 55.6% | 49.97% | 55.08% | 44.07% | 43.59% | - | - | - | - | - | - | - | -
QLD1 | Brown Coal | bar: 2023-24 to 2049-50
QLD1 | CCGT | 7.305% | 6.107% | 11.92% | 17.91% | 19.06% | 21.93% | 24.63% | 28.18% | 26.82% | 25.81% | 35.64% | 39.19% | 32.36% | 33.66% | 32.57% | 33.46% | 33.54% | 29.81% | 25.26% | 28.15% | 32.38% | 26.45% | 36.11% | 62.25% | 61.52% | 60.68% | 61.64%
QLD1 | Gas - Steam | bar: 2023-24 to 2049-50
QLD1 | OCGT / Diesel | 0.01425% | 1.531e-06% | 0.01526% | 0.1068% | 0.1431% | 0.1087% | 0.05525% | 2.313% | 2.195% | 2.476% | 8.959% | 10.43% | 9.196% | 11.2% | 5.561% | 4.506% | 9.559% | 8.311% | 4.012% | 7.132% | 9.346% | 6.277% | 8.974% | 10.18% | 4.567% | 6.626% | 5.671%
QLD1 | Hydro | 54.45% | 54.47% | 55.84% | 53.52% | 54.57% | 55.36% | 55.06% | 54.38% | 54.09% | 54.46% | 54.12% | 53.27% | 52.7% | 52.01% | 37.38% | 36.64% | 28.04% | 26.54% | 24.89% | - | - | - | - | - | - | - | -
QLD1 | Hydrogen Turbine | bar: 2023-24 to 2049-50
QLD1 | Wind | 40.66% | 36.73% | 38.79% | 38.6% | 39.89% | 37.73% | 37.33% | 36.7% | 36.02% | 35.38% | 33.51% | 33.32% | 32.75% | 34.84% | 34.43% | 33.98% | 33.67% | 31.82% | 32.3% | 31.14% | 31.42% | 30.64% | 32.31% | 31.57% | 30.68% | 31.73% | 29.83%
QLD1 | Solar PV | 26.91% | 24.08% | 26.3% | 26.58% | 25.75% | 23.22% | 25.5% | 25.26% | 26.16% | 25.71% | 25.41% | 24.82% | 24.6% | 24.57% | 20.95% | 23.27% | 21.7% | 21.1% | 21.63% | 22.37% | 22.22% | 21.21% | 21.02% | 18.29% | 19.46% | 20.3% | 19.64%
QLD1 | Grid Battery | 6.122% | 6.103% | 6.222% | 6.296% | 6.302% | 21.3% | 21.35% | 22.48% | 22.1% | 23.41% | 22.09% | 22.05% | 21.94% | 22.22% | 19.35% | 20.5% | 21.29% | 21.91% | 22.05% | 22.55% | 21.75% | 21.17% | 21.65% | 18.14% | 19% | 18.5% | 18.3%
QLD1 | Pumped Hydro | 8.627% | 13.51% | 9.317% | 12.65% | 13.13% | 9.763% | 11.37% | 14.31% | 14.36% | 13.5% | 14.64% | 14.08% | 15.54% | 14.18% | 16.79% | 19.38% | 19.71% | 18.79% | 18.96% | 19.09% | 17.89% | 16.61% | 15.19% | 14.66% | 14.07% | 14.17% | 13.01%
QLD1 | VPP | 8.294% | 8.178% | 8.251% | 8.463% | 8.111% | 7.683% | 7.565% | 7.593% | 7.453% | 7.442% | 7.46% | 7.298% | 7.131% | 7.147% | 6.683% | 6.685% | 6.761% | 6.743% | 6.77% | 6.906% | 6.899% | 6.761% | 6.914% | 6.686% | 6.643% | 6.534% | 6.547%
Region | Technology | 2023-24 | 2024-25 | 2025-26 | 2026-27 | 2027-28 | 2028-29 | 2029-30 | 2030-31 | 2031-32 | 2032-33 | 2033-34 | 2034-35 | 2035-36 | 2036-37 | 2037-38 | 2038-39 | 2039-40 | 2040-41 | 2041-42 | 2042-43 | 2043-44 | 2044-45 | 2045-46 | 2046-47 | 2047-48 | 2048-49 | 2049-50
VIC1 | Black Coal | bar: 2023-24 to 2049-50
VIC1 | Brown Coal | 68.7% | 60.13% | 65.84% | 62.79% | 64.12% | 64.1% | 67.06% | 64.39% | 50.87% | - | - | - | - | - | - | - | - | - | - | - | - | - | - | - | - | - | -
VIC1 | CCGT | bar: 2023-24 to 2049-50
VIC1 | Gas - Steam | 0.386% | 0.4188% | 1.608% | 3.698% | 2.558% | 5.176% | 4.214% | 24.53% | 6.986% | 22.62% | 18.7% | 19.89% | 13.17% | 16.01% | 17.02% | 12.6% | - | - | - | - | - | - | - | - | - | - | -
VIC1 | OCGT / Diesel | 0.1382% | 0.09614% | 0.2353% | 0.8687% | 0.5165% | 0.8307% | 0.5108% | 2.574% | 0.6892% | 3.883% | 3.698% | 8.047% | 3.066% | 3.201% | 5.927% | 3.676% | 11.85% | 7.359% | 5.713% | 5.787% | 9.798% | 5.004% | 5.474% | 8.397% | 5.914% | 8.454% | 6.546%
VIC1 | Hydro | 13.86% | 16.82% | 17.37% | 16.47% | 13.77% | 20.66% | 17.23% | 14.9% | 14.88% | 13.6% | 16.62% | 17.16% | 16.34% | 13.66% | 20.54% | 17.18% | 14.88% | 14.86% | 13.54% | 16.56% | 17.17% | 16.25% | 13.68% | 20.53% | 20.57% | 20.51% | 20.49%
VIC1 | Hydrogen Turbine | bar: 2023-24 to 2049-50
VIC1 | Wind | 28.18% | 29.21% | 30.03% | 31.43% | 34.81% | 33.17% | 35.38% | 34.19% | 38.76% | 35.41% | 36.67% | 36.91% | 37.52% | 37.9% | 36.02% | 38.17% | 35.83% | 38.45% | 35.32% | 37.49% | 37.09% | 37.66% | 39.11% | 36.83% | 39.93% | 36.08% | 39.77%
VIC1 | Solar PV | 23.29% | 19.91% | 20.06% | 20.35% | 20.09% | 19.73% | 19.58% | 19.31% | 19.06% | 21.78% | 21.28% | 20.04% | 20.51% | 20.45% | 18.24% | 18.52% | 18.32% | 16.28% | 17.36% | 17.88% | 17.08% | 17.91% | 18.87% | 16.27% | 16.86% | 16.4% | 15.09%
VIC1 | Grid Battery | 4.874% | 4.53% | 5.314% | 5.231% | 4.991% | 4.788% | 4.722% | 8.921% | 8.62% | 15.99% | 15.24% | 14.51% | 14.61% | 13.52% | 12.41% | 12.1% | 11.91% | 9.568% | 11.81% | 12.2% | 11.78% | 11.87% | 11.83% | 11.02% | 11.52% | 10.85% | 9.079%
VIC1 | Pumped Hydro | - | - | - | - | - | - | - | - | - | - | - | - | - | - | 24.49% | 24.63% | 23.99% | 21.63% | 23.34% | 22.22% | 21.74% | 22.01% | 22.25% | 20.39% | 21.64% | 19.68% | 19.13%
VIC1 | VPP | 8.311% | 7.822% | 9.418% | 8.927% | 8.5% | 7.926% | 7.718% | 7.303% | 7.164% | 6.782% | 6.796% | 6.42% | 6.572% | 6.486% | 5.945% | 5.694% | 5.575% | 4.949% | 5.314% | 5.129% | 4.989% | 5.222% | 5.386% | 4.964% | 5.195% | 5.019% | 4.584%
Region | Technology | 2023-24 | 2024-25 | 2025-26 | 2026-27 | 2027-28 | 2028-29 | 2029-30 | 2030-31 | 2031-32 | 2032-33 | 2033-34 | 2034-35 | 2035-36 | 2036-37 | 2037-38 | 2038-39 | 2039-40 | 2040-41 | 2041-42 | 2042-43 | 2043-44 | 2044-45 | 2045-46 | 2046-47 | 2047-48 | 2048-49 | 2049-50
SA1 | Black Coal | bar: 2023-24 to 2049-50
SA1 | Brown Coal | bar: 2023-24 to 2049-50
SA1 | CCGT | 17.27% | 16.11% | 24.99% | 16.11% | 15.09% | 21.91% | 21.52% | 29.75% | 20.7% | 24.8% | 28.36% | 33.21% | 22.26% | 24.31% | - | - | - | - | - | - | - | - | - | - | - | - | -
SA1 | Gas - Steam | 1.36% | 1.275% | 3.841% | - | - | - | - | - | - | - | - | - | - | - | - | - | - | - | - | - | - | - | - | - | - | - | -
SA1 | OCGT / Diesel | 1.3% | 1.176% | 2.388% | 1.669% | 1.397% | 2.043% | 1.991% | 5.573% | 3.433% | 6.252% | 8.057% | 12.06% | 7.035% | 7.657% | 11.49% | 9.799% | 15.16% | 10.96% | 7.103% | 8.55% | 11.1% | 5.223% | 4.573% | 4.539% | 2.84% | 4.034% | 3.624%
SA1 | Hydro | bar: 2023-24 to 2049-50
SA1 | Hydrogen Turbine | bar: 2023-24 to 2049-50
SA1 | Wind | 32.8% | 32.4% | 31.4% | 34.76% | 34.66% | 33.26% | 33.26% | 31.96% | 34.48% | 32.37% | 33.54% | 30.26% | 34.52% | 34.81% | 32.61% | 33.52% | 32.42% | 34.15% | 31.15% | 32.47% | 29.92% | 32.9% | 33.2% | 31.62% | 31.81% | 29.77% | 30.11%
SA1 | Solar PV | 25.48% | 21.9% | 22.48% | 21.74% | 21.91% | 21.49% | 20.81% | 19.87% | 20.02% | 22.05% | 21.3% | 21.33% | 21.21% | 22.64% | 18.98% | 18.95% | 18.35% | 17.26% | 17.77% | 17.06% | 16.44% | 16.58% | 18.39% | 15.3% | 15.04% | 15.1% | 14.41%
SA1 | Grid Battery | 4.39% | 4.475% | 4.324% | 4.262% | 4.243% | 4.177% | 4.115% | 5.259% | 5.08% | 14.37% | 13.8% | 13.49% | 14.76% | 14.84% | 14.13% | 14.04% | 14.19% | 13.4% | 16.53% | 15.07% | 17.76% | 16.36% | 18.29% | 14.72% | 13.64% | 13.45% | 11.65%
SA1 | Pumped Hydro | bar: 2023-24 to 2049-50
SA1 | VPP | 9.087% | 9.075% | 8.666% | 8.173% | 7.928% | 7.697% | 7.578% | 7.328% | 7.174% | 7.26% | 7.377% | 6.964% | 6.934% | 6.905% | 6.573% | 6.434% | 6.457% | 5.96% | 6.498% | 6.403% | 6.422% | 6.445% | 6.841% | 6.32% | 5.957% | 6.006% | 5.607%
Region | Technology | 2023-24 | 2024-25 | 2025-26 | 2026-27 | 2027-28 | 2028-29 | 2029-30 | 2030-31 | 2031-32 | 2032-33 | 2033-34 | 2034-35 | 2035-36 | 2036-37 | 2037-38 | 2038-39 | 2039-40 | 2040-41 | 2041-42 | 2042-43 | 2043-44 | 2044-45 | 2045-46 | 2046-47 | 2047-48 | 2048-49 | 2049-50
TAS1 | Black Coal | bar: 2023-24 to 2049-50
TAS1 | Brown Coal | bar: 2023-24 to 2049-50
TAS1 | CCGT | bar: 2023-24 to 2049-50
TAS1 | Gas - Steam | bar: 2023-24 to 2049-50
TAS1 | OCGT / Diesel | 3.635e-06% | 7.422e-06% | 7.882e-06% | 0.01128% | 8.664e-06% | 9.179e-06% | 0.0897% | 0.2358% | 0.2171% | 0.9821% | 0.8687% | 1.857% | 0.8018% | 0.5925% | 1.428% | 0.9003% | 2.258% | 1.416% | 1.367% | 1.574% | 1.73% | 0.8924% | 0.7321% | 0.2597% | 0.727% | 1.322% | 1.163%
TAS1 | Hydro | 53.84% | 39.66% | 39.95% | 38.3% | 32.58% | 32.8% | 42.36% | 42.73% | 44.74% | 46.28% | 49.09% | 46.82% | 41.25% | 38.43% | 41.3% | 38.86% | 36.32% | 32.06% | 34.16% | 38.42% | 37.62% | 34.53% | 35.9% | 41.25% | 38.72% | 35.98% | 33.26%
TAS1 | Hydrogen Turbine | bar: 2023-24 to 2049-50
TAS1 | Wind | 37.86% | 44.82% | 47.84% | 48.17% | 50.89% | 47.63% | 46.85% | 45.81% | 50.07% | 49.07% | 47.02% | 48.27% | 48.7% | 50.36% | 47.9% | 46.11% | 44.2% | 45.87% | 45.19% | 44.21% | 45.45% | 47.98% | 49.79% | 48.28% | 46.99% | 45.37% | 48.67%
TAS1 | Solar PV | - | - | - | - | - | - | - | - | - | - | - | - | - | - | - | - | 16.94% | 15.64% | 16.24% | 18.92% | 17.42% | 18.4% | 18.41% | 15.56% | 17.7% | 17.58% | 16.13%
TAS1 | Grid Battery | bar: 2023-24 to 2049-50
TAS1 | Pumped Hydro | - | - | - | - | - | - | - | 18.33% | 23.27% | 18.58% | 18.61% | 19.24% | 19.04% | 18.2% | 20.21% | 17.77% | 19.12% | 15.82% | 16.1% | 16.88% | 16.41% | 16.4% | 15.91% | 16.75% | 15.82% | 14.96% | 14.48%
TAS1 | VPP | 0.772% | 3.565% | 3.069% | 3.661% | 4.314% | 4.668% | 4.994% | 5.178% | 6.302% | 5.465% | 5.35% | 4.82% | 4.932% | 4.393% | 4.381% | 3.983% | 4.31% | 3.328% | 3.809% | 3.566% | 3.474% | 3.757% | 3.516% | 3.551% | 3.562% | 3.595% | 3.102%
Explicitly modelled pumping
Region | Technology | 2023-24 | 2024-25 | 2025-26 | 2026-27 | 2027-28 | 2028-29 | 2029-30 | 2030-31 | 2031-32 | 2032-33 | 2033-34 | 2034-35 | 2035-36 | 2036-37 | 2037-38 | 2038-39 | 2039-40 | 2040-41 | 2041-42 | 2042-43 | 2043-44 | 2044-45 | 2045-46 | 2046-47 | 2047-48 | 2048-49 | 2049-50
NEM | Grid Battery pump | 5.929% | 5.905% | 9.139% | 13.87% | 18.83% | 21.25% | 21.55% | 23.42% | 22.76% | 24.64% | 23.63% | 23.09% | 23.28% | 23.19% | 21.07% | 21.38% | 22.83% | 22.11% | 23.17% | 23.46% | 22.89% | 22.18% | 23.04% | 19.36% | 19.65% | 19.47% | 18.61%
NEM | Pumped Hydro Pump | 11.2% | 19.54% | 18.32% | 26.92% | 15.92% | 17.56% | 20.85% | 26.28% | 27.94% | 25.46% | 27.5% | 26.01% | 28.68% | 28.39% | 27.37% | 26.99% | 25.33% | 23.05% | 24.48% | 24.94% | 22.05% | 21.48% | 21.08% | 21.91% | 20.04% | 19.09% | 16.98%
NEM | VPP pump | 9.28% | 9.522% | 10.19% | 9.996% | 9.657% | 9.048% | 8.865% | 8.737% | 8.598% | 8.467% | 8.495% | 8.159% | 8.165% | 8.055% | 7.556% | 7.408% | 7.485% | 7.107% | 7.395% | 7.293% | 7.178% | 7.294% | 7.468% | 6.982% | 6.992% | 6.963% | 6.772%
Region | Technology | 2023-24 | 2024-25 | 2025-26 | 2026-27 | 2027-28 | 2028-29 | 2029-30 | 2030-31 | 2031-32 | 2032-33 | 2033-34 | 2034-35 | 2035-36 | 2036-37 | 2037-38 | 2038-39 | 2039-40 | 2040-41 | 2041-42 | 2042-43 | 2043-44 | 2044-45 | 2045-46 | 2046-47 | 2047-48 | 2048-49 | 2049-50
NSW1 | Grid Battery pump | 5.567% | 6.807% | 14.81% | 28.66% | 29.39% | 26.81% | 27.17% | 29.07% | 27.82% | 28.87% | 26.91% | 25.71% | 26.66% | 26.88% | 25.22% | 24.97% | 25.47% | 24.53% | 27.34% | 25.13% | 23.1% | 23.94% | 24.85% | 20.65% | 20.62% | 21.18% | 21.18%
NSW1 | Pumped Hydro Pump | 9.075% | 17.45% | 20.27% | 30.77% | 14.89% | 18.34% | 21.84% | 27.57% | 29.34% | 27.04% | 29.83% | 27.71% | 31.38% | 31.65% | 30.87% | 28.25% | 23.91% | 20.31% | 23.7% | 24.06% | 19.55% | 19.62% | 20.03% | 24.17% | 19.82% | 17.85% | 14.92%
NSW1 | VPP pump | 7.978% | 9.242% | 10.31% | 10.19% | 9.864% | 9.085% | 8.828% | 8.915% | 8.669% | 8.702% | 8.707% | 8.35% | 8.451% | 8.225% | 7.776% | 7.638% | 7.894% | 7.513% | 7.873% | 7.599% | 7.415% | 7.682% | 7.753% | 7.126% | 7.095% | 7.284% | 7.245%
Region | Technology | 2023-24 | 2024-25 | 2025-26 | 2026-27 | 2027-28 | 2028-29 | 2029-30 | 2030-31 | 2031-32 | 2032-33 | 2033-34 | 2034-35 | 2035-36 | 2036-37 | 2037-38 | 2038-39 | 2039-40 | 2040-41 | 2041-42 | 2042-43 | 2043-44 | 2044-45 | 2045-46 | 2046-47 | 2047-48 | 2048-49 | 2049-50
QLD1 | Grid Battery pump | 7.268% | 7.265% | 7.427% | 7.475% | 7.502% | 25.66% | 25.72% | 27.07% | 26.7% | 28.14% | 26.63% | 26.6% | 26.4% | 26.74% | 23.39% | 24.64% | 25.62% | 26.46% | 26.56% | 27.18% | 26.19% | 25.5% | 26.06% | 21.9% | 22.83% | 22.31% | 22.02%
QLD1 | Pumped Hydro Pump | 15% | 23.29% | 14.75% | 19.9% | 20.73% | 14.69% | 17.17% | 21.64% | 21.79% | 20.31% | 21.6% | 20.8% | 22.93% | 21.02% | 23.25% | 26.38% | 26.74% | 25.86% | 25.69% | 26.01% | 24.1% | 22.61% | 20.93% | 19.6% | 19.01% | 19.35% | 17.32%
QLD1 | VPP pump | 9.731% | 9.622% | 9.734% | 9.939% | 9.543% | 9.039% | 8.9% | 8.933% | 8.793% | 8.735% | 8.782% | 8.596% | 8.387% | 8.398% | 7.887% | 7.852% | 7.946% | 7.948% | 7.962% | 8.126% | 8.116% | 7.954% | 8.129% | 7.874% | 7.806% | 7.693% | 7.692%
Region | Technology | 2023-24 | 2024-25 | 2025-26 | 2026-27 | 2027-28 | 2028-29 | 2029-30 | 2030-31 | 2031-32 | 2032-33 | 2033-34 | 2034-35 | 2035-36 | 2036-37 | 2037-38 | 2038-39 | 2039-40 | 2040-41 | 2041-42 | 2042-43 | 2043-44 | 2044-45 | 2045-46 | 2046-47 | 2047-48 | 2048-49 | 2049-50
VIC1 | Grid Battery pump | 5.789% | 5.411% | 6.325% | 6.211% | 5.96% | 5.682% | 5.64% | 10.68% | 10.36% | 19.29% | 18.33% | 17.52% | 17.52% | 16.29% | 14.93% | 14.61% | 14.3% | 11.59% | 14.19% | 14.79% | 14.18% | 14.24% | 14.35% | 13.18% | 13.96% | 12.98% | 10.94%
VIC1 | Pumped Hydro Pump | - | - | - | - | - | - | - | - | - | - | - | - | - | - | 32.22% | 32.56% | 31.41% | 28.82% | 30.35% | 29.6% | 28.26% | 28.96% | 29.64% | 26.47% | 28.83% | 25.54% | 25.17%
VIC1 | VPP pump | 9.751% | 9.229% | 11.09% | 10.49% | 10.03% | 9.304% | 9.092% | 8.581% | 8.45% | 7.976% | 7.983% | 7.574% | 7.712% | 7.632% | 6.994% | 6.722% | 6.536% | 5.846% | 6.229% | 6.055% | 5.871% | 6.123% | 6.36% | 5.818% | 6.135% | 5.882% | 5.393%
Region | Technology | 2023-24 | 2024-25 | 2025-26 | 2026-27 | 2027-28 | 2028-29 | 2029-30 | 2030-31 | 2031-32 | 2032-33 | 2033-34 | 2034-35 | 2035-36 | 2036-37 | 2037-38 | 2038-39 | 2039-40 | 2040-41 | 2041-42 | 2042-43 | 2043-44 | 2044-45 | 2045-46 | 2046-47 | 2047-48 | 2048-49 | 2049-50
SA1 | Grid Battery pump | 5.782% | 5.915% | 5.702% | 5.627% | 5.618% | 5.501% | 5.448% | 6.97% | 6.745% | 18.24% | 17.45% | 17.09% | 18.51% | 18.61% | 17.69% | 17.63% | 17.68% | 16.69% | 20.22% | 18.54% | 21.71% | 19.98% | 22.43% | 17.91% | 16.76% | 16.35% | 14.24%
SA1 | Pumped Hydro Pump | bar: 2023-24 to 2049-50
SA1 | VPP pump | 10.66% | 10.69% | 10.18% | 9.615% | 9.351% | 9.035% | 8.939% | 8.601% | 8.44% | 8.56% | 8.667% | 8.188% | 8.157% | 8.123% | 7.733% | 7.592% | 7.574% | 7.035% | 7.622% | 7.546% | 7.553% | 7.577% | 8.066% | 7.413% | 7.031% | 7.044% | 6.597%
Region | Technology | 2023-24 | 2024-25 | 2025-26 | 2026-27 | 2027-28 | 2028-29 | 2029-30 | 2030-31 | 2031-32 | 2032-33 | 2033-34 | 2034-35 | 2035-36 | 2036-37 | 2037-38 | 2038-39 | 2039-40 | 2040-41 | 2041-42 | 2042-43 | 2043-44 | 2044-45 | 2045-46 | 2046-47 | 2047-48 | 2048-49 | 2049-50
TAS1 | Grid Battery pump | bar: 2023-24 to 2049-50
TAS1 | Pumped Hydro Pump | - | - | - | - | - | - | - | 24.12% | 30.91% | 24.3% | 24.6% | 25.5% | 24.84% | 24.26% | 26.28% | 23.45% | 25.08% | 21.1% | 20.9% | 22.35% | 21.51% | 21.51% | 21.25% | 21.72% | 21.14% | 19.36% | 19.05%
TAS1 | VPP pump | 0.8815% | 4.199% | 3.609% | 4.307% | 5.1% | 5.473% | 5.9% | 6.071% | 7.414% | 6.432% | 6.292% | 5.694% | 5.782% | 5.193% | 5.132% | 4.686% | 5.071% | 3.938% | 4.461% | 4.216% | 4.067% | 4.419% | 4.159% | 4.156% | 4.214% | 4.207% | 3.649%
Non-controllable capacity
Region | Technology | 2023-24 | 2024-25 | 2025-26 | 2026-27 | 2027-28 | 2028-29 | 2029-30 | 2030-31 | 2031-32 | 2032-33 | 2033-34 | 2034-35 | 2035-36 | 2036-37 | 2037-38 | 2038-39 | 2039-40 | 2040-41 | 2041-42 | 2042-43 | 2043-44 | 2044-45 | 2045-46 | 2046-47 | 2047-48 | 2048-49 | 2049-50
NEM | Distributed PV | 14.23% | 13.97% | 13.66% | 14.76% | 14.89% | 13.44% | 14.16% | 14.79% | 15.16% | 15.21% | 14.84% | 14.44% | 15.53% | 15.58% | 13.97% | 14.7% | 15.35% | 15.67% | 15.69% | 15.31% | 14.87% | 15.93% | 15.94% | 14.29% | 15.04% | 15.67% | 15.97%
NEM | Behind the meter battery | 4.897% | 4.862% | 4.791% | 4.705% | 4.639% | 4.529% | 4.488% | 4.437% | 4.376% | 4.329% | 4.385% | 4.417% | 4.433% | 4.398% | 4.361% | 4.299% | 4.266% | 4.207% | 4.151% | 4.111% | 4.152% | 4.184% | 4.217% | 4.239% | 4.261% | 4.237% | 4.213%
NEM | Behind the meter battery pump | 5.764% | 5.722% | 5.638% | 5.537% | 5.461% | 5.329% | 5.283% | 5.222% | 5.15% | 5.095% | 5.16% | 5.199% | 5.218% | 5.177% | 5.133% | 5.06% | 5.021% | 4.95% | 4.886% | 4.838% | 4.886% | 4.925% | 4.963% | 4.99% | 5.016% | 4.988% | 4.958%
Region | Technology | 2023-24 | 2024-25 | 2025-26 | 2026-27 | 2027-28 | 2028-29 | 2029-30 | 2030-31 | 2031-32 | 2032-33 | 2033-34 | 2034-35 | 2035-36 | 2036-37 | 2037-38 | 2038-39 | 2039-40 | 2040-41 | 2041-42 | 2042-43 | 2043-44 | 2044-45 | 2045-46 | 2046-47 | 2047-48 | 2048-49 | 2049-50
NSW1 | Distributed PV | 13.95% | 13.97% | 13.61% | 15.11% | 14.98% | 13.37% | 13.79% | 14.67% | 15.35% | 14.94% | 14.77% | 14.29% | 15.76% | 15.56% | 13.87% | 14.28% | 15.19% | 15.83% | 15.4% | 15.21% | 14.69% | 16.12% | 15.89% | 14.16% | 14.59% | 15.47% | 16.09%
NSW1 | Behind the meter battery | 4.884% | 4.831% | 4.757% | 4.683% | 4.62% | 4.52% | 4.491% | 4.444% | 4.405% | 4.375% | 4.441% | 4.454% | 4.456% | 4.412% | 4.358% | 4.289% | 4.257% | 4.188% | 4.148% | 4.121% | 4.175% | 4.211% | 4.237% | 4.254% | 4.256% | 4.24% | 4.206%
NSW1 | Behind the meter battery pump | 5.747% | 5.687% | 5.598% | 5.511% | 5.44% | 5.32% | 5.287% | 5.232% | 5.182% | 5.148% | 5.225% | 5.24% | 5.245% | 5.193% | 5.129% | 5.046% | 5.012% | 4.928% | 4.883% | 4.849% | 4.911% | 4.959% | 4.986% | 5.008% | 5.011% | 4.991% | 4.951%
Region | Technology | 2023-24 | 2024-25 | 2025-26 | 2026-27 | 2027-28 | 2028-29 | 2029-30 | 2030-31 | 2031-32 | 2032-33 | 2033-34 | 2034-35 | 2035-36 | 2036-37 | 2037-38 | 2038-39 | 2039-40 | 2040-41 | 2041-42 | 2042-43 | 2043-44 | 2044-45 | 2045-46 | 2046-47 | 2047-48 | 2048-49 | 2049-50
QLD1 | Distributed PV | 15.03% | 14.46% | 14.67% | 15.73% | 15.87% | 13.4% | 14.58% | 15.12% | 16% | 15.82% | 15.21% | 15.39% | 16.39% | 16.42% | 13.85% | 15.06% | 15.64% | 16.42% | 16.23% | 15.62% | 15.79% | 16.72% | 16.74% | 14.11% | 15.37% | 15.91% | 16.71%
QLD1 | Behind the meter battery | 4.94% | 4.904% | 4.833% | 4.738% | 4.663% | 4.563% | 4.529% | 4.478% | 4.408% | 4.348% | 4.393% | 4.421% | 4.437% | 4.396% | 4.354% | 4.3% | 4.282% | 4.232% | 4.163% | 4.125% | 4.169% | 4.194% | 4.229% | 4.244% | 4.261% | 4.245% | 4.236%
QLD1 | Behind the meter battery pump | 5.815% | 5.773% | 5.687% | 5.578% | 5.487% | 5.368% | 5.33% | 5.269% | 5.189% | 5.118% | 5.17% | 5.205% | 5.223% | 5.176% | 5.124% | 5.063% | 5.038% | 4.98% | 4.9% | 4.855% | 4.906% | 4.935% | 4.976% | 4.996% | 5.017% | 4.999% | 4.984%
Region | Technology | 2023-24 | 2024-25 | 2025-26 | 2026-27 | 2027-28 | 2028-29 | 2029-30 | 2030-31 | 2031-32 | 2032-33 | 2033-34 | 2034-35 | 2035-36 | 2036-37 | 2037-38 | 2038-39 | 2039-40 | 2040-41 | 2041-42 | 2042-43 | 2043-44 | 2044-45 | 2045-46 | 2046-47 | 2047-48 | 2048-49 | 2049-50
VIC1 | Distributed PV | 13.3% | 13.06% | 12.42% | 13.32% | 13.59% | 13.11% | 13.75% | 14.34% | 13.9% | 14.65% | 14.31% | 13.53% | 14.42% | 14.65% | 13.83% | 14.47% | 15.09% | 14.55% | 15.26% | 14.92% | 14.07% | 14.95% | 15.11% | 14.28% | 14.94% | 15.54% | 14.95%
VIC1 | Behind the meter battery | 4.922% | 4.924% | 4.853% | 4.759% | 4.698% | 4.556% | 4.474% | 4.403% | 4.302% | 4.208% | 4.268% | 4.344% | 4.395% | 4.391% | 4.402% | 4.332% | 4.283% | 4.218% | 4.147% | 4.064% | 4.079% | 4.124% | 4.164% | 4.22% | 4.277% | 4.242% | 4.209%
VIC1 | Behind the meter battery pump | 5.794% | 5.795% | 5.709% | 5.602% | 5.531% | 5.362% | 5.266% | 5.18% | 5.063% | 4.951% | 5.023% | 5.115% | 5.172% | 5.166% | 5.183% | 5.097% | 5.041% | 4.963% | 4.88% | 4.783% | 4.802% | 4.853% | 4.9% | 4.969% | 5.033% | 4.993% | 4.954%
Region | Technology | 2023-24 | 2024-25 | 2025-26 | 2026-27 | 2027-28 | 2028-29 | 2029-30 | 2030-31 | 2031-32 | 2032-33 | 2033-34 | 2034-35 | 2035-36 | 2036-37 | 2037-38 | 2038-39 | 2039-40 | 2040-41 | 2041-42 | 2042-43 | 2043-44 | 2044-45 | 2045-46 | 2046-47 | 2047-48 | 2048-49 | 2049-50
SA1 | Distributed PV | 15.11% | 14.83% | 14.15% | 14.8% | 15.36% | 14.69% | 15.37% | 15.62% | 15.63% | 16.06% | 15.54% | 14.77% | 15.4% | 15.93% | 15.16% | 15.87% | 16.14% | 16.14% | 16.55% | 16% | 15.2% | 15.81% | 16.3% | 15.49% | 16.24% | 16.49% | 16.45%
SA1 | Behind the meter battery | 4.815% | 4.725% | 4.641% | 4.542% | 4.474% | 4.387% | 4.404% | 4.389% | 4.377% | 4.405% | 4.448% | 4.451% | 4.434% | 4.377% | 4.295% | 4.252% | 4.207% | 4.164% | 4.135% | 4.149% | 4.202% | 4.208% | 4.244% | 4.225% | 4.248% | 4.192% | 4.182%
SA1 | Behind the meter battery pump | 5.667% | 5.562% | 5.46% | 5.346% | 5.265% | 5.161% | 5.184% | 5.165% | 5.152% | 5.183% | 5.234% | 5.238% | 5.218% | 5.153% | 5.054% | 5.004% | 4.953% | 4.903% | 4.87% | 4.885% | 4.947% | 4.956% | 4.995% | 4.971% | 4.998% | 4.935% | 4.924%
Region | Technology | 2023-24 | 2024-25 | 2025-26 | 2026-27 | 2027-28 | 2028-29 | 2029-30 | 2030-31 | 2031-32 | 2032-33 | 2033-34 | 2034-35 | 2035-36 | 2036-37 | 2037-38 | 2038-39 | 2039-40 | 2040-41 | 2041-42 | 2042-43 | 2043-44 | 2044-45 | 2045-46 | 2046-47 | 2047-48 | 2048-49 | 2049-50
TAS1 | Distributed PV | 12.03% | 12.09% | 11.56% | 12.4% | 12.42% | 12.16% | 12.24% | 12.52% | 12.4% | 12.76% | 12.71% | 12.11% | 12.89% | 12.83% | 12.48% | 12.53% | 12.81% | 12.66% | 12.97% | 12.94% | 12.31% | 13.07% | 12.97% | 12.63% | 12.69% | 12.99% | 12.77%
TAS1 | Behind the meter battery | 4.891% | 4.832% | 4.753% | 4.664% | 4.597% | 4.506% | 4.479% | 4.427% | 4.378% | 4.382% | 4.417% | 4.439% | 4.429% | 4.4% | 4.347% | 4.292% | 4.268% | 4.207% | 4.152% | 4.139% | 4.176% | 4.183% | 4.231% | 4.218% | 4.232% | 4.231% | 4.186%
TAS1 | Behind the meter battery pump | 5.757% | 5.685% | 5.596% | 5.489% | 5.412% | 5.302% | 5.27% | 5.211% | 5.154% | 5.156% | 5.198% | 5.224% | 5.215% | 5.178% | 5.116% | 5.054% | 5.023% | 4.952% | 4.886% | 4.87% | 4.914% | 4.925% | 4.979% | 4.967% | 4.983% | 4.979% | 4.926%

## BaseCase_Generation
Annual sent-out generation by technology (GWh) - BaseCase, Offshore Wind Scenario
Explicitly modelled generation
Region | Technology | 2023-24 | 2024-25 | 2025-26 | 2026-27 | 2027-28 | 2028-29 | 2029-30 | 2030-31 | 2031-32 | 2032-33 | 2033-34 | 2034-35 | 2035-36 | 2036-37 | 2037-38 | 2038-39 | 2039-40 | 2040-41 | 2041-42 | 2042-43 | 2043-44 | 2044-45 | 2045-46 | 2046-47 | 2047-48 | 2048-49 | 2049-50
NEM | Black Coal | 85019.7039 | 74311.4758 | 72642.3659 | 67439.8574 | 53627.0368 | 44778.7499 | 40567.4392 | 30060.9868 | 28953.5824 | 25878.4449 | 16804.8633 | 16640.2354 | 14436.4091 | 14104.9295 | 14835.2944 | 13981.5595 | 4110.935 | 1644.6357 | 1626.6345 | 0 | 0 | 0 | 0 | 0 | 0 | 0 | 0
NEM | Brown Coal | 29006.931 | 25390.7172 | 23763.8711 | 18535.9666 | 18929.6964 | 15777.9846 | 10103.9317 | 6542.865 | 5169.064 | 0 | 0 | 0 | 0 | 0 | 0 | 0 | 0 | 0 | 0 | 0 | 0 | 0 | 0 | 0 | 0 | 0 | 0
NEM | CCGT | 2109.0853 | 1607.4182 | 3127.8529 | 3909.0972 | 4151.6379 | 4736.7434 | 5557.8025 | 6419.3582 | 5674.8308 | 5596.5438 | 7770.333 | 8703.7329 | 6606.6462 | 5782.8766 | 4636.0819 | 4865.8944 | 4518.6072 | 3904.727 | 3304.9705 | 3727.1725 | 3031.0087 | 2475.658 | 1341.2038 | 981.5548 | 970.0093 | 956.7236 | 971.8707
NEM | Gas - Steam | 112.2 | 107.6954 | 339.5728 | 161.983 | 112.0511 | 226.7039 | 184.554 | 1074.5217 | 305.984 | 990.8228 | 819.1451 | 871.0174 | 576.7805 | 701.4344 | 745.4033 | 551.7534 | 0 | 0 | 0 | 0 | 0 | 0 | 0 | 0 | 0 | 0 | 0
NEM | OCGT / Diesel | 200.3497 | 171.7836 | 383.0713 | 410.2584 | 316.8526 | 424.9608 | 353.0647 | 1520.4344 | 868.7337 | 1700.3875 | 2812.0551 | 4759.8781 | 2925.9922 | 3726.3731 | 3970.589 | 3176.7533 | 7762.2499 | 6330.2398 | 3857.9453 | 4643.147 | 8661.4253 | 5613.6776 | 6817.9153 | 9552.9247 | 6198.9274 | 9005.3731 | 7666.0724
NEM | Hydro | 17546.7504 | 15781.3131 | 16106.5988 | 15539.6653 | 13258.3402 | 15756.1175 | 16672.5784 | 16323.8196 | 16645.2075 | 16403.046 | 18214.3066 | 17908.9364 | 16264.2319 | 14688.4786 | 17307.8452 | 15433.1169 | 13977.8766 | 12983.8278 | 12980.3236 | 14754.6394 | 14837.849 | 13706.2289 | 13044.3073 | 16837.0372 | 16220.5033 | 15567.5715 | 14894.9385
NEM | Hydrogen Turbine | 0 | 0 | 0 | 0 | 0 | 0 | 0 | 0 | 0 | 0 | 0 | 0 | 0 | 0 | 0 | 0 | 0 | 0 | 0 | 0 | 0 | 0 | 0 | 0 | 0 | 0 | 0
NEM | Wind | 28823.2452 | 47151.0982 | 48228.9236 | 57076.3647 | 74707.2422 | 89485.5887 | 94155.4651 | 101679.7145 | 109044.1458 | 112981.1929 | 118612.7204 | 119110.9822 | 128315.1078 | 135270.3229 | 145175.4512 | 145447.2133 | 144147.9297 | 148198.7346 | 146447.9358 | 154104.7363 | 154391.3348 | 155676.4626 | 159554.0604 | 178253.4221 | 183686.4049 | 187964.7992 | 189632.4819
NEM | Solar PV | 20917.5238 | 19275.3836 | 22110.6079 | 23264.8857 | 23064.7438 | 22551.7842 | 25695.0455 | 31373.4903 | 32756.6833 | 39216.6662 | 43768.723 | 45730.2573 | 46633.1789 | 46432.1725 | 47910.9074 | 52468.1376 | 70124.0226 | 75667.7224 | 86791.2697 | 102673.7671 | 108040.2635 | 107711.9336 | 110681.903 | 104889.7526 | 106943.3654 | 115479.5601 | 118815.8075
NEM | Grid Battery | 418.9008 | 415.4592 | 924.7921 | 1400.9461 | 2749.7776 | 5063.7548 | 5241.7136 | 6270.482 | 6182.6777 | 10983.7387 | 11617.2392 | 11297.2759 | 11861.2608 | 11719.0737 | 10723.9589 | 10906.3781 | 16149.0841 | 16178.6341 | 23381.6324 | 28953.1814 | 29251.0044 | 30920.1802 | 31314.539 | 26699.6605 | 26145.0492 | 28270.5058 | 26921.6819
NEM | Pumped Hydro | 541.3046 | 895.3922 | 1747.5543 | 2585.9524 | 3078.5824 | 4368.0937 | 4847.3768 | 6562.2229 | 7073.6104 | 7093.1292 | 7844.0295 | 7693.0066 | 8739.6473 | 8551.2496 | 11527.4823 | 11253.9015 | 11843.1064 | 10922.6307 | 11773.6025 | 11809.3333 | 10966.7593 | 10555.0042 | 10327.0825 | 12179.8195 | 10964.4469 | 10676.4521 | 9529.2609
NEM | VPP | 220.8669 | 441.2152 | 785.0475 | 1146.3037 | 1539.0228 | 1893.3526 | 2519.3429 | 3042.7421 | 3524.8725 | 4102.7246 | 4870.313 | 5465.2897 | 6293.9781 | 7027.6404 | 7330.0505 | 7917.8352 | 8558.0389 | 8555.8573 | 9366.6293 | 9631.7559 | 9895.7869 | 10494.4228 | 11152.8294 | 10884.7409 | 11284.6908 | 11721.6399 | 11802.4744
Total excluding storage |  | 184916.8616 | 185548.9517 | 190160.258 | 191471.2805 | 195534.9838 | 205063.8343 | 205898.3143 | 210870.6376 | 216199.3921 | 224946.6965 | 233133.7283 | 238180.6119 | 242653.2328 | 248004.5513 | 264163.064 | 266002.5432 | 281191.8505 | 284387.0095 | 299530.9435 | 330297.7329 | 339075.432 | 337153.568 | 344233.8407 | 360278.9124 | 362413.3972 | 379642.6253 | 380234.5881
Region | Technology | 2023-24 | 2024-25 | 2025-26 | 2026-27 | 2027-28 | 2028-29 | 2029-30 | 2030-31 | 2031-32 | 2032-33 | 2033-34 | 2034-35 | 2035-36 | 2036-37 | 2037-38 | 2038-39 | 2039-40 | 2040-41 | 2041-42 | 2042-43 | 2043-44 | 2044-45 | 2045-46 | 2046-47 | 2047-48 | 2048-49 | 2049-50
NSW1 | Black Coal | 42255.9953 | 35153.2563 | 32368.5969 | 30629.9759 | 21182.5005 | 19369.5093 | 16184.2855 | 13350.3585 | 13111.3882 | 13471.8941 | 7514.8647 | 7676.5622 | 6696.2478 | 5918.5171 | 6594.3824 | 6575.76 | 0 | 0 | 0 | 0 | 0 | 0 | 0 | 0 | 0 | 0 | 0
NSW1 | Brown Coal | 0 | 0 | 0 | 0 | 0 | 0 | 0 | 0 | 0 | 0 | 0 | 0 | 0 | 0 | 0 | 0 | 0 | 0 | 0 | 0 | 0 | 0 | 0 | 0 | 0 | 0 | 0
NSW1 | CCGT | 13.6601 | 6.1736 | 302.0924 | 655.9863 | 785.2651 | 651.2165 | 1113.5051 | 1095.7642 | 961.7553 | 834.0469 | 1467.2457 | 1678.6979 | 1044.9904 | 1080.4225 | 1175.6622 | 1310.8175 | 1379.5316 | 1114.1378 | 940.4693 | 1092.0774 | 0 | 0 | 0 | 0 | 0 | 0 | 0
NSW1 | Gas - Steam | 0 | 0 | 0 | 0 | 0 | 0 | 0 | 0 | 0 | 0 | 0 | 0 | 0 | 0 | 0 | 0 | 0 | 0 | 0 | 0 | 0 | 0 | 0 | 0 | 0 | 0 | 0
NSW1 | OCGT / Diesel | 8.5671 | 5.2764 | 35.7045 | 33.6582 | 27.5861 | 5.6253 | 1.9116 | 143.4074 | 29.3691 | 151.9954 | 384.1207 | 1197.5499 | 455.986 | 917.435 | 518.842 | 641.4504 | 2153.5978 | 2257.2817 | 1172.923 | 1230.127 | 2741.3329 | 1556.1809 | 2008.9429 | 2457.9107 | 2260.2285 | 1862.5964 | 2090.7858
NSW1 | Hydro | 2040.6554 | 2856.7946 | 2988.0081 | 2998.4421 | 2517.6282 | 3589.5182 | 3054.5106 | 3094.2111 | 2972.5475 | 2636.355 | 3226.7835 | 3331.4638 | 3102.8948 | 2696.7933 | 3787.893 | 3130.1692 | 2748.176 | 2717.2734 | 2515.7314 | 2884.8572 | 3026.062 | 2766.4473 | 2307.8579 | 3549.1323 | 3489.2778 | 3460.4954 | 3399.7055
NSW1 | Hydrogen Turbine | 0 | 0 | 0 | 0 | 0 | 0 | 0 | 0 | 0 | 0 | 0 | 0 | 0 | 0 | 0 | 0 | 0 | 0 | 0 | 0 | 0 | 0 | 0 | 0 | 0 | 0 | 0
NSW1 | Wind | 5988.8299 | 13919.033 | 14127.3198 | 17348.5198 | 28166.0093 | 30720.9156 | 29946.0085 | 31010.0035 | 30849.111 | 32807.4295 | 34097.6641 | 33949.7737 | 40075.4316 | 41363.4948 | 43898.6283 | 41120.296 | 40799.6844 | 39171.0665 | 40629.1863 | 43615.544 | 44000.7569 | 45524.6458 | 46491.787 | 51009.0086 | 51356.9314 | 51003.9296 | 48173.8974
NSW1 | Solar PV | 8822.0287 | 8278.3631 | 10330.4945 | 11401.8161 | 11493.4641 | 11578.5697 | 13918.3472 | 18122.0582 | 18077.0593 | 18372.8889 | 19675.3712 | 19148.2266 | 20101.3548 | 19986.2006 | 20372.9205 | 21603.7815 | 27131.7911 | 28165.4612 | 31632.3513 | 31419.5535 | 31010.0812 | 32242.709 | 32502.3657 | 31841.2136 | 31139.7497 | 34626.9545 | 36275.5028
NSW1 | Grid Battery | 20.5561 | 25.0444 | 513.9107 | 994.7541 | 2352.1869 | 2932.1981 | 3110.9099 | 3336.2485 | 3182.0612 | 3846.8391 | 3580.6885 | 3420.5522 | 3552.3371 | 3479.6073 | 3252.6294 | 3231.564 | 5704.5067 | 5461.132 | 6843.2158 | 6438.1694 | 5906.4944 | 7325.9198 | 6811.5391 | 6030.7795 | 5045.1998 | 6384.7131 | 6251.4847
NSW1 | Pumped Hydro | 110.5478 | 220.8782 | 1078.3274 | 1677.1487 | 2135.4267 | 3511.4871 | 3849.9481 | 5188.739 | 5228.3753 | 4976.6784 | 5447.7714 | 5321.3047 | 5858.8918 | 5864.6979 | 5901.6569 | 5163.9368 | 4509.7488 | 3724.1449 | 4470.2256 | 4290.6376 | 3839.2162 | 3663.1157 | 3662.7188 | 4698.0524 | 3721.8078 | 3541.9817 | 2877.8408
NSW1 | VPP | 57.9225 | 133.3595 | 246.7671 | 362.0518 | 487.4883 | 598.3395 | 804.2822 | 1001.3414 | 1170.4103 | 1415.1526 | 1697.0729 | 1918.2485 | 2244.7447 | 2480.0587 | 2602.3667 | 2820.8279 | 3115.95 | 3116.5424 | 3431.3754 | 3459.1227 | 3517.8917 | 3801.5723 | 3983.7437 | 3825.7846 | 3938.4802 | 4223.1126 | 4342.9383
Total excluding storage |  | 59318.7629 | 60598.1791 | 61991.2214 | 66102.353 | 69147.5553 | 72957.3795 | 71983.7087 | 76342.1318 | 75582.0772 | 78513.28 | 77091.5827 | 77642.3795 | 83132.8789 | 83787.2272 | 88104.9814 | 85598.6031 | 87542.9864 | 85727.0399 | 91635.4782 | 94430.0888 | 94041.8353 | 96880.5908 | 97768.9551 | 103411.8817 | 100951.6753 | 105103.7832 | 103412.1553
Region | Technology | 2023-24 | 2024-25 | 2025-26 | 2026-27 | 2027-28 | 2028-29 | 2029-30 | 2030-31 | 2031-32 | 2032-33 | 2033-34 | 2034-35 | 2035-36 | 2036-37 | 2037-38 | 2038-39 | 2039-40 | 2040-41 | 2041-42 | 2042-43 | 2043-44 | 2044-45 | 2045-46 | 2046-47 | 2047-48 | 2048-49 | 2049-50
QLD1 | Black Coal | 42763.7086 | 39158.2195 | 40273.769 | 36809.8815 | 32444.5363 | 25409.2406 | 24383.1537 | 16710.6283 | 15842.1942 | 12406.5508 | 9289.9986 | 8963.6732 | 7740.1613 | 8186.4124 | 8240.912 | 7405.7995 | 4110.935 | 1644.6357 | 1626.6345 | 0 | 0 | 0 | 0 | 0 | 0 | 0 | 0
QLD1 | Brown Coal | 0 | 0 | 0 | 0 | 0 | 0 | 0 | 0 | 0 | 0 | 0 | 0 | 0 | 0 | 0 | 0 | 0 | 0 | 0 | 0 | 0 | 0 | 0 | 0 | 0 | 0 | 0
QLD1 | CCGT | 1022.5929 | 854.7775 | 1667.911 | 2506.621 | 2667.2929 | 3070.006 | 3447.0626 | 3944.9302 | 3753.7776 | 3613.3098 | 4988.8942 | 5486.1021 | 4530.2815 | 3576.1003 | 3460.4197 | 3555.0769 | 3139.0756 | 2790.5892 | 2364.5012 | 2635.0951 | 3031.0087 | 2475.658 | 1341.2038 | 981.5548 | 970.0093 | 956.7236 | 971.8707
QLD1 | Gas - Steam | 0 | 0 | 0 | 0 | 0 | 0 | 0 | 0 | 0 | 0 | 0 | 0 | 0 | 0 | 0 | 0 | 0 | 0 | 0 | 0 | 0 | 0 | 0 | 0 | 0 | 0 | 0
QLD1 | OCGT / Diesel | 2.4406 | 0.00026213 | 2.612 | 18.2829 | 24.4996 | 19.6616 | 9.9954 | 418.4986 | 397.0291 | 447.8412 | 1288.3233 | 1392.4789 | 1228.0702 | 1496.3099 | 1186.0411 | 961.0882 | 2038.7571 | 1772.6132 | 855.5922 | 1521.0136 | 1993.3655 | 1338.8372 | 1914.027 | 2889.7037 | 1296.2489 | 3365.4169 | 2622.2593
QLD1 | Hydro | 726.875 | 727.1914 | 745.4789 | 714.4994 | 728.4611 | 739.0366 | 735.12 | 725.9878 | 722.1446 | 727.0018 | 722.5124 | 711.2277 | 703.6084 | 694.3577 | 216.115 | 211.8502 | 162.1345 | 153.4211 | 143.8798 | 0 | 0 | 0 | 0 | 0 | 0 | 0 | 0
QLD1 | Hydrogen Turbine | 0 | 0 | 0 | 0 | 0 | 0 | 0 | 0 | 0 | 0 | 0 | 0 | 0 | 0 | 0 | 0 | 0 | 0 | 0 | 0 | 0 | 0 | 0 | 0 | 0 | 0 | 0
QLD1 | Wind | 4037.1027 | 7866.5178 | 8306.1416 | 10014.4401 | 14349.6681 | 23731.0204 | 23564.1502 | 28732.1471 | 28232.7481 | 32043.5151 | 33379.9615 | 33188.2714 | 32625.5228 | 34704.8299 | 40568.7329 | 40039.3967 | 39662.7022 | 38271.9704 | 40106.817 | 41029.6787 | 42422.3016 | 40152.7044 | 42230.0847 | 53611.6697 | 53747.7734 | 57813.9582 | 55174.1445
QLD1 | Solar PV | 8597.6611 | 8000.5052 | 8739.4761 | 8832.9451 | 8556.7446 | 8014.6177 | 8866.4477 | 10414.5361 | 11869.7832 | 13382.8308 | 16829.9737 | 17992.4509 | 17830.1567 | 17551.2849 | 18657.3322 | 21915.3053 | 33553.4244 | 37095.0871 | 38626.3148 | 54745.7346 | 54056.3847 | 51228.3247 | 52024.0003 | 50068.9813 | 52713.7012 | 56986.0702 | 59979.3457
QLD1 | Grid Battery | 53.6313 | 53.4583 | 54.5023 | 55.1539 | 55.2049 | 1798.6429 | 1802.6557 | 2331.0873 | 2417.9163 | 3756.6127 | 4880.5495 | 4870.8558 | 4846.8131 | 4909.0897 | 4274.2063 | 4527.8687 | 7280.621 | 7490.8234 | 9820.892 | 16061.2674 | 15494.0821 | 15077.6731 | 15422.5926 | 12917.9293 | 13531.1017 | 14571.9871 | 14413.1437
QLD1 | Pumped Hydro | 430.7568 | 674.514 | 669.2244 | 908.8002 | 943.1519 | 856.6025 | 997.424 | 1255.3039 | 1260.375 | 1184.0964 | 1462.3656 | 1406.4651 | 1551.7355 | 1416.0448 | 4114.324 | 4748.5186 | 5899.8117 | 5625.6091 | 5673.6929 | 5714.5932 | 5355.4813 | 4972.4026 | 4545.3582 | 5369.5081 | 5154.1213 | 5190.8772 | 4767.0179
QLD1 | VPP | 51.3332 | 108.8835 | 192.9232 | 301.4076 | 407.4138 | 521.6154 | 721.6247 | 904.3443 | 1050.6233 | 1239.431 | 1474.2087 | 1688.5255 | 1896.3806 | 2153.0488 | 2241.168 | 2470.0347 | 2662.9915 | 2806.4937 | 2942.6038 | 3135.1213 | 3263.3223 | 3330.1921 | 3538.3538 | 3556.0603 | 3663.9941 | 3740.8713 | 3879.9028
Total excluding storage |  | 57686.1023 | 57444.0675 | 60652.0385 | 60162.0317 | 60176.9732 | 64160.4436 | 64527.634 | 65437.4636 | 65546.5913 | 68801.1895 | 74316.7875 | 75700.0505 | 72952.7301 | 74687.4785 | 82959.2512 | 85834.9387 | 98510.4531 | 97651.2428 | 102160.9282 | 124842.5039 | 125615.9462 | 118575.7922 | 121015.6204 | 129395.4072 | 131076.95 | 142625.9045 | 141807.6847
Region | Technology | 2023-24 | 2024-25 | 2025-26 | 2026-27 | 2027-28 | 2028-29 | 2029-30 | 2030-31 | 2031-32 | 2032-33 | 2033-34 | 2034-35 | 2035-36 | 2036-37 | 2037-38 | 2038-39 | 2039-40 | 2040-41 | 2041-42 | 2042-43 | 2043-44 | 2044-45 | 2045-46 | 2046-47 | 2047-48 | 2048-49 | 2049-50
VIC1 | Black Coal | 0 | 0 | 0 | 0 | 0 | 0 | 0 | 0 | 0 | 0 | 0 | 0 | 0 | 0 | 0 | 0 | 0 | 0 | 0 | 0 | 0 | 0 | 0 | 0 | 0 | 0 | 0
VIC1 | Brown Coal | 29006.931 | 25390.7172 | 23763.8711 | 18535.9666 | 18929.6964 | 15777.9846 | 10103.9317 | 6542.865 | 5169.064 | 0 | 0 | 0 | 0 | 0 | 0 | 0 | 0 | 0 | 0 | 0 | 0 | 0 | 0 | 0 | 0 | 0 | 0
VIC1 | CCGT | 0 | 0 | 0 | 0 | 0 | 0 | 0 | 0 | 0 | 0 | 0 | 0 | 0 | 0 | 0 | 0 | 0 | 0 | 0 | 0 | 0 | 0 | 0 | 0 | 0 | 0 | 0
VIC1 | Gas - Steam | 16.9069 | 18.3454 | 70.4108 | 161.983 | 112.0511 | 226.7039 | 184.554 | 1074.5217 | 305.984 | 990.8228 | 819.1451 | 871.0174 | 576.7805 | 701.4344 | 745.4033 | 551.7534 | 0 | 0 | 0 | 0 | 0 | 0 | 0 | 0 | 0 | 0 | 0
VIC1 | OCGT / Diesel | 22.9955 | 16.0014 | 39.1556 | 144.5922 | 85.9729 | 138.2566 | 85.0186 | 428.476 | 114.7088 | 646.3536 | 560.4942 | 1294.5742 | 784.8949 | 819.5804 | 1517.4568 | 941.0025 | 2576.5924 | 1600.427 | 1373.6606 | 1343.7523 | 2953.5246 | 2356.4749 | 2578.0726 | 3954.4068 | 2482.6083 | 3548.7889 | 2747.8403
VIC1 | Hydro | 2748.3596 | 3335.6881 | 3444.6488 | 3267.3351 | 2731.2119 | 4097.7756 | 3417.6618 | 2955.3316 | 2951.8982 | 2696.9958 | 3295.8537 | 3402.8159 | 3240.4802 | 2709.0985 | 4073.6588 | 3406.7908 | 2950.269 | 2948.1334 | 2686.276 | 3285.0068 | 3405.8813 | 3223.3795 | 2713.9718 | 4070.7499 | 4079.4449 | 4066.7305 | 4063.6588
VIC1 | Hydrogen Turbine | 0 | 0 | 0 | 0 | 0 | 0 | 0 | 0 | 0 | 0 | 0 | 0 | 0 | 0 | 0 | 0 | 0 | 0 | 0 | 0 | 0 | 0 | 0 | 0 | 0 | 0 | 0
VIC1 | Wind | 10176.7733 | 12803.3745 | 13165.0362 | 14952.6839 | 16560.6107 | 16941.8624 | 19554.9415 | 21298.4458 | 25499.2383 | 24584.0428 | 27689.4633 | 29402.6938 | 32080.2602 | 35730.6556 | 36896.0418 | 41037.1631 | 41660.2299 | 47308.6971 | 43460.679 | 45962.9512 | 45303.2687 | 45271.5641 | 46541.8573 | 46253.2667 | 49329.7523 | 50224.8827 | 55202.8498
VIC1 | Solar PV | 2206.3251 | 1886.3661 | 1900.8762 | 1928.0543 | 1903.7534 | 1868.9446 | 1855.1609 | 1829.6293 | 1805.8364 | 5049.5498 | 4933.5178 | 5445.4358 | 5575.5544 | 5557.8213 | 4957.6874 | 5032.861 | 5215.1687 | 4633.9649 | 7167.725 | 7398.7127 | 10258.8461 | 11709.4254 | 12297.3471 | 10875.72 | 11267.6872 | 11684.1243 | 10680.5658
VIC1 | Grid Battery | 160.2556 | 148.9384 | 174.7098 | 171.9923 | 164.1064 | 157.4227 | 155.271 | 384.5794 | 371.5906 | 2148.0441 | 1972.6229 | 1878.893 | 1891.3158 | 1750.8808 | 1606.6673 | 1567.0295 | 1542.5153 | 1238.7258 | 2708.565 | 2797.0855 | 2819.1489 | 3508.2449 | 3497.7296 | 3255.7338 | 3403.893 | 3207.1185 | 2683.4516
VIC1 | Pumped Hydro | 0 | 0 | 0.00066614 | 0.0015192 | 0.001538 | 0.0015147 | 0.0015963 | 0.0030259 | 0.0030941 | 0.0030874 | 0.0030679 | 0.0048882 | 0.0066788 | 0.0066412 | 100.9713 | 101.5555 | 98.9148 | 468.7598 | 505.8891 | 626.1136 | 627.1152 | 634.9291 | 872.7063 | 799.793 | 848.8339 | 771.62 | 750.2637
VIC1 | VPP | 40.6258 | 93.9913 | 210.1818 | 318.8419 | 444.6797 | 536.3606 | 692.9095 | 783.2 | 879.8337 | 950.0788 | 1105.6875 | 1212.6245 | 1418.0111 | 1584.17 | 1629.5057 | 1717.7671 | 1800.338 | 1700.7794 | 1923.5529 | 1941.5998 | 1970.0747 | 2151.4185 | 2309.9341 | 2217.0962 | 2411.187 | 2423.2024 | 2297.1827
Total excluding storage |  | 44379.1729 | 43693.4224 | 42768.891 | 39481.4508 | 40932.084 | 39745.3126 | 36049.4506 | 35297.0518 | 37098.1571 | 37065.8908 | 40376.7875 | 43508.0595 | 45567.3037 | 48853.6476 | 51527.3924 | 54355.9229 | 55844.0281 | 59899.4874 | 59826.3476 | 63355.222 | 67337.8595 | 68855.4365 | 70811.6188 | 71426.7665 | 73823.4067 | 75926.4674 | 78425.8127
Region | Technology | 2023-24 | 2024-25 | 2025-26 | 2026-27 | 2027-28 | 2028-29 | 2029-30 | 2030-31 | 2031-32 | 2032-33 | 2033-34 | 2034-35 | 2035-36 | 2036-37 | 2037-38 | 2038-39 | 2039-40 | 2040-41 | 2041-42 | 2042-43 | 2043-44 | 2044-45 | 2045-46 | 2046-47 | 2047-48 | 2048-49 | 2049-50
SA1 | Black Coal | 0 | 0 | 0 | 0 | 0 | 0 | 0 | 0 | 0 | 0 | 0 | 0 | 0 | 0 | 0 | 0 | 0 | 0 | 0 | 0 | 0 | 0 | 0 | 0 | 0 | 0 | 0
SA1 | Brown Coal | 0 | 0 | 0 | 0 | 0 | 0 | 0 | 0 | 0 | 0 | 0 | 0 | 0 | 0 | 0 | 0 | 0 | 0 | 0 | 0 | 0 | 0 | 0 | 0 | 0 | 0 | 0
SA1 | CCGT | 1072.8323 | 746.4671 | 1157.8496 | 746.4899 | 699.0798 | 1015.5209 | 997.2347 | 1378.6638 | 959.2979 | 1149.1871 | 1314.1931 | 1538.9329 | 1031.3743 | 1126.3538 | 0 | 0 | 0 | 0 | 0 | 0 | 0 | 0 | 0 | 0 | 0 | 0 | 0
SA1 | Gas - Steam | 95.2931 | 89.35 | 269.162 | 0 | 0 | 0 | 0 | 0 | 0 | 0 | 0 | 0 | 0 | 0 | 0 | 0 | 0 | 0 | 0 | 0 | 0 | 0 | 0 | 0 | 0 | 0 | 0
SA1 | OCGT / Diesel | 166.3464 | 150.5054 | 305.5991 | 213.5492 | 178.7939 | 261.4171 | 254.7404 | 526.3759 | 324.2414 | 438.8832 | 565.5712 | 846.3187 | 444.5385 | 483.809 | 725.9754 | 619.1746 | 958.0933 | 692.7212 | 448.822 | 540.2548 | 964.4112 | 357.6503 | 313.1532 | 249.5841 | 156.148 | 221.8518 | 199.2778
SA1 | Hydro | 0 | 0 | 0 | 0 | 0 | 0 | 0 | 0 | 0 | 0 | 0 | 0 | 0 | 0 | 0 | 0 | 0 | 0 | 0 | 0 | 0 | 0 | 0 | 0 | 0 | 0 | 0
SA1 | Hydrogen Turbine | 0 | 0 | 0 | 0 | 0 | 0 | 0 | 0 | 0 | 0 | 0 | 0 | 0 | 0 | 0 | 0 | 0 | 0 | 0 | 0 | 0 | 0 | 0 | 0 | 0 | 0 | 0
SA1 | Wind | 6751.306 | 7910.1364 | 7665.0099 | 9669.7122 | 9539.3345 | 11396.2379 | 11744.2842 | 11462.6735 | 12366.6573 | 11623.7747 | 12020.9875 | 10844.1444 | 11702.1762 | 11235.7112 | 12173.8024 | 12047.8195 | 10883.7057 | 11593.6504 | 10575.8224 | 12072.7359 | 10920.8386 | 12934.754 | 12053.6394 | 15514.5295 | 17703.9193 | 17770.8615 | 19120.9162
SA1 | Solar PV | 1291.5089 | 1110.1489 | 1139.7609 | 1102.0699 | 1110.7813 | 1089.652 | 1055.0894 | 1007.2662 | 1004.0041 | 2411.3956 | 2329.8593 | 3144.143 | 3126.1121 | 3336.8647 | 3922.9664 | 3916.1889 | 4206.5208 | 5567.6351 | 9151.4594 | 8861.2062 | 12486.0457 | 12289.6337 | 13616.2978 | 11899.3178 | 11589.6205 | 11951.4397 | 11668.488
SA1 | Grid Battery | 184.4578 | 188.0175 | 181.6686 | 179.045 | 178.2785 | 175.4901 | 172.8759 | 218.565 | 211.1071 | 1232.2401 | 1183.3756 | 1126.9721 | 1570.7917 | 1579.4928 | 1590.4523 | 1579.9124 | 1621.4372 | 1987.948 | 4008.9541 | 3656.6536 | 5031.2728 | 5008.3343 | 5582.6696 | 4495.2104 | 4164.8465 | 4106.6787 | 3573.5924
SA1 | Pumped Hydro | 0 | 0 | 0.00063724 | 0.00092265 | 0.00094837 | 0.00094349 | 0.00097195 | 0.0012748 | 0.0013205 | 0.001304 | 0.0012965 | 0.0013361 | 0.0016808 | 0.0017192 | 0.0020153 | 0.0020164 | 0.0021488 | 0.0024562 | 0.0027453 | 0.0026659 | 0.0027314 | 0.0034378 | 0.0035111 | 0.0033843 | 0.0034416 | 0.0034918 | 0.0037805
SA1 | VPP | 70.5471 | 100.9021 | 129.2415 | 153.403 | 181.9788 | 211.8168 | 263.211 | 306.3816 | 355.2261 | 426.7354 | 510.5273 | 558.3506 | 631.7691 | 706.0878 | 741.106 | 792.9346 | 844.3415 | 821.9438 | 936.8005 | 965.8904 | 1011.9016 | 1061.1455 | 1174.2258 | 1131.295 | 1109.766 | 1165.0671 | 1130.7368
Total excluding storage |  | 9632.2915 | 10295.5274 | 10848.2922 | 12064.27 | 11888.2477 | 14150.1359 | 14487.4365 | 14899.9273 | 15220.5351 | 17282.2174 | 17924.5154 | 18058.863 | 18506.7635 | 18468.3209 | 19154.3045 | 18956.0321 | 18514.1006 | 20663.9009 | 25121.8611 | 26096.7436 | 30414.4725 | 31651.5212 | 32739.9894 | 33289.9402 | 34724.3037 | 35215.9023 | 35693.0149
Region | Technology | 2023-24 | 2024-25 | 2025-26 | 2026-27 | 2027-28 | 2028-29 | 2029-30 | 2030-31 | 2031-32 | 2032-33 | 2033-34 | 2034-35 | 2035-36 | 2036-37 | 2037-38 | 2038-39 | 2039-40 | 2040-41 | 2041-42 | 2042-43 | 2043-44 | 2044-45 | 2045-46 | 2046-47 | 2047-48 | 2048-49 | 2049-50
TAS1 | Black Coal | 0 | 0 | 0 | 0 | 0 | 0 | 0 | 0 | 0 | 0 | 0 | 0 | 0 | 0 | 0 | 0 | 0 | 0 | 0 | 0 | 0 | 0 | 0 | 0 | 0 | 0 | 0
TAS1 | Brown Coal | 0 | 0 | 0 | 0 | 0 | 0 | 0 | 0 | 0 | 0 | 0 | 0 | 0 | 0 | 0 | 0 | 0 | 0 | 0 | 0 | 0 | 0 | 0 | 0 | 0 | 0 | 0
TAS1 | CCGT | 0 | 0 | 0 | 0 | 0 | 0 | 0 | 0 | 0 | 0 | 0 | 0 | 0 | 0 | 0 | 0 | 0 | 0 | 0 | 0 | 0 | 0 | 0 | 0 | 0 | 0 | 0
TAS1 | Gas - Steam | 0 | 0 | 0 | 0 | 0 | 0 | 0 | 0 | 0 | 0 | 0 | 0 | 0 | 0 | 0 | 0 | 0 | 0 | 0 | 0 | 0 | 0 | 0 | 0 | 0 | 0 | 0
TAS1 | OCGT / Diesel | 5.6677e-05 | 0.00011574 | 0.00012291 | 0.17593 | 0.00013509 | 0.00014312 | 1.3986 | 3.6765 | 3.3854 | 15.3141 | 13.5456 | 28.9566 | 12.5026 | 9.2389 | 22.2736 | 14.0376 | 35.2092 | 7.1968 | 6.9475 | 7.9992 | 8.7911 | 4.5343 | 3.7195 | 1.3194 | 3.6937 | 6.7191 | 5.9092
TAS1 | Hydro | 12030.8604 | 8861.639 | 8928.4629 | 8559.3887 | 7281.039 | 7329.7872 | 9465.286 | 9548.289 | 9998.6172 | 10342.6934 | 10969.1571 | 10463.429 | 9217.2486 | 8588.2292 | 9230.1785 | 8684.3068 | 8117.2971 | 7164.9999 | 7634.4364 | 8584.7755 | 8405.9058 | 7716.402 | 8022.4776 | 9217.1551 | 8651.7806 | 8040.3455 | 7431.5742
TAS1 | Hydrogen Turbine | 0 | 0 | 0 | 0 | 0 | 0 | 0 | 0 | 0 | 0 | 0 | 0 | 0 | 0 | 0 | 0 | 0 | 0 | 0 | 0 | 0 | 0 | 0 | 0 | 0 | 0 | 0
TAS1 | Wind | 1869.2334 | 4652.0366 | 4965.416 | 5091.0087 | 6091.6196 | 6695.5524 | 9346.0808 | 9176.4447 | 12096.3911 | 11922.4309 | 11424.644 | 11726.0989 | 11831.717 | 12235.6314 | 11638.2457 | 11202.538 | 11141.6076 | 11853.3504 | 11675.431 | 11423.8264 | 11744.169 | 11792.7943 | 12236.692 | 11864.9476 | 11548.0285 | 11151.1673 | 11960.674
TAS1 | Solar PV | 0 | 0.00029713 | 0.00029395 | 0.00033372 | 0.00031988 | 0.00027124 | 0.00029283 | 0.00040757 | 0.00038438 | 0.00094461 | 0.0010131 | 0.0010261 | 0.0010271 | 0.00099358 | 0.00085713 | 0.00089158 | 17.1177 | 205.5741 | 213.4192 | 248.5601 | 228.9058 | 241.8409 | 241.8921 | 204.5199 | 232.6068 | 230.9714 | 211.9052
TAS1 | Grid Battery | 0 | 0.00060423 | 0.00070767 | 0.0008039 | 0.0009619 | 0.00097832 | 0.0011665 | 0.0019052 | 0.002436 | 0.0026462 | 0.0026663 | 0.0027627 | 0.0030334 | 0.0031158 | 0.0035228 | 0.0035527 | 0.0038139 | 0.0048934 | 0.0055306 | 0.005476 | 0.0061885 | 0.0080666 | 0.0080623 | 0.0074821 | 0.0081346 | 0.0084419 | 0.0095252
TAS1 | Pumped Hydro | 0 | 0 | 0.001061 | 0.0011551 | 0.0013531 | 0.0015655 | 0.0021616 | 118.1757 | 584.8557 | 932.35 | 933.8883 | 965.2306 | 1329.0117 | 1270.4985 | 1410.5281 | 1239.8886 | 1334.6289 | 1104.1144 | 1123.7922 | 1177.9862 | 1144.9439 | 1284.5533 | 1246.2956 | 1312.4625 | 1239.6805 | 1171.9697 | 1134.1347
TAS1 | VPP | 0.43822 | 4.0787 | 5.9338 | 10.5995 | 17.4622 | 25.2203 | 37.3155 | 47.4748 | 68.7791 | 71.3268 | 82.8165 | 87.5406 | 103.0726 | 104.2751 | 115.9042 | 116.2709 | 134.4179 | 110.098 | 132.2965 | 130.0217 | 132.5966 | 150.0944 | 146.572 | 154.5048 | 161.2634 | 169.3865 | 151.7138
Total excluding storage |  | 13900.532 | 13517.7553 | 13899.815 | 13661.175 | 13390.1235 | 14050.5627 | 18850.0845 | 18894.063 | 22752.0313 | 23284.1188 | 23424.0552 | 23271.2595 | 22493.5565 | 22207.8771 | 22417.1345 | 21257.0464 | 20780.2823 | 20445.3385 | 20786.3284 | 21573.1746 | 21665.3184 | 21190.2274 | 21897.657 | 22754.9168 | 21837.0615 | 20770.5679 | 20895.9206
Explicitly modelled pumping
Region | Technology | 2023-24 | 2024-25 | 2025-26 | 2026-27 | 2027-28 | 2028-29 | 2029-30 | 2030-31 | 2031-32 | 2032-33 | 2033-34 | 2034-35 | 2035-36 | 2036-37 | 2037-38 | 2038-39 | 2039-40 | 2040-41 | 2041-42 | 2042-43 | 2043-44 | 2044-45 | 2045-46 | 2046-47 | 2047-48 | 2048-49 | 2049-50
NEM | Grid Battery pump | 495.9579 | 493.9425 | 1106.4773 | 1679.4273 | 3312.8374 | 6086.3368 | 6314.3012 | 7542.4252 | 7461.0951 | 13220.5827 | 13990.0393 | 13620.6096 | 14262.5909 | 14108.682 | 12947.303 | 13137.4691 | 19416.3064 | 19554.7118 | 28139.346 | 34909.2486 | 35221.717 | 37225.4074 | 37781.6281 | 32128.5746 | 31537.7011 | 34002.0217 | 32413.3955
NEM | Pumped Hydro Pump | 1285.4248 | 2242.8785 | 3262.6594 | 4795.4442 | 5682.1143 | 6547.1579 | 7771.8004 | 9964.2891 | 11117.3255 | 10766.6184 | 11963.3279 | 11314.0013 | 13039.048 | 12905.6675 | 16529.6158 | 16302.8522 | 16673.7373 | 15579.5057 | 16542.0395 | 17017.9177 | 15061.6032 | 14853.8307 | 14793.8546 | 16849.8479 | 15406.6424 | 14682.3901 | 13054.5043
NEM | VPP pump | 259.0963 | 519.6593 | 924.0972 | 1347.498 | 1812.7849 | 2225.3038 | 2966.093 | 3577.5362 | 4156.8779 | 4820.2861 | 5728.6809 | 6439.8293 | 7395.2083 | 8265.5987 | 8640.2187 | 9321.3047 | 10044.632 | 10095.2254 | 10998.9511 | 11339.9982 | 11640.6867 | 12336.6045 | 13141.4645 | 12787.0753 | 13298.802 | 13764.9322 | 13879.716
Region | Technology | 2023-24 | 2024-25 | 2025-26 | 2026-27 | 2027-28 | 2028-29 | 2029-30 | 2030-31 | 2031-32 | 2032-33 | 2033-34 | 2034-35 | 2035-36 | 2036-37 | 2037-38 | 2038-39 | 2039-40 | 2040-41 | 2041-42 | 2042-43 | 2043-44 | 2044-45 | 2045-46 | 2046-47 | 2047-48 | 2048-49 | 2049-50
NSW1 | Grid Battery pump | 24.3822 | 29.8147 | 618.8661 | 1197.9685 | 2839.7262 | 3526.2209 | 3752.7123 | 4014.9339 | 3842.0298 | 4629.0008 | 4313.7385 | 4122.6056 | 4273.7465 | 4192.2977 | 3932.7282 | 3893.4412 | 6859.0097 | 6603.6735 | 8237.2698 | 7741.9369 | 7117.1735 | 8823.9569 | 8227.3481 | 7245.3233 | 6101.675 | 7669.6314 | 7531.5774
NSW1 | Pumped Hydro Pump | 667.7488 | 1283.8829 | 2332.4784 | 3540.2065 | 4374.7654 | 5387.2383 | 6415.8161 | 8099.6411 | 8619.324 | 7943.0722 | 8761.9796 | 8139.1535 | 9216.7758 | 9297.5693 | 9069.7631 | 8297.9892 | 7025.086 | 5967.2843 | 6962.0642 | 7066.6751 | 5742.5185 | 5762.2466 | 5885.3201 | 7099.4463 | 5821.4408 | 5242.9455 | 4381.7889
NSW1 | VPP pump | 67.9164 | 156.9756 | 290.2322 | 425.9433 | 573.6777 | 703.7669 | 946.2143 | 1178.0486 | 1380.781 | 1661.0577 | 1997.1177 | 2260.4196 | 2636.7027 | 2917.6712 | 3071.0469 | 3319.2504 | 3655.7547 | 3677.7979 | 4029.387 | 4067.0058 | 4138.0918 | 4471.8395 | 4695.7532 | 4493.1254 | 4645.0759 | 4955.6 | 5109.3386
Region | Technology | 2023-24 | 2024-25 | 2025-26 | 2026-27 | 2027-28 | 2028-29 | 2029-30 | 2030-31 | 2031-32 | 2032-33 | 2033-34 | 2034-35 | 2035-36 | 2036-37 | 2037-38 | 2038-39 | 2039-40 | 2040-41 | 2041-42 | 2042-43 | 2043-44 | 2044-45 | 2045-46 | 2046-47 | 2047-48 | 2048-49 | 2049-50
QLD1 | Grid Battery pump | 63.6682 | 63.6408 | 65.0623 | 65.4808 | 65.7201 | 2166.2801 | 2171.1255 | 2807.7808 | 2921.5486 | 4516.1168 | 5883.3297 | 5877.2293 | 5831.8271 | 5907.439 | 5168.0555 | 5444.2463 | 8762.3702 | 9047.974 | 11831.2989 | 19361.4824 | 18657.0323 | 18162.829 | 18563.5354 | 15597.797 | 16265.0257 | 17573.5966 | 17343.6625
QLD1 | Pumped Hydro Pump | 617.676 | 958.9956 | 930.1779 | 1255.2329 | 1307.3438 | 1159.9143 | 1355.9781 | 1709.148 | 1720.8969 | 1604.2704 | 1967.2264 | 1895.0869 | 2088.6352 | 1914.6119 | 5492.8018 | 6233.7521 | 7768.4568 | 7515.0228 | 7463.1953 | 7557.38 | 7002.8359 | 6570.6595 | 6081.0036 | 7010.4793 | 6798.2671 | 6920.9697 | 6193.2388
QLD1 | VPP pump | 60.2246 | 128.0983 | 227.5873 | 353.9783 | 479.3103 | 613.6652 | 848.9702 | 1063.9344 | 1239.4191 | 1454.7623 | 1735.5035 | 1988.9156 | 2230.4626 | 2530.0164 | 2644.6687 | 2901.4114 | 3129.442 | 3308.0686 | 3460.6807 | 3688.715 | 3838.8276 | 3917.9956 | 4160.463 | 4187.7344 | 4305.5576 | 4404.71 | 4558.9116
Region | Technology | 2023-24 | 2024-25 | 2025-26 | 2026-27 | 2027-28 | 2028-29 | 2029-30 | 2030-31 | 2031-32 | 2032-33 | 2033-34 | 2034-35 | 2035-36 | 2036-37 | 2037-38 | 2038-39 | 2039-40 | 2040-41 | 2041-42 | 2042-43 | 2043-44 | 2044-45 | 2045-46 | 2046-47 | 2047-48 | 2048-49 | 2049-50
VIC1 | Grid Battery pump | 190.3206 | 177.8923 | 207.9542 | 204.2017 | 195.9494 | 186.8233 | 185.431 | 460.5919 | 446.7537 | 2590.9059 | 2372.7752 | 2267.8247 | 2267.6992 | 2109.1524 | 1933.4032 | 1892.1879 | 1851.7232 | 1500.4666 | 3254.2907 | 3390.4186 | 3393.7368 | 4209.1927 | 4240.4728 | 3896.2296 | 4127.4167 | 3837.6565 | 3233.0739
VIC1 | Pumped Hydro Pump | 0 | 0 | 0.00087969 | 0.0019962 | 0.0020338 | 0.0019827 | 0.0021115 | 0.0039706 | 0.0040855 | 0.0040587 | 0.004036 | 0.0064395 | 0.0087736 | 0.0087999 | 132.8569 | 134.2633 | 129.5134 | 624.6017 | 657.8311 | 833.9904 | 814.995 | 835.4331 | 1162.4356 | 1038.2215 | 1130.5435 | 1001.6328 | 987.1891
VIC1 | VPP pump | 47.6633 | 110.9024 | 247.4222 | 374.6342 | 524.497 | 629.668 | 816.3285 | 920.271 | 1037.8482 | 1117.3546 | 1298.8074 | 1430.5367 | 1663.9655 | 1863.9725 | 1916.8224 | 2028.1007 | 2110.8464 | 2008.9236 | 2254.9968 | 2292.1401 | 2318.4746 | 2522.5479 | 2727.3355 | 2598.4703 | 2847.462 | 2840.0549 | 2702.7004
Region | Technology | 2023-24 | 2024-25 | 2025-26 | 2026-27 | 2027-28 | 2028-29 | 2029-30 | 2030-31 | 2031-32 | 2032-33 | 2033-34 | 2034-35 | 2035-36 | 2036-37 | 2037-38 | 2038-39 | 2039-40 | 2040-41 | 2041-42 | 2042-43 | 2043-44 | 2044-45 | 2045-46 | 2046-47 | 2047-48 | 2048-49 | 2049-50
SA1 | Grid Battery pump | 217.5869 | 222.5939 | 214.5939 | 211.7753 | 211.4406 | 207.0113 | 205.031 | 259.1163 | 250.7601 | 1484.556 | 1420.1927 | 1352.9468 | 1889.3145 | 1899.7891 | 1913.1119 | 1907.5894 | 1943.1988 | 2402.5919 | 4816.48 | 4415.4042 | 6053.7671 | 6029.4193 | 6750.2621 | 5389.2159 | 5043.5739 | 4921.1272 | 4305.0703
SA1 | Pumped Hydro Pump | 0 | 0 | 0.0008398 | 0.0012127 | 0.0012533 | 0.001236 | 0.0012846 | 0.0016727 | 0.0017387 | 0.0017172 | 0.0017066 | 0.0017552 | 0.0022109 | 0.0022673 | 0.0026472 | 0.002658 | 0.002821 | 0.0032475 | 0.0035978 | 0.0035187 | 0.0035855 | 0.0045252 | 0.004635 | 0.0044371 | 0.0045466 | 0.0045715 | 0.0049832
SA1 | VPP pump | 82.7916 | 118.8786 | 151.8786 | 180.4741 | 214.6544 | 248.6345 | 310.4962 | 359.6127 | 417.9131 | 503.1663 | 599.8489 | 656.5299 | 743.2577 | 830.6915 | 871.8893 | 935.7415 | 990.4655 | 970.157 | 1098.9539 | 1138.4022 | 1190.0835 | 1247.6622 | 1384.505 | 1326.945 | 1309.9282 | 1366.3458 | 1330.2786
Region | Technology | 2023-24 | 2024-25 | 2025-26 | 2026-27 | 2027-28 | 2028-29 | 2029-30 | 2030-31 | 2031-32 | 2032-33 | 2033-34 | 2034-35 | 2035-36 | 2036-37 | 2037-38 | 2038-39 | 2039-40 | 2040-41 | 2041-42 | 2042-43 | 2043-44 | 2044-45 | 2045-46 | 2046-47 | 2047-48 | 2048-49 | 2049-50
TAS1 | Grid Battery pump | 0 | 0.00071805 | 0.0008405 | 0.00095471 | 0.0011432 | 0.001162 | 0.0013865 | 0.0022633 | 0.0029007 | 0.0031515 | 0.0031717 | 0.0032914 | 0.0036037 | 0.0037131 | 0.0041859 | 0.0042275 | 0.004532 | 0.0058229 | 0.0065729 | 0.0065097 | 0.0073547 | 0.0095853 | 0.0095951 | 0.0088804 | 0.0096806 | 0.010016 | 0.011323
TAS1 | Pumped Hydro Pump | 0 | 0 | 0.0014013 | 0.0015193 | 0.0017857 | 0.0020553 | 0.0028568 | 155.4943 | 777.0987 | 1219.27 | 1234.1161 | 1279.7526 | 1733.626 | 1693.4753 | 1834.1914 | 1636.8449 | 1750.6783 | 1472.5937 | 1458.9452 | 1559.8687 | 1501.2502 | 1685.487 | 1665.0907 | 1701.6963 | 1656.3865 | 1516.8374 | 1492.2826
TAS1 | VPP pump | 0.50039 | 4.8043 | 6.9768 | 12.4682 | 20.6455 | 29.5691 | 44.0838 | 55.6694 | 80.9166 | 83.9453 | 97.4034 | 103.4275 | 120.8197 | 123.247 | 135.7913 | 136.8007 | 158.1233 | 130.2783 | 154.9327 | 153.735 | 155.2092 | 176.5593 | 173.4077 | 180.8002 | 190.7784 | 198.2215 | 178.4868
Non-controllable capacity
Region | Technology | 2023-24 | 2024-25 | 2025-26 | 2026-27 | 2027-28 | 2028-29 | 2029-30 | 2030-31 | 2031-32 | 2032-33 | 2033-34 | 2034-35 | 2035-36 | 2036-37 | 2037-38 | 2038-39 | 2039-40 | 2040-41 | 2041-42 | 2042-43 | 2043-44 | 2044-45 | 2045-46 | 2046-47 | 2047-48 | 2048-49 | 2049-50
NEM | Distributed PV | 26560.6016 | 29104.0967 | 31473.6633 | 37081.5432 | 40418.5958 | 38926.5586 | 43592.2929 | 48229.3969 | 51979.7521 | 54755.1652 | 55953.7685 | 56902.3907 | 63643.8244 | 66153.9262 | 61300.8009 | 66595.7504 | 71779.8603 | 75487.274 | 77777.5549 | 77977.9251 | 77783.2771 | 85452.7067 | 87607.0329 | 80381.6538 | 86543.9253 | 92200.6928 | 95960.9879
NEM | Behind the meter battery | 657.5137 | 1006.7447 | 1317.3393 | 1566.0098 | 1773.1566 | 1890.8424 | 2143.9911 | 2489.4047 | 2789.0704 | 3113.0752 | 3597.6322 | 4070.11 | 4511.1194 | 4860.9793 | 5165.9009 | 5364.9705 | 5454.5291 | 5447.6237 | 5401.3096 | 5348.7634 | 5404.7881 | 5430.708 | 5462.7544 | 5462.5562 | 5467.5685 | 5397.6579 | 5331.7203
NEM | Behind the meter battery pump | 773.9288 | 1184.9284 | 1550.1053 | 1843.1255 | 2087.3228 | 2225.0785 | 2523.5712 | 2929.616 | 3282.4864 | 3663.3641 | 4233.7384 | 4790.7173 | 5309.6304 | 5721.7019 | 6080.1627 | 6314.2799 | 6420.1964 | 6410.0458 | 6358.28 | 6294.3025 | 6360.4049 | 6392.115 | 6428.6141 | 6430.2842 | 6436.1891 | 6354.3022 | 6274.968
Region | Technology | 2023-24 | 2024-25 | 2025-26 | 2026-27 | 2027-28 | 2028-29 | 2029-30 | 2030-31 | 2031-32 | 2032-33 | 2033-34 | 2034-35 | 2035-36 | 2036-37 | 2037-38 | 2038-39 | 2039-40 | 2040-41 | 2041-42 | 2042-43 | 2043-44 | 2044-45 | 2045-46 | 2046-47 | 2047-48 | 2048-49 | 2049-50
NSW1 | Distributed PV | 8462.3385 | 9458.3162 | 10159.0762 | 12271.5737 | 13113.6881 | 12546.804 | 13815.0616 | 15639.2599 | 17348.1141 | 17854.1428 | 18611.9033 | 18922.4793 | 21829.4782 | 22416.5655 | 20726.2835 | 22104.3897 | 24295.3559 | 26132.7136 | 26218.1837 | 26660.5244 | 26477.5898 | 29878.3743 | 30218.882 | 27626.6637 | 29170.2276 | 31670.4989 | 33704.5634
NSW1 | Behind the meter battery | 236.0997 | 340.3977 | 426.8203 | 496.5989 | 552.178 | 593.1144 | 678.601 | 795.0042 | 915.6299 | 1045.6392 | 1229.8005 | 1397.7866 | 1551.5025 | 1674.213 | 1770.8636 | 1835.975 | 1865.6994 | 1856.8353 | 1844.8207 | 1833.1068 | 1857.9164 | 1869.6097 | 1877.4406 | 1875.4554 | 1868.3381 | 1847.8317 | 1820.6144
NSW1 | Behind the meter battery pump | 277.8328 | 400.6658 | 502.3022 | 584.3175 | 650.1429 | 698.0717 | 798.8828 | 935.9349 | 1077.2855 | 1230.342 | 1446.9719 | 1644.5885 | 1826.2437 | 1970.4983 | 2083.9438 | 2160.393 | 2196.8689 | 2184.5941 | 2172.0639 | 2156.8121 | 2185.7851 | 2201.4161 | 2209.4144 | 2207.8793 | 2199.915 | 2174.9865 | 2143.0425
Region | Technology | 2023-24 | 2024-25 | 2025-26 | 2026-27 | 2027-28 | 2028-29 | 2029-30 | 2030-31 | 2031-32 | 2032-33 | 2033-34 | 2034-35 | 2035-36 | 2036-37 | 2037-38 | 2038-39 | 2039-40 | 2040-41 | 2041-42 | 2042-43 | 2043-44 | 2044-45 | 2045-46 | 2046-47 | 2047-48 | 2048-49 | 2049-50
QLD1 | Distributed PV | 8227.6935 | 8801.311 | 9863.4451 | 11475.6724 | 12457.4377 | 11268.4695 | 13105.084 | 14471.0511 | 16095.1163 | 16714.6015 | 16849.2773 | 17798.0916 | 19695.8152 | 20424.5671 | 17788.0739 | 19963.1524 | 21368.2537 | 23094.2817 | 23468.3879 | 23181.6046 | 24006.8726 | 26011.0707 | 26622.9939 | 22900.3003 | 25459.338 | 26869.7455 | 28762.9682
QLD1 | Behind the meter battery | 170.7366 | 271.0266 | 364.6122 | 433.5151 | 491.3321 | 537.9626 | 628.6386 | 744.6914 | 834.1762 | 930.9932 | 1074.1494 | 1213.5721 | 1346.8461 | 1448.2671 | 1535.4985 | 1600.0345 | 1631.782 | 1631.2572 | 1608.2973 | 1592.3827 | 1609.1851 | 1612.6466 | 1621.0805 | 1616.2546 | 1614.1068 | 1594.795 | 1578.9698
QLD1 | Behind the meter battery pump | 200.9896 | 319.0374 | 429.0447 | 510.4005 | 578.2214 | 632.9301 | 739.7227 | 876.2329 | 981.9917 | 1095.8935 | 1264.3808 | 1428.9002 | 1585.3756 | 1705.2134 | 1807.0518 | 1884.0736 | 1919.9871 | 1919.529 | 1893.1536 | 1873.7884 | 1893.7201 | 1897.3207 | 1907.6047 | 1902.393 | 1900.3283 | 1877.9375 | 1857.7419
Region | Technology | 2023-24 | 2024-25 | 2025-26 | 2026-27 | 2027-28 | 2028-29 | 2029-30 | 2030-31 | 2031-32 | 2032-33 | 2033-34 | 2034-35 | 2035-36 | 2036-37 | 2037-38 | 2038-39 | 2039-40 | 2040-41 | 2041-42 | 2042-43 | 2043-44 | 2044-45 | 2045-46 | 2046-47 | 2047-48 | 2048-49 | 2049-50
VIC1 | Distributed PV | 5927.2192 | 6615.7267 | 7089.2973 | 8452.9512 | 9493.9945 | 9691.0714 | 10721.6826 | 11762.0101 | 11872.7118 | 13025.0994 | 13231.2584 | 12987.9308 | 14324.1638 | 15011.5217 | 14621.0269 | 15763.9665 | 16944.6695 | 16846.5259 | 18190.4559 | 18283.4941 | 17708.0148 | 19320.8985 | 20019.7175 | 19388.6033 | 20772.1582 | 22108.9801 | 21761.2072
VIC1 | Behind the meter battery | 143.293 | 255.764 | 357.528 | 445.5417 | 520.1297 | 534.0202 | 574.5348 | 646.8898 | 695.0103 | 741.5967 | 840.8801 | 953.3033 | 1060.5591 | 1150.0707 | 1245.2576 | 1291.8352 | 1313.6739 | 1317.4793 | 1309.5395 | 1283.2305 | 1289.176 | 1299.8888 | 1310.3468 | 1322.1048 | 1335.0646 | 1315.6099 | 1298.5463
VIC1 | Behind the meter battery pump | 168.7049 | 300.9657 | 420.6293 | 524.3864 | 612.3835 | 628.4616 | 676.2866 | 761.0496 | 817.9236 | 872.5457 | 989.6107 | 1122.4325 | 1248.0938 | 1353.2335 | 1466.2928 | 1520.0169 | 1546.0309 | 1550.041 | 1541.089 | 1510.2224 | 1517.4149 | 1529.652 | 1542.0634 | 1556.6244 | 1571.0173 | 1548.7907 | 1528.2244
Region | Technology | 2023-24 | 2024-25 | 2025-26 | 2026-27 | 2027-28 | 2028-29 | 2029-30 | 2030-31 | 2031-32 | 2032-33 | 2033-34 | 2034-35 | 2035-36 | 2036-37 | 2037-38 | 2038-39 | 2039-40 | 2040-41 | 2041-42 | 2042-43 | 2043-44 | 2044-45 | 2045-46 | 2046-47 | 2047-48 | 2048-49 | 2049-50
SA1 | Distributed PV | 3601.2396 | 3836.6945 | 3940.5566 | 4383.5313 | 4811.2285 | 4846.7445 | 5330.4758 | 5678.8981 | 5951.7698 | 6386.844 | 6448.2993 | 6380.437 | 6890.5661 | 7363.0567 | 7215.5741 | 7772.2023 | 8117.152 | 8332.5404 | 8752.0675 | 8666.5061 | 8424.5566 | 8962.749 | 9436.6247 | 9153.8367 | 9787.2603 | 10128.2605 | 10296.799
SA1 | Behind the meter battery | 89.6576 | 114.2984 | 136.4992 | 153.4714 | 168.7112 | 182.0004 | 212.3649 | 244.9938 | 278.8759 | 319.969 | 366.7485 | 408.2686 | 445.0039 | 472.6485 | 491.7265 | 509.3402 | 512.972 | 511.5296 | 508.7854 | 510.011 | 516.6645 | 516.2922 | 519.8793 | 515.4168 | 516.5139 | 506.6341 | 502.8644
SA1 | Behind the meter battery pump | 105.5364 | 134.5421 | 160.6012 | 180.616 | 198.5417 | 214.1386 | 250.02 | 288.3253 | 328.3143 | 376.4625 | 431.505 | 480.4342 | 523.687 | 556.4807 | 578.644 | 599.3439 | 603.8566 | 602.2642 | 599.156 | 600.4794 | 608.3176 | 607.9903 | 611.8434 | 606.4216 | 607.6875 | 596.3267 | 592.1078
Region | Technology | 2023-24 | 2024-25 | 2025-26 | 2026-27 | 2027-28 | 2028-29 | 2029-30 | 2030-31 | 2031-32 | 2032-33 | 2033-34 | 2034-35 | 2035-36 | 2036-37 | 2037-38 | 2038-39 | 2039-40 | 2040-41 | 2041-42 | 2042-43 | 2043-44 | 2044-45 | 2045-46 | 2046-47 | 2047-48 | 2048-49 | 2049-50
TAS1 | Distributed PV | 342.1107 | 392.0482 | 421.2881 | 497.8146 | 542.247 | 573.4692 | 619.9889 | 678.1777 | 712.0401 | 774.4775 | 813.0302 | 813.4519 | 903.8011 | 938.2152 | 949.8426 | 992.0395 | 1054.4291 | 1081.2124 | 1148.4599 | 1185.7959 | 1166.2433 | 1279.6142 | 1308.8147 | 1312.2497 | 1354.9412 | 1423.2078 | 1435.4501
TAS1 | Behind the meter battery | 17.7268 | 25.258 | 31.8796 | 36.8828 | 40.8056 | 43.7449 | 49.8517 | 57.8255 | 65.3781 | 74.8771 | 86.0537 | 97.1794 | 107.2079 | 115.78 | 122.5546 | 127.7856 | 130.4018 | 130.5224 | 129.8666 | 130.0323 | 131.846 | 132.2708 | 134.0073 | 133.3247 | 133.5451 | 132.7872 | 130.7254
TAS1 | Behind the meter battery pump | 20.8652 | 29.7174 | 37.5279 | 43.4051 | 48.0333 | 51.4765 | 58.6591 | 68.0734 | 76.9713 | 88.1205 | 101.27 | 114.362 | 126.2303 | 136.2759 | 144.2303 | 150.4525 | 153.4529 | 153.6175 | 152.8175 | 153.0002 | 155.1672 | 155.7358 | 157.6882 | 156.9658 | 157.2412 | 156.2607 | 153.8514

## BaseCase_Capacity
Capacity by technology (MW) - BaseCase, Offshore Wind Scenario
Capacity calculated on 1 July. In early study years some wind and solar projects enter later in the financial year and are therefore reflected in the following financial year's capacity.
Explicitly modelled generation
Region | Technology | 2023-24 | 2024-25 | 2025-26 | 2026-27 | 2027-28 | 2028-29 | 2029-30 | 2030-31 | 2031-32 | 2032-33 | 2033-34 | 2034-35 | 2035-36 | 2036-37 | 2037-38 | 2038-39 | 2039-40 | 2040-41 | 2041-42 | 2042-43 | 2043-44 | 2044-45 | 2045-46 | 2046-47 | 2047-48 | 2048-49 | 2049-50
NEM | Black Coal | 16456 | 16456 | 15756 | 12176 | 10156 | 8277 | 7312 | 5912 | 5912 | 5182 | 3082 | 3082 | 3082 | 3082 | 3082 | 3082 | 852 | 426 | 426 | 0 | 0 | 0 | 0 | 0 | 0 | 0 | 0
NEM | Brown Coal | 4820 | 4820 | 4120 | 3370 | 3370 | 2810 | 1720 | 1160 | 1160 | 0 | 0 | 0 | 0 | 0 | 0 | 0 | 0 | 0 | 0 | 0 | 0 | 0 | 0 | 0 | 0 | 0 | 0
NEM | CCGT | 2954.9 | 2774.9 | 2774.9 | 2774.9 | 2774.9 | 2774.9 | 2774.9 | 2774.9 | 2774.9 | 2774.9 | 2774.9 | 2774.9 | 2774.9 | 2389.9 | 1860.9 | 1860.9 | 1716.5 | 1716.5 | 1716.5 | 1716.5 | 1276.5 | 1276.5 | 632 | 388 | 388 | 388 | 388
NEM | Gas - Steam | 1300 | 1300 | 1300 | 500 | 500 | 500 | 500 | 500 | 500 | 500 | 500 | 500 | 500 | 500 | 500 | 500 | 0 | 0 | 0 | 0 | 0 | 0 | 0 | 0 | 0 | 0 | 0
NEM | OCGT / Diesel | 7382.159 | 8132.1595 | 8132.1595 | 8132.1595 | 8132.1595 | 8242.6905 | 8242.6905 | 7860.1905 | 7860.1905 | 7583.3308 | 6989.8308 | 6979.4013 | 7985.3116 | 7985.3116 | 9600.6148 | 9600.6148 | 9160.6148 | 9040.6148 | 9302.8483 | 9208.8483 | 10269.6822 | 11145.7299 | 11145.7299 | 12735.9832 | 12151.9832 | 14709.4533 | 14190.4533
NEM | Hydro | 7492.42 | 7492.42 | 7492.42 | 7492.42 | 7492.42 | 7492.42 | 7492.42 | 7492.42 | 7492.42 | 7492.42 | 7492.42 | 7492.42 | 7492.42 | 7492.42 | 7406.02 | 7406.02 | 7406.02 | 7406.02 | 7406.02 | 7340.02 | 7340.02 | 7340.02 | 7340.02 | 7340.02 | 7340.02 | 7340.02 | 7340.02
NEM | Hydrogen Turbine | 0 | 0 | 0 | 0 | 0 | 0 | 0 | 0 | 0 | 0 | 0 | 0 | 0 | 0 | 0 | 0 | 0 | 0 | 0 | 0 | 0 | 0 | 0 | 0 | 0 | 0 | 0
NEM | Wind | 10055.738 | 16109.8753 | 16161.453 | 18368.1743 | 23010.1821 | 28170.692 | 29734.46 | 32843.4314 | 33724.4305 | 36130.7178 | 38574.9116 | 39146.1924 | 41273.1509 | 42524.567 | 46655.5283 | 46874.0484 | 47879.9629 | 49286.6503 | 49627.6796 | 52695.1926 | 53379.8878 | 52885.7542 | 52477.2954 | 60167.7325 | 62702.6816 | 66105.4723 | 67000.0782
NEM | Solar PV | 9052.829 | 9912.9305 | 10774.0757 | 10774.0765 | 10774.0783 | 11498.622 | 12472.532 | 14804.1079 | 15271.8138 | 18337.5816 | 20683.6955 | 22288.9202 | 22288.9202 | 22167.9203 | 26606.9009 | 27587.217 | 37165.3237 | 42427.6419 | 47881.1439 | 56399.5947 | 61173.0088 | 61374.3662 | 62023.6249 | 67167.1389 | 67062.6974 | 70292.4018 | 75426.8482
NEM | Grid Battery | 1004.93 | 1004.9326 | 1432.0979 | 1432.1009 | 2057.9384 | 3320.2604 | 3395.2605 | 3726.9444 | 3792.0307 | 6174.2131 | 6808.83 | 6783.8301 | 7045.1408 | 6995.1409 | 7064.8663 | 7064.8664 | 9759.6729 | 10148.375 | 13911.3817 | 17035.4709 | 17614.723 | 19207.0013 | 18769.8392 | 18994.595 | 18368.7575 | 19986.3541 | 19928.259
NEM | Pumped Hydro | 810 | 810 | 1533.4324 | 1533.4331 | 3573.4334 | 3755.0357 | 3755.0361 | 3828.6376 | 4042.0019 | 4327.8282 | 4466.1308 | 4466.1359 | 4690.05 | 4690.0501 | 6394.686 | 6394.6861 | 7014.0674 | 7214.3947 | 7214.3948 | 7288.6291 | 7296.2627 | 7393.9059 | 7512.3409 | 8277.6739 | 8277.6739 | 8277.6743 | 8277.6745
NEM | VPP | 318.73 | 623.03 | 1035.46 | 1538.9 | 2142.79 | 2807.6 | 3819.27 | 4674.27 | 5519.2001 | 6499.25 | 7698.5399 | 9010.2399 | 10339.3001 | 11714.6999 | 13054.31 | 14363.1999 | 15318.2998 | 16214.4898 | 16978.9203 | 17751.1898 | 18511.9699 | 19307.4097 | 20087.2598 | 20907.45 | 21712.49 | 22566.1805 | 23396.9398
Total excluding storage |  | 61647.706 | 69436.2479 | 70511.9985 | 68092.1643 | 73983.9018 | 79649.2207 | 81218.569 | 85576.9018 | 88048.9875 | 95002.2415 | 99071.2586 | 102524.0397 | 107471.1936 | 109542.0097 | 122225.8263 | 124733.5525 | 136272.4616 | 143880.6865 | 154464.8886 | 169435.4454 | 176862.0543 | 179930.6871 | 179988.11 | 195978.5934 | 198004.3036 | 209665.5563 | 215948.2729
Region | Technology | 2023-24 | 2024-25 | 2025-26 | 2026-27 | 2027-28 | 2028-29 | 2029-30 | 2030-31 | 2031-32 | 2032-33 | 2033-34 | 2034-35 | 2035-36 | 2036-37 | 2037-38 | 2038-39 | 2039-40 | 2040-41 | 2041-42 | 2042-43 | 2043-44 | 2044-45 | 2045-46 | 2046-47 | 2047-48 | 2048-49 | 2049-50
NSW1 | Black Coal | 8330 | 8330 | 8330 | 5450 | 4130 | 3445 | 2760 | 2760 | 2760 | 2760 | 1390 | 1390 | 1390 | 1390 | 1390 | 1390 | 0 | 0 | 0 | 0 | 0 | 0 | 0 | 0 | 0 | 0 | 0
NSW1 | Brown Coal | 0 | 0 | 0 | 0 | 0 | 0 | 0 | 0 | 0 | 0 | 0 | 0 | 0 | 0 | 0 | 0 | 0 | 0 | 0 | 0 | 0 | 0 | 0 | 0 | 0 | 0 | 0
NSW1 | CCGT | 440 | 440 | 440 | 440 | 440 | 440 | 440 | 440 | 440 | 440 | 440 | 440 | 440 | 440 | 440 | 440 | 440 | 440 | 440 | 440 | 0 | 0 | 0 | 0 | 0 | 0 | 0
NSW1 | Gas - Steam | 0 | 0 | 0 | 0 | 0 | 0 | 0 | 0 | 0 | 0 | 0 | 0 | 0 | 0 | 0 | 0 | 0 | 0 | 0 | 0 | 0 | 0 | 0 | 0 | 0 | 0 | 0
NSW1 | OCGT / Diesel | 1888.999 | 2638.9994 | 2638.9994 | 2638.9994 | 2638.9994 | 2638.9994 | 2638.9994 | 2638.9994 | 2638.9994 | 2638.9994 | 2638.9994 | 2638.9994 | 2638.9994 | 2638.9994 | 3344.137 | 3344.137 | 3344.137 | 3344.137 | 3344.137 | 3344.137 | 3344.137 | 2495.1381 | 2495.1381 | 3433.838 | 3433.838 | 3433.838 | 3433.838
NSW1 | Hydro | 2525 | 2525 | 2525 | 2525 | 2525 | 2525 | 2525 | 2525 | 2525 | 2525 | 2525 | 2525 | 2525 | 2525 | 2525 | 2525 | 2525 | 2525 | 2525 | 2525 | 2525 | 2525 | 2525 | 2525 | 2525 | 2525 | 2525
NSW1 | Hydrogen Turbine | 0 | 0 | 0 | 0 | 0 | 0 | 0 | 0 | 0 | 0 | 0 | 0 | 0 | 0 | 0 | 0 | 0 | 0 | 0 | 0 | 0 | 0 | 0 | 0 | 0 | 0 | 0
NSW1 | Wind | 1886.96 | 4690.1476 | 4741.7253 | 5593.8097 | 8964.1966 | 9643.5265 | 9911.4011 | 10414.1449 | 10414.1449 | 10994.9901 | 11719.9893 | 11814.9628 | 13497.1464 | 13933.3625 | 14476.6427 | 14274.1628 | 14446.4135 | 14683.8434 | 14581.0873 | 16465.7952 | 16906.5926 | 16906.5927 | 17022.9638 | 18039.769 | 19443.2082 | 19796.9063 | 19983.7133
NSW1 | Solar PV | 3745.541 | 4459.6421 | 5320.7859 | 5320.786 | 5320.7878 | 5897.3212 | 6842.6778 | 8437.6125 | 8437.6125 | 8501.4765 | 9228.9047 | 9228.9049 | 9228.9049 | 9228.905 | 10979.8523 | 11375.9526 | 13636.8841 | 15274.6758 | 16748.8167 | 17661.9852 | 17731.6294 | 17731.6294 | 17731.6294 | 19250.7243 | 19567.7173 | 20931.2323 | 23092.3777
NSW1 | Grid Battery | 50 | 50.0018 | 477.1668 | 477.167 | 1103.0043 | 1501.5728 | 1576.5729 | 1576.5737 | 1576.5738 | 1830.1451 | 1830.1452 | 1830.1452 | 1830.1457 | 1780.1457 | 1780.1457 | 1780.1457 | 3073.6665 | 3073.6671 | 3439.5198 | 3517.5092 | 3517.5101 | 4206.92 | 3779.7578 | 4004.5158 | 3378.6786 | 4134.6276 | 4059.6368
NSW1 | Pumped Hydro | 240 | 240 | 713.4312 | 713.4312 | 2753.4313 | 2753.4313 | 2753.4313 | 2753.4313 | 2753.4313 | 2753.4314 | 2753.4314 | 2753.4314 | 2753.4314 | 2753.4314 | 2753.4323 | 2753.4323 | 2753.4323 | 2753.4323 | 2753.4323 | 2753.4324 | 2753.4324 | 2753.4331 | 2753.4331 | 2753.4343 | 2753.4343 | 2753.4343 | 2753.4343
NSW1 | VPP | 97.18 | 193.89 | 321.47 | 477.31 | 663.94 | 884.26 | 1223.6 | 1508.4199 | 1818.1601 | 2178.94 | 2618.45 | 3090.16 | 3561.6901 | 4049.33 | 4508.48 | 4960.7201 | 5286.7 | 5588.1199 | 5842.6702 | 6109.57 | 6370.5701 | 6645.5899 | 6914.0398 | 7197.4098 | 7473.8901 | 7766.0502 | 8050.0099
Total excluding storage |  | 19203.68 | 23567.6809 | 25508.5786 | 23636.5033 | 28539.3593 | 29729.1113 | 30671.6824 | 33054.1818 | 33363.9219 | 34622.9825 | 35144.9199 | 35711.6036 | 37865.3179 | 38739.174 | 42197.69 | 42843.5504 | 45506.2333 | 47682.8756 | 49674.6632 | 52817.4289 | 53148.8715 | 53264.3032 | 53221.962 | 57204.6912 | 58575.7665 | 61341.0888 | 63898.0099
Region | Technology | 2023-24 | 2024-25 | 2025-26 | 2026-27 | 2027-28 | 2028-29 | 2029-30 | 2030-31 | 2031-32 | 2032-33 | 2033-34 | 2034-35 | 2035-36 | 2036-37 | 2037-38 | 2038-39 | 2039-40 | 2040-41 | 2041-42 | 2042-43 | 2043-44 | 2044-45 | 2045-46 | 2046-47 | 2047-48 | 2048-49 | 2049-50
QLD1 | Black Coal | 8126 | 8126 | 7426 | 6726 | 6026 | 4832 | 4552 | 3152 | 3152 | 2422 | 1692 | 1692 | 1692 | 1692 | 1692 | 1692 | 852 | 426 | 426 | 0 | 0 | 0 | 0 | 0 | 0 | 0 | 0
QLD1 | Brown Coal | 0 | 0 | 0 | 0 | 0 | 0 | 0 | 0 | 0 | 0 | 0 | 0 | 0 | 0 | 0 | 0 | 0 | 0 | 0 | 0 | 0 | 0 | 0 | 0 | 0 | 0 | 0
QLD1 | CCGT | 1597.9 | 1597.9 | 1597.9 | 1597.9 | 1597.9 | 1597.9 | 1597.9 | 1597.9 | 1597.9 | 1597.9 | 1597.9 | 1597.9 | 1597.9 | 1212.9 | 1212.9 | 1212.9 | 1068.5 | 1068.5 | 1068.5 | 1068.5 | 1068.5 | 1068.5 | 424 | 180 | 180 | 180 | 180
QLD1 | Gas - Steam | 0 | 0 | 0 | 0 | 0 | 0 | 0 | 0 | 0 | 0 | 0 | 0 | 0 | 0 | 0 | 0 | 0 | 0 | 0 | 0 | 0 | 0 | 0 | 0 | 0 | 0 | 0
QLD1 | OCGT / Diesel | 1954.5 | 1954.5 | 1954.5 | 1954.5 | 1954.5 | 2065.031 | 2065.031 | 2065.031 | 2065.031 | 2065.031 | 1641.531 | 1524.531 | 1524.531 | 1524.531 | 2434.6967 | 2434.6967 | 2434.6967 | 2434.6967 | 2434.6967 | 2434.6967 | 2434.6967 | 2434.6967 | 2434.6967 | 3240.2501 | 3240.2501 | 5797.7201 | 5278.7201
QLD1 | Hydro | 152.4 | 152.4 | 152.4 | 152.4 | 152.4 | 152.4 | 152.4 | 152.4 | 152.4 | 152.4 | 152.4 | 152.4 | 152.4 | 152.4 | 66 | 66 | 66 | 66 | 66 | 0 | 0 | 0 | 0 | 0 | 0 | 0 | 0
QLD1 | Hydrogen Turbine | 0 | 0 | 0 | 0 | 0 | 0 | 0 | 0 | 0 | 0 | 0 | 0 | 0 | 0 | 0 | 0 | 0 | 0 | 0 | 0 | 0 | 0 | 0 | 0 | 0 | 0 | 0
QLD1 | Wind | 1133.518 | 2444.5852 | 2444.5852 | 2961.7582 | 4106.5192 | 7180.4964 | 7205.5565 | 8937.165 | 8947.2577 | 10337.9726 | 11369.9464 | 11371.5869 | 11371.5869 | 11371.587 | 13449.2308 | 13449.2308 | 13449.2309 | 13731.816 | 14175.6014 | 15040.5525 | 15414.9018 | 14961.9018 | 14918.7018 | 19383.4725 | 19997.2938 | 20797.6937 | 21116.098
QLD1 | Solar PV | 3646.985 | 3792.985 | 3792.9857 | 3792.9857 | 3792.9857 | 3940.9959 | 3969.5491 | 4706.1885 | 5180.0144 | 5941.0269 | 7559.7125 | 8274.5661 | 8274.5661 | 8153.5661 | 10165.1051 | 10749.3208 | 17650.0158 | 20071.8044 | 20389.5316 | 27932.8323 | 27766.9166 | 27565.8166 | 28249.7032 | 31258.2113 | 30915.9768 | 32042.8648 | 34860.3853
QLD1 | Grid Battery | 100 | 100.0002 | 100.0003 | 100.0004 | 100.0006 | 963.754 | 963.754 | 1183.8811 | 1248.9672 | 1831.9204 | 2521.8673 | 2521.8673 | 2521.8673 | 2521.8673 | 2521.8673 | 2521.8673 | 3903.58 | 3903.5801 | 5085.0931 | 8131.1928 | 8131.1928 | 8131.1927 | 8131.1927 | 8131.1926 | 8131.1921 | 8992.8386 | 8992.8386
QLD1 | Pumped Hydro | 570 | 570 | 820.0003 | 820.0005 | 820.0005 | 1001.6026 | 1001.6026 | 1001.6026 | 1001.6027 | 1001.6027 | 1139.9053 | 1139.9053 | 1139.9053 | 1139.9053 | 2797.4763 | 2797.4763 | 3416.8576 | 3416.8577 | 3416.8577 | 3416.8577 | 3416.8577 | 3416.8577 | 3416.8577 | 4182.1895 | 4182.1895 | 4182.1898 | 4182.1898
QLD1 | VPP | 70.65 | 151.98 | 266.91 | 406.55 | 573.37 | 775 | 1088.95 | 1359.6801 | 1609.11 | 1901.09 | 2255.9299 | 2641.22 | 3035.73 | 3438.95 | 3828.0601 | 4218.1699 | 4496.1499 | 4751.3198 | 4961.6001 | 5182.0498 | 5399.3799 | 5623.0098 | 5842.4302 | 6071.3901 | 6296.3501 | 6536.04 | 6765.5898
Total excluding storage |  | 17351.953 | 18890.3504 | 18555.2815 | 18512.0948 | 19123.6759 | 22509.1799 | 22596.7433 | 24155.8483 | 24954.283 | 27250.9436 | 29931.1923 | 30915.9766 | 31310.4866 | 31207.7067 | 38167.3363 | 39141.6619 | 47337.0309 | 49870.5746 | 52023.8804 | 63206.6817 | 63632.4455 | 63201.9752 | 63417.5822 | 72446.7061 | 72943.2523 | 78529.347 | 81375.8217
Region | Technology | 2023-24 | 2024-25 | 2025-26 | 2026-27 | 2027-28 | 2028-29 | 2029-30 | 2030-31 | 2031-32 | 2032-33 | 2033-34 | 2034-35 | 2035-36 | 2036-37 | 2037-38 | 2038-39 | 2039-40 | 2040-41 | 2041-42 | 2042-43 | 2043-44 | 2044-45 | 2045-46 | 2046-47 | 2047-48 | 2048-49 | 2049-50
VIC1 | Black Coal | 0 | 0 | 0 | 0 | 0 | 0 | 0 | 0 | 0 | 0 | 0 | 0 | 0 | 0 | 0 | 0 | 0 | 0 | 0 | 0 | 0 | 0 | 0 | 0 | 0 | 0 | 0
VIC1 | Brown Coal | 4820 | 4820 | 4120 | 3370 | 3370 | 2810 | 1720 | 1160 | 1160 | 0 | 0 | 0 | 0 | 0 | 0 | 0 | 0 | 0 | 0 | 0 | 0 | 0 | 0 | 0 | 0 | 0 | 0
VIC1 | CCGT | 0 | 0 | 0 | 0 | 0 | 0 | 0 | 0 | 0 | 0 | 0 | 0 | 0 | 0 | 0 | 0 | 0 | 0 | 0 | 0 | 0 | 0 | 0 | 0 | 0 | 0 | 0
VIC1 | Gas - Steam | 500 | 500 | 500 | 500 | 500 | 500 | 500 | 500 | 500 | 500 | 500 | 500 | 500 | 500 | 500 | 500 | 0 | 0 | 0 | 0 | 0 | 0 | 0 | 0 | 0 | 0 | 0
VIC1 | OCGT / Diesel | 1900 | 1900.0001 | 1900.0001 | 1900.0001 | 1900.0001 | 1900.0001 | 1900.0001 | 1900.0001 | 1900.0001 | 1900.0001 | 1730.0001 | 1836.5706 | 2922.4797 | 2922.4797 | 2922.4797 | 2922.4797 | 2482.4797 | 2482.4797 | 2744.7131 | 2650.7131 | 3441.1142 | 5376.1598 | 5376.1598 | 5376.1598 | 4792.1598 | 4792.1598 | 4792.1598
VIC1 | Hydro | 2264.02 | 2264.02 | 2264.02 | 2264.02 | 2264.02 | 2264.02 | 2264.02 | 2264.02 | 2264.02 | 2264.02 | 2264.02 | 2264.02 | 2264.02 | 2264.02 | 2264.02 | 2264.02 | 2264.02 | 2264.02 | 2264.02 | 2264.02 | 2264.02 | 2264.02 | 2264.02 | 2264.02 | 2264.02 | 2264.02 | 2264.02
VIC1 | Hydrogen Turbine | 0 | 0 | 0 | 0 | 0 | 0 | 0 | 0 | 0 | 0 | 0 | 0 | 0 | 0 | 0 | 0 | 0 | 0 | 0 | 0 | 0 | 0 | 0 | 0 | 0 | 0 | 0
VIC1 | Wind | 4121.91 | 5003.7392 | 5003.7392 | 5430.8893 | 5430.8896 | 5830.8906 | 6309.7885 | 7110.7723 | 7510.7723 | 7925.1286 | 8620.1006 | 9094.7673 | 9761.4341 | 10761.4339 | 11694.2342 | 12274.2342 | 13274.2343 | 14045.384 | 14045.384 | 13994.8342 | 13942.1557 | 13723.3261 | 13584.8962 | 14338.0873 | 14103.9151 | 15891.1989 | 15846.4917
VIC1 | Solar PV | 1081.573 | 1081.5732 | 1081.5732 | 1081.5739 | 1081.5739 | 1081.5739 | 1081.574 | 1081.5748 | 1081.5748 | 2646.4679 | 2646.4679 | 3102.5807 | 3102.5807 | 3102.5807 | 3102.5807 | 3102.5808 | 3249.5961 | 3249.5961 | 4712.7422 | 4723.6715 | 6856.9443 | 7465.4036 | 7438.1558 | 7631.3115 | 7631.3115 | 8130.8638 | 8077.8833
VIC1 | Grid Battery | 375.33 | 375.3304 | 375.3304 | 375.3325 | 375.3325 | 375.3325 | 375.3325 | 492.0923 | 492.0924 | 1533.2894 | 1477.9594 | 1477.9594 | 1477.9594 | 1477.9594 | 1477.9594 | 1477.9594 | 1477.9595 | 1477.9598 | 2617.5903 | 2617.5903 | 2732.6736 | 3373.9451 | 3373.9453 | 3373.9434 | 3373.9435 | 3373.9442 | 3373.9459
VIC1 | Pumped Hydro | 0 | 0 | 0.00027245 | 0.0006393 | 0.00064268 | 0.00064654 | 0.0006812 | 0.001269 | 0.0012705 | 0.0013725 | 0.0013759 | 0.0021656 | 0.0026763 | 0.002682 | 47.0666 | 47.0666 | 47.0666 | 247.3938 | 247.3938 | 321.628 | 329.2615 | 329.2615 | 447.6965 | 447.6965 | 447.6965 | 447.6966 | 447.6967
VIC1 | VPP | 55.8 | 137.17 | 254.76 | 407.72 | 597.23 | 772.53 | 1024.9 | 1224.19 | 1402.07 | 1599.26 | 1857.38 | 2156.22 | 2463.1699 | 2788.1399 | 3128.7199 | 3444.1299 | 3686.7299 | 3923.1 | 4132.3601 | 4321.16 | 4507.69 | 4703.0901 | 4895.4999 | 5098.49 | 5298.7098 | 5511.8401 | 5721.1202
Total excluding storage |  | 15118.633 | 16081.8328 | 15499.4231 | 15329.5365 | 15519.0467 | 15534.3478 | 15175.6157 | 15732.6509 | 16310.5309 | 18368.1675 | 19095.9294 | 20432.1202 | 22491.6465 | 23816.6163 | 25137.0607 | 26032.4707 | 26482.0861 | 27689.9334 | 30764.2036 | 30893.6172 | 34073.8593 | 37235.2061 | 37380.3733 | 38529.7086 | 37911.7562 | 40411.7234 | 40523.3176
Region | Technology | 2023-24 | 2024-25 | 2025-26 | 2026-27 | 2027-28 | 2028-29 | 2029-30 | 2030-31 | 2031-32 | 2032-33 | 2033-34 | 2034-35 | 2035-36 | 2036-37 | 2037-38 | 2038-39 | 2039-40 | 2040-41 | 2041-42 | 2042-43 | 2043-44 | 2044-45 | 2045-46 | 2046-47 | 2047-48 | 2048-49 | 2049-50
SA1 | Black Coal | 0 | 0 | 0 | 0 | 0 | 0 | 0 | 0 | 0 | 0 | 0 | 0 | 0 | 0 | 0 | 0 | 0 | 0 | 0 | 0 | 0 | 0 | 0 | 0 | 0 | 0 | 0
SA1 | Brown Coal | 0 | 0 | 0 | 0 | 0 | 0 | 0 | 0 | 0 | 0 | 0 | 0 | 0 | 0 | 0 | 0 | 0 | 0 | 0 | 0 | 0 | 0 | 0 | 0 | 0 | 0 | 0
SA1 | CCGT | 709 | 529 | 529 | 529 | 529 | 529 | 529 | 529 | 529 | 529 | 529 | 529 | 529 | 529 | 0 | 0 | 0 | 0 | 0 | 0 | 0 | 0 | 0 | 0 | 0 | 0 | 0
SA1 | Gas - Steam | 800 | 800 | 800 | 0 | 0 | 0 | 0 | 0 | 0 | 0 | 0 | 0 | 0 | 0 | 0 | 0 | 0 | 0 | 0 | 0 | 0 | 0 | 0 | 0 | 0 | 0 | 0
SA1 | OCGT / Diesel | 1460.66 | 1460.66 | 1460.66 | 1460.66 | 1460.66 | 1460.66 | 1460.66 | 1078.16 | 1078.16 | 801.3001 | 801.3001 | 801.3001 | 721.301 | 721.301 | 721.301 | 721.301 | 721.301 | 721.301 | 721.301 | 721.301 | 991.7338 | 781.7338 | 781.7338 | 627.7338 | 627.7338 | 627.7338 | 627.7338
SA1 | Hydro | 0 | 0 | 0 | 0 | 0 | 0 | 0 | 0 | 0 | 0 | 0 | 0 | 0 | 0 | 0 | 0 | 0 | 0 | 0 | 0 | 0 | 0 | 0 | 0 | 0 | 0 | 0
SA1 | Hydrogen Turbine | 0 | 0 | 0 | 0 | 0 | 0 | 0 | 0 | 0 | 0 | 0 | 0 | 0 | 0 | 0 | 0 | 0 | 0 | 0 | 0 | 0 | 0 | 0 | 0 | 0 | 0 | 0
SA1 | Wind | 2349.75 | 2786.6064 | 2786.6064 | 3175.2133 | 3142.2137 | 3911.0687 | 4030.6706 | 4094.547 | 4094.5471 | 4099.2203 | 4091.4692 | 4091.4693 | 3869.5774 | 3684.7774 | 4262.0143 | 4103.0144 | 3832.8483 | 3876.0151 | 3876.0151 | 4244.4188 | 4166.6459 | 4488.3417 | 4145.1418 | 5600.8118 | 6352.6726 | 6814.0816 | 7248.1832
SA1 | Solar PV | 578.73 | 578.7302 | 578.7309 | 578.7309 | 578.7309 | 578.731 | 578.731 | 578.7319 | 572.6119 | 1248.6096 | 1248.6096 | 1682.8677 | 1682.8677 | 1682.8677 | 2359.362 | 2359.3621 | 2617.2893 | 3681.565 | 5880.0528 | 5931.1051 | 8667.5178 | 8461.5156 | 8454.1356 | 8876.8908 | 8797.6908 | 9037.4389 | 9246.1999
SA1 | Grid Battery | 479.6 | 479.6002 | 479.6003 | 479.6007 | 479.6007 | 479.6007 | 479.6008 | 474.3963 | 474.3964 | 978.8569 | 978.8569 | 953.8569 | 1215.1671 | 1215.1672 | 1284.8924 | 1284.8924 | 1304.4654 | 1693.1665 | 2769.1768 | 2769.1768 | 3233.3446 | 3494.9409 | 3484.9409 | 3484.9406 | 3484.9407 | 3484.9407 | 3501.8346
SA1 | Pumped Hydro | 0 | 0 | 0.00015131 | 0.00023529 | 0.00033856 | 0.00034221 | 0.00035043 | 0.00046459 | 0.00046626 | 0.00047979 | 0.00048638 | 0.00049497 | 0.00059732 | 0.00060134 | 0.00071996 | 0.00072346 | 0.00074494 | 0.00082437 | 0.00089549 | 0.00091126 | 0.00093698 | 0.001141 | 0.0011434 | 0.0011461 | 0.0011495 | 0.001157 | 0.0012328
SA1 | VPP | 88.62 | 126.93 | 170.25 | 214.27 | 262.04 | 314.13 | 396.52 | 477.31 | 565.27 | 670.98 | 790.06 | 915.3 | 1040.16 | 1167.34 | 1287.02 | 1406.9399 | 1492.74 | 1574.29 | 1645.8199 | 1722.14 | 1798.65 | 1879.62 | 1959.37 | 2043.49 | 2126.73 | 2214.3501 | 2301.9099
Total excluding storage |  | 6466.36 | 6761.5268 | 6804.8478 | 6437.4751 | 6452.2457 | 7273.1907 | 7475.1827 | 7232.1457 | 7313.9859 | 8327.9673 | 8439.2963 | 8973.7945 | 9058.0738 | 9000.4539 | 9914.5905 | 9875.5106 | 9968.6448 | 11546.3385 | 14892.3666 | 15388.1427 | 18857.8931 | 19106.1532 | 18825.3232 | 20633.8682 | 21389.769 | 22178.5462 | 22925.8627
Region | Technology | 2023-24 | 2024-25 | 2025-26 | 2026-27 | 2027-28 | 2028-29 | 2029-30 | 2030-31 | 2031-32 | 2032-33 | 2033-34 | 2034-35 | 2035-36 | 2036-37 | 2037-38 | 2038-39 | 2039-40 | 2040-41 | 2041-42 | 2042-43 | 2043-44 | 2044-45 | 2045-46 | 2046-47 | 2047-48 | 2048-49 | 2049-50
TAS1 | Black Coal | 0 | 0 | 0 | 0 | 0 | 0 | 0 | 0 | 0 | 0 | 0 | 0 | 0 | 0 | 0 | 0 | 0 | 0 | 0 | 0 | 0 | 0 | 0 | 0 | 0 | 0 | 0
TAS1 | Brown Coal | 0 | 0 | 0 | 0 | 0 | 0 | 0 | 0 | 0 | 0 | 0 | 0 | 0 | 0 | 0 | 0 | 0 | 0 | 0 | 0 | 0 | 0 | 0 | 0 | 0 | 0 | 0
TAS1 | CCGT | 208 | 208 | 208 | 208 | 208 | 208 | 208 | 208 | 208 | 208 | 208 | 208 | 208 | 208 | 208 | 208 | 208 | 208 | 208 | 208 | 208 | 208 | 208 | 208 | 208 | 208 | 208
TAS1 | Gas - Steam | 0 | 0 | 0 | 0 | 0 | 0 | 0 | 0 | 0 | 0 | 0 | 0 | 0 | 0 | 0 | 0 | 0 | 0 | 0 | 0 | 0 | 0 | 0 | 0 | 0 | 0 | 0
TAS1 | OCGT / Diesel | 178 | 178 | 178 | 178 | 178 | 178 | 178 | 178 | 178 | 178.0001 | 178.0001 | 178.0001 | 178.0005 | 178.0005 | 178.0005 | 178.0005 | 178.0005 | 58.0005 | 58.0005 | 58.0005 | 58.0005 | 58.0015 | 58.0015 | 58.0015 | 58.0015 | 58.0015 | 58.0015
TAS1 | Hydro | 2551 | 2551 | 2551 | 2551 | 2551 | 2551 | 2551 | 2551 | 2551 | 2551 | 2551 | 2551 | 2551 | 2551 | 2551 | 2551 | 2551 | 2551 | 2551 | 2551 | 2551 | 2551 | 2551 | 2551 | 2551 | 2551 | 2551
TAS1 | Hydrogen Turbine | 0 | 0 | 0 | 0 | 0 | 0 | 0 | 0 | 0 | 0 | 0 | 0 | 0 | 0 | 0 | 0 | 0 | 0 | 0 | 0 | 0 | 0 | 0 | 0 | 0 | 0 | 0
TAS1 | Wind | 563.6 | 1184.7969 | 1184.7969 | 1206.5038 | 1366.3631 | 1604.7099 | 2277.0433 | 2286.8022 | 2757.7085 | 2773.4062 | 2773.4062 | 2773.4062 | 2773.4062 | 2773.4062 | 2773.4062 | 2773.4062 | 2877.2359 | 2949.5918 | 2949.5918 | 2949.5918 | 2949.5918 | 2805.5918 | 2805.5918 | 2805.5919 | 2805.5919 | 2805.5919 | 2805.5919
TAS1 | Solar PV | 0 | 0 | 0 | 0 | 0 | 0 | 0.00010127 | 0.00013985 | 0.00014074 | 0.00069727 | 0.00069912 | 0.00072229 | 0.00072307 | 0.00072466 | 0.00073862 | 0.00074617 | 11.5385 | 150.0006 | 150.0006 | 150.0006 | 150.0006 | 150.0009 | 150.0009 | 150.0009 | 150.0009 | 150.002 | 150.002
TAS1 | Grid Battery | 0 | 0.00011897 | 0.00014782 | 0.00027594 | 0.00034226 | 0.00034319 | 0.00042766 | 0.00084576 | 0.001008 | 0.0012619 | 0.001269 | 0.0012733 | 0.0012846 | 0.0012954 | 0.0014501 | 0.0014655 | 0.0014779 | 0.0014952 | 0.001734 | 0.0017509 | 0.0019555 | 0.0026135 | 0.002581 | 0.0025525 | 0.0026822 | 0.0029258 | 0.0031168
TAS1 | Pumped Hydro | 0 | 0 | 0.00050546 | 0.00056639 | 0.00066849 | 0.00076628 | 0.0010723 | 73.6019 | 286.9662 | 572.7923 | 572.7923 | 572.7966 | 796.7101 | 796.7101 | 796.7101 | 796.7101 | 796.7101 | 796.7101 | 796.7101 | 796.7101 | 796.7102 | 894.3525 | 894.3525 | 894.3525 | 894.3525 | 894.3525 | 894.3525
TAS1 | VPP | 6.48 | 13.06 | 22.07 | 33.05 | 46.21 | 61.68 | 85.3 | 104.67 | 124.59 | 148.98 | 176.72 | 207.34 | 238.55 | 270.94 | 302.03 | 333.24 | 355.98 | 377.66 | 396.47 | 416.27 | 435.68 | 456.1 | 475.92 | 496.67 | 516.81 | 537.9 | 558.31
Total excluding storage |  | 3507.08 | 4134.857 | 4143.8675 | 4176.5547 | 4349.5741 | 4603.391 | 5299.345 | 5402.0751 | 6106.2658 | 6432.1805 | 6459.9206 | 6490.5449 | 6745.6687 | 6778.0587 | 6809.1489 | 6840.3589 | 6978.4664 | 7090.9645 | 7109.7748 | 7129.5748 | 7148.9851 | 7123.0494 | 7142.8693 | 7163.6194 | 7183.7595 | 7204.8509 | 7225.261
Explicitly modelled pumping
Region | Technology | 2023-24 | 2024-25 | 2025-26 | 2026-27 | 2027-28 | 2028-29 | 2029-30 | 2030-31 | 2031-32 | 2032-33 | 2033-34 | 2034-35 | 2035-36 | 2036-37 | 2037-38 | 2038-39 | 2039-40 | 2040-41 | 2041-42 | 2042-43 | 2043-44 | 2044-45 | 2045-46 | 2046-47 | 2047-48 | 2048-49 | 2049-50
NEM | Grid Battery pump | 954.93 | 954.9326 | 1382.0979 | 1382.1009 | 2007.9384 | 3270.2604 | 3345.2605 | 3676.9444 | 3742.0307 | 6124.2131 | 6758.83 | 6733.8301 | 6995.1408 | 6945.1409 | 7014.8663 | 7014.8664 | 9709.6729 | 10098.375 | 13861.3817 | 16985.4709 | 17564.723 | 19157.0013 | 18719.8392 | 18944.595 | 18318.7575 | 19936.3541 | 19878.259
NEM | Pumped Hydro Pump | 1310 | 1310 | 2033.4324 | 2033.4331 | 4073.4334 | 4255.0357 | 4255.0361 | 4328.6376 | 4542.0019 | 4827.8282 | 4966.1308 | 4966.1359 | 5190.05 | 5190.0501 | 6894.686 | 6894.6861 | 7514.0674 | 7714.3947 | 7714.3948 | 7788.6291 | 7796.2627 | 7893.9059 | 8012.3409 | 8777.6739 | 8777.6739 | 8777.6743 | 8777.6745
NEM | VPP pump | 318.73 | 623.03 | 1035.46 | 1538.9 | 2142.79 | 2807.6 | 3819.27 | 4674.27 | 5519.2001 | 6499.25 | 7698.5399 | 9010.2399 | 10339.3001 | 11714.6999 | 13054.31 | 14363.1999 | 15318.2998 | 16214.4898 | 16978.9203 | 17751.1898 | 18511.9699 | 19307.4097 | 20087.2598 | 20907.45 | 21712.49 | 22566.1805 | 23396.9398
Region | Technology | 2023-24 | 2024-25 | 2025-26 | 2026-27 | 2027-28 | 2028-29 | 2029-30 | 2030-31 | 2031-32 | 2032-33 | 2033-34 | 2034-35 | 2035-36 | 2036-37 | 2037-38 | 2038-39 | 2039-40 | 2040-41 | 2041-42 | 2042-43 | 2043-44 | 2044-45 | 2045-46 | 2046-47 | 2047-48 | 2048-49 | 2049-50
NSW1 | Grid Battery pump | 50 | 50.0018 | 477.1668 | 477.167 | 1103.0043 | 1501.5728 | 1576.5729 | 1576.5737 | 1576.5738 | 1830.1451 | 1830.1452 | 1830.1452 | 1830.1457 | 1780.1457 | 1780.1457 | 1780.1457 | 3073.6665 | 3073.6671 | 3439.5198 | 3517.5092 | 3517.5101 | 4206.92 | 3779.7578 | 4004.5158 | 3378.6786 | 4134.6276 | 4059.6368
NSW1 | Pumped Hydro Pump | 840 | 840 | 1313.4312 | 1313.4312 | 3353.4313 | 3353.4313 | 3353.4313 | 3353.4313 | 3353.4313 | 3353.4314 | 3353.4314 | 3353.4314 | 3353.4314 | 3353.4314 | 3353.4323 | 3353.4323 | 3353.4323 | 3353.4323 | 3353.4323 | 3353.4324 | 3353.4324 | 3353.4331 | 3353.4331 | 3353.4343 | 3353.4343 | 3353.4343 | 3353.4343
NSW1 | VPP pump | 97.18 | 193.89 | 321.47 | 477.31 | 663.94 | 884.26 | 1223.6 | 1508.4199 | 1818.1601 | 2178.94 | 2618.45 | 3090.16 | 3561.6901 | 4049.33 | 4508.48 | 4960.7201 | 5286.7 | 5588.1199 | 5842.6702 | 6109.57 | 6370.5701 | 6645.5899 | 6914.0398 | 7197.4098 | 7473.8901 | 7766.0502 | 8050.0099
Region | Technology | 2023-24 | 2024-25 | 2025-26 | 2026-27 | 2027-28 | 2028-29 | 2029-30 | 2030-31 | 2031-32 | 2032-33 | 2033-34 | 2034-35 | 2035-36 | 2036-37 | 2037-38 | 2038-39 | 2039-40 | 2040-41 | 2041-42 | 2042-43 | 2043-44 | 2044-45 | 2045-46 | 2046-47 | 2047-48 | 2048-49 | 2049-50
QLD1 | Grid Battery pump | 100 | 100.0002 | 100.0003 | 100.0004 | 100.0006 | 963.754 | 963.754 | 1183.8811 | 1248.9672 | 1831.9204 | 2521.8673 | 2521.8673 | 2521.8673 | 2521.8673 | 2521.8673 | 2521.8673 | 3903.58 | 3903.5801 | 5085.0931 | 8131.1928 | 8131.1928 | 8131.1927 | 8131.1927 | 8131.1926 | 8131.1921 | 8992.8386 | 8992.8386
QLD1 | Pumped Hydro Pump | 470 | 470 | 720.0003 | 720.0005 | 720.0005 | 901.6026 | 901.6026 | 901.6026 | 901.6027 | 901.6027 | 1039.9053 | 1039.9053 | 1039.9053 | 1039.9053 | 2697.4763 | 2697.4763 | 3316.8576 | 3316.8577 | 3316.8577 | 3316.8577 | 3316.8577 | 3316.8577 | 3316.8577 | 4082.1895 | 4082.1895 | 4082.1898 | 4082.1898
QLD1 | VPP pump | 70.65 | 151.98 | 266.91 | 406.55 | 573.37 | 775 | 1088.95 | 1359.6801 | 1609.11 | 1901.09 | 2255.9299 | 2641.22 | 3035.73 | 3438.95 | 3828.0601 | 4218.1699 | 4496.1499 | 4751.3198 | 4961.6001 | 5182.0498 | 5399.3799 | 5623.0098 | 5842.4302 | 6071.3901 | 6296.3501 | 6536.04 | 6765.5898
Region | Technology | 2023-24 | 2024-25 | 2025-26 | 2026-27 | 2027-28 | 2028-29 | 2029-30 | 2030-31 | 2031-32 | 2032-33 | 2033-34 | 2034-35 | 2035-36 | 2036-37 | 2037-38 | 2038-39 | 2039-40 | 2040-41 | 2041-42 | 2042-43 | 2043-44 | 2044-45 | 2045-46 | 2046-47 | 2047-48 | 2048-49 | 2049-50
VIC1 | Grid Battery pump | 375.33 | 375.3304 | 375.3304 | 375.3325 | 375.3325 | 375.3325 | 375.3325 | 492.0923 | 492.0924 | 1533.2894 | 1477.9594 | 1477.9594 | 1477.9594 | 1477.9594 | 1477.9594 | 1477.9594 | 1477.9595 | 1477.9598 | 2617.5903 | 2617.5903 | 2732.6736 | 3373.9451 | 3373.9453 | 3373.9434 | 3373.9435 | 3373.9442 | 3373.9459
VIC1 | Pumped Hydro Pump | 0 | 0 | 0.00027245 | 0.0006393 | 0.00064268 | 0.00064654 | 0.0006812 | 0.001269 | 0.0012705 | 0.0013725 | 0.0013759 | 0.0021656 | 0.0026763 | 0.002682 | 47.0666 | 47.0666 | 47.0666 | 247.3938 | 247.3938 | 321.628 | 329.2615 | 329.2615 | 447.6965 | 447.6965 | 447.6965 | 447.6966 | 447.6967
VIC1 | VPP pump | 55.8 | 137.17 | 254.76 | 407.72 | 597.23 | 772.53 | 1024.9 | 1224.19 | 1402.07 | 1599.26 | 1857.38 | 2156.22 | 2463.1699 | 2788.1399 | 3128.7199 | 3444.1299 | 3686.7299 | 3923.1 | 4132.3601 | 4321.16 | 4507.69 | 4703.0901 | 4895.4999 | 5098.49 | 5298.7098 | 5511.8401 | 5721.1202
Region | Technology | 2023-24 | 2024-25 | 2025-26 | 2026-27 | 2027-28 | 2028-29 | 2029-30 | 2030-31 | 2031-32 | 2032-33 | 2033-34 | 2034-35 | 2035-36 | 2036-37 | 2037-38 | 2038-39 | 2039-40 | 2040-41 | 2041-42 | 2042-43 | 2043-44 | 2044-45 | 2045-46 | 2046-47 | 2047-48 | 2048-49 | 2049-50
SA1 | Grid Battery pump | 429.6 | 429.6002 | 429.6003 | 429.6007 | 429.6007 | 429.6007 | 429.6008 | 424.3963 | 424.3964 | 928.8569 | 928.8569 | 903.8569 | 1165.1671 | 1165.1672 | 1234.8924 | 1234.8924 | 1254.4654 | 1643.1665 | 2719.1768 | 2719.1768 | 3183.3446 | 3444.9409 | 3434.9409 | 3434.9406 | 3434.9407 | 3434.9407 | 3451.8346
SA1 | Pumped Hydro Pump | 0 | 0 | 0.00015131 | 0.00023529 | 0.00033856 | 0.00034221 | 0.00035043 | 0.00046459 | 0.00046626 | 0.00047979 | 0.00048638 | 0.00049497 | 0.00059732 | 0.00060134 | 0.00071996 | 0.00072346 | 0.00074494 | 0.00082437 | 0.00089549 | 0.00091126 | 0.00093698 | 0.001141 | 0.0011434 | 0.0011461 | 0.0011495 | 0.001157 | 0.0012328
SA1 | VPP pump | 88.62 | 126.93 | 170.25 | 214.27 | 262.04 | 314.13 | 396.52 | 477.31 | 565.27 | 670.98 | 790.06 | 915.3 | 1040.16 | 1167.34 | 1287.02 | 1406.9399 | 1492.74 | 1574.29 | 1645.8199 | 1722.14 | 1798.65 | 1879.62 | 1959.37 | 2043.49 | 2126.73 | 2214.3501 | 2301.9099
Region | Technology | 2023-24 | 2024-25 | 2025-26 | 2026-27 | 2027-28 | 2028-29 | 2029-30 | 2030-31 | 2031-32 | 2032-33 | 2033-34 | 2034-35 | 2035-36 | 2036-37 | 2037-38 | 2038-39 | 2039-40 | 2040-41 | 2041-42 | 2042-43 | 2043-44 | 2044-45 | 2045-46 | 2046-47 | 2047-48 | 2048-49 | 2049-50
TAS1 | Grid Battery pump | 0 | 0.00011897 | 0.00014782 | 0.00027594 | 0.00034226 | 0.00034319 | 0.00042766 | 0.00084576 | 0.001008 | 0.0012619 | 0.001269 | 0.0012733 | 0.0012846 | 0.0012954 | 0.0014501 | 0.0014655 | 0.0014779 | 0.0014952 | 0.001734 | 0.0017509 | 0.0019555 | 0.0026135 | 0.002581 | 0.0025525 | 0.0026822 | 0.0029258 | 0.0031168
TAS1 | Pumped Hydro Pump | 0 | 0 | 0.00050546 | 0.00056639 | 0.00066849 | 0.00076628 | 0.0010723 | 73.6019 | 286.9662 | 572.7923 | 572.7923 | 572.7966 | 796.7101 | 796.7101 | 796.7101 | 796.7101 | 796.7101 | 796.7101 | 796.7101 | 796.7101 | 796.7102 | 894.3525 | 894.3525 | 894.3525 | 894.3525 | 894.3525 | 894.3525
TAS1 | VPP pump | 6.48 | 13.06 | 22.07 | 33.05 | 46.21 | 61.68 | 85.3 | 104.67 | 124.59 | 148.98 | 176.72 | 207.34 | 238.55 | 270.94 | 302.03 | 333.24 | 355.98 | 377.66 | 396.47 | 416.27 | 435.68 | 456.1 | 475.92 | 496.67 | 516.81 | 537.9 | 558.31
Non-controllable capacity
Region | Technology | 2023-24 | 2024-25 | 2025-26 | 2026-27 | 2027-28 | 2028-29 | 2029-30 | 2030-31 | 2031-32 | 2032-33 | 2033-34 | 2034-35 | 2035-36 | 2036-37 | 2037-38 | 2038-39 | 2039-40 | 2040-41 | 2041-42 | 2042-43 | 2043-44 | 2044-45 | 2045-46 | 2046-47 | 2047-48 | 2048-49 | 2049-50
NEM | Distributed PV | 21305.3199 | 23783.7875 | 26307.9402 | 28683.0656 | 30997.3311 | 33056.1738 | 35131.4286 | 37225.1411 | 39139.2597 | 41092.1585 | 43056.1697 | 44973.918 | 46776.6488 | 48455.6888 | 50096.6069 | 51732.2029 | 53368.4087 | 54991.7064 | 56590.529 | 58157.7847 | 59721.6486 | 61252.1457 | 62750.1401 | 64227.6819 | 65692.4157 | 67156.842 | 68592.5947
NEM | Behind the meter battery | 1532.774 | 2363.942 | 3138.813 | 3799.655 | 4362.937 | 4766.226 | 5452.85 | 6404.258 | 7275.412 | 8208.606 | 9365.756 | 10518.285 | 11616.745 | 12616.001 | 13522.413 | 14246.216 | 14595.405 | 14782.715 | 14854.807 | 14850.894 | 14858.858 | 14816.816 | 14786.692 | 14709.851 | 14647.112 | 14542.039 | 14447.076
NEM | Behind the meter battery pump | 1532.774 | 2363.942 | 3138.813 | 3799.655 | 4362.937 | 4766.226 | 5452.85 | 6404.258 | 7275.412 | 8208.606 | 9365.756 | 10518.285 | 11616.745 | 12616.001 | 13522.413 | 14246.216 | 14595.405 | 14782.715 | 14854.807 | 14850.894 | 14858.858 | 14816.816 | 14786.692 | 14709.851 | 14647.112 | 14542.039 | 14447.076
Region | Technology | 2023-24 | 2024-25 | 2025-26 | 2026-27 | 2027-28 | 2028-29 | 2029-30 | 2030-31 | 2031-32 | 2032-33 | 2033-34 | 2034-35 | 2035-36 | 2036-37 | 2037-38 | 2038-39 | 2039-40 | 2040-41 | 2041-42 | 2042-43 | 2043-44 | 2044-45 | 2045-46 | 2046-47 | 2047-48 | 2048-49 | 2049-50
NSW1 | Distributed PV | 6922.7278 | 7729.2309 | 8520.6213 | 9270.916 | 9991.0548 | 10709.4737 | 11436.4432 | 12170.0293 | 12901.8102 | 13643.2719 | 14388.327 | 15121.2532 | 15810.1091 | 16449.2428 | 17061.911 | 17667.5949 | 18262.5884 | 18847.5107 | 19429.6702 | 20006.0115 | 20581.8604 | 21155.9203 | 21714.392 | 22270.0128 | 22818.1721 | 23366.9007 | 23907.737
NSW1 | Behind the meter battery | 551.877 | 804.322 | 1024.308 | 1210.452 | 1364.306 | 1497.826 | 1724.841 | 2042.145 | 2372.98 | 2728.353 | 3161.396 | 3582.597 | 3974.635 | 4331.67 | 4638.514 | 4887.035 | 5003.34 | 5060.883 | 5077.624 | 5077.998 | 5080.442 | 5067.991 | 5058.102 | 5033.27 | 5011.559 | 4974.783 | 4941.039
NSW1 | Behind the meter battery pump | 551.877 | 804.322 | 1024.308 | 1210.452 | 1364.306 | 1497.826 | 1724.841 | 2042.145 | 2372.98 | 2728.353 | 3161.396 | 3582.597 | 3974.635 | 4331.67 | 4638.514 | 4887.035 | 5003.34 | 5060.883 | 5077.624 | 5077.998 | 5080.442 | 5067.991 | 5058.102 | 5033.27 | 5011.559 | 4974.783 | 4941.039
Region | Technology | 2023-24 | 2024-25 | 2025-26 | 2026-27 | 2027-28 | 2028-29 | 2029-30 | 2030-31 | 2031-32 | 2032-33 | 2033-34 | 2034-35 | 2035-36 | 2036-37 | 2037-38 | 2038-39 | 2039-40 | 2040-41 | 2041-42 | 2042-43 | 2043-44 | 2044-45 | 2045-46 | 2046-47 | 2047-48 | 2048-49 | 2049-50
QLD1 | Distributed PV | 6248.8361 | 6947.0674 | 7675.3939 | 8329.1378 | 8959.7591 | 9601.5014 | 10257.5206 | 10923.9163 | 11482.7322 | 12062.7058 | 12645.1129 | 13200.5423 | 13720.0122 | 14196.9812 | 14666.6175 | 15133.8037 | 15601.3471 | 16059.6919 | 16507.7851 | 16936.909 | 17361.4807 | 17759.7202 | 18151.2329 | 18530.0201 | 18907.3395 | 19284.6318 | 19645.5083
QLD1 | Behind the meter battery | 394.573 | 630.911 | 861.169 | 1044.6 | 1202.901 | 1345.985 | 1584.437 | 1898.505 | 2160.37 | 2444.34 | 2791.527 | 3133.696 | 3465.114 | 3761.008 | 4025.809 | 4247.882 | 4350.515 | 4399.744 | 4410.491 | 4406.235 | 4406.755 | 4388.948 | 4375.983 | 4347.22 | 4324.124 | 4288.709 | 4255.283
QLD1 | Behind the meter battery pump | 394.573 | 630.911 | 861.169 | 1044.6 | 1202.901 | 1345.985 | 1584.437 | 1898.505 | 2160.37 | 2444.34 | 2791.527 | 3133.696 | 3465.114 | 3761.008 | 4025.809 | 4247.882 | 4350.515 | 4399.744 | 4410.491 | 4406.235 | 4406.755 | 4388.948 | 4375.983 | 4347.22 | 4324.124 | 4288.709 | 4255.283
Region | Technology | 2023-24 | 2024-25 | 2025-26 | 2026-27 | 2027-28 | 2028-29 | 2029-30 | 2030-31 | 2031-32 | 2032-33 | 2033-34 | 2034-35 | 2035-36 | 2036-37 | 2037-38 | 2038-39 | 2039-40 | 2040-41 | 2041-42 | 2042-43 | 2043-44 | 2044-45 | 2045-46 | 2046-47 | 2047-48 | 2048-49 | 2049-50
VIC1 | Distributed PV | 5088.0472 | 5784.8093 | 6517.8103 | 7244.8402 | 7972.8586 | 8440.036 | 8899.9999 | 9361.2525 | 9753.485 | 10152.4267 | 10554.6243 | 10955.7069 | 11336.6884 | 11697.8006 | 12064.3842 | 12436.8983 | 12822.6385 | 13216.1178 | 13604.8437 | 13986.4661 | 14369.4957 | 14748.6326 | 15123.685 | 15496.2621 | 15868.3943 | 16240.828 | 16611.2477
VIC1 | Behind the meter battery | 332.366 | 592.893 | 841.022 | 1068.623 | 1263.973 | 1337.973 | 1465.997 | 1677.258 | 1844.193 | 2011.668 | 2249.247 | 2505.083 | 2754.957 | 2990.166 | 3229.36 | 3404.1 | 3500.948 | 3565.602 | 3605.174 | 3604.675 | 3607.498 | 3598.421 | 3592.641 | 3576.025 | 3563.233 | 3540.764 | 3521.58
VIC1 | Behind the meter battery pump | 332.366 | 592.893 | 841.022 | 1068.623 | 1263.973 | 1337.973 | 1465.997 | 1677.258 | 1844.193 | 2011.668 | 2249.247 | 2505.083 | 2754.957 | 2990.166 | 3229.36 | 3404.1 | 3500.948 | 3565.602 | 3605.174 | 3604.675 | 3607.498 | 3598.421 | 3592.641 | 3576.025 | 3563.233 | 3540.764 | 3521.58
Region | Technology | 2023-24 | 2024-25 | 2025-26 | 2026-27 | 2027-28 | 2028-29 | 2029-30 | 2030-31 | 2031-32 | 2032-33 | 2033-34 | 2034-35 | 2035-36 | 2036-37 | 2037-38 | 2038-39 | 2039-40 | 2040-41 | 2041-42 | 2042-43 | 2043-44 | 2044-45 | 2045-46 | 2046-47 | 2047-48 | 2048-49 | 2049-50
SA1 | Distributed PV | 2721.0736 | 2952.4036 | 3178.229 | 3380.018 | 3575.1143 | 3766.8022 | 3959.2366 | 4151.598 | 4345.6836 | 4540.7188 | 4737.6385 | 4929.8701 | 5109.2393 | 5277.1929 | 5434.8308 | 5590.0872 | 5742.5081 | 5893.3201 | 6037.731 | 6182.434 | 6327.0782 | 6470.3066 | 6608.7163 | 6745.5179 | 6879.6508 | 7013.3702 | 7145.4031
SA1 | Behind the meter battery | 212.581 | 276.144 | 335.754 | 385.712 | 430.437 | 473.619 | 550.521 | 637.233 | 727.4 | 829.162 | 941.165 | 1047.02 | 1145.747 | 1232.744 | 1306.889 | 1367.354 | 1391.833 | 1402.348 | 1404.488 | 1403.319 | 1403.71 | 1400.492 | 1398.408 | 1392.55 | 1387.998 | 1379.539 | 1372.647
SA1 | Behind the meter battery pump | 212.581 | 276.144 | 335.754 | 385.712 | 430.437 | 473.619 | 550.521 | 637.233 | 727.4 | 829.162 | 941.165 | 1047.02 | 1145.747 | 1232.744 | 1306.889 | 1367.354 | 1391.833 | 1402.348 | 1404.488 | 1403.319 | 1403.71 | 1400.492 | 1398.408 | 1392.55 | 1387.998 | 1379.539 | 1372.647
Region | Technology | 2023-24 | 2024-25 | 2025-26 | 2026-27 | 2027-28 | 2028-29 | 2029-30 | 2030-31 | 2031-32 | 2032-33 | 2033-34 | 2034-35 | 2035-36 | 2036-37 | 2037-38 | 2038-39 | 2039-40 | 2040-41 | 2041-42 | 2042-43 | 2043-44 | 2044-45 | 2045-46 | 2046-47 | 2047-48 | 2048-49 | 2049-50
TAS1 | Distributed PV | 324.6353 | 370.2763 | 415.8856 | 458.1536 | 498.5443 | 538.3605 | 578.2282 | 618.3449 | 655.5487 | 693.0354 | 730.4671 | 766.5455 | 800.5998 | 834.4713 | 868.8634 | 903.8188 | 939.3267 | 975.0659 | 1010.4991 | 1045.9641 | 1081.7335 | 1117.566 | 1152.1139 | 1185.8689 | 1218.859 | 1251.1113 | 1282.6985
TAS1 | Behind the meter battery | 41.377 | 59.672 | 76.56 | 90.268 | 101.32 | 110.823 | 127.054 | 149.117 | 170.469 | 195.083 | 222.421 | 249.889 | 276.292 | 300.413 | 321.841 | 339.845 | 348.769 | 354.138 | 357.03 | 358.667 | 360.453 | 360.964 | 361.558 | 360.786 | 360.198 | 358.244 | 356.527
TAS1 | Behind the meter battery pump | 41.377 | 59.672 | 76.56 | 90.268 | 101.32 | 110.823 | 127.054 | 149.117 | 170.469 | 195.083 | 222.421 | 249.889 | 276.292 | 300.413 | 321.841 | 339.845 | 348.769 | 354.138 | 357.03 | 358.667 | 360.453 | 360.964 | 361.558 | 360.786 | 360.198 | 358.244 | 356.527

## BaseCase_REZ Generation
Annual sent-out generation by REZ (GWh) - BaseCase, Offshore Wind Scenario
Note: the REZ generation includes generation from the existing, committed and anticipated renewables mapped to the relevant REZs
Explicitly modelled generation
Region | REZ | REZ Name | Technology | 2023-24 | 2024-25 | 2025-26 | 2026-27 | 2027-28 | 2028-29 | 2029-30 | 2030-31 | 2031-32 | 2032-33 | 2033-34 | 2034-35 | 2035-36 | 2036-37 | 2037-38 | 2038-39 | 2039-40 | 2040-41 | 2041-42 | 2042-43 | 2043-44 | 2044-45 | 2045-46 | 2046-47 | 2047-48 | 2048-49 | 2049-50
QLD | Q1 | Far North QLD | Solar | 0 | 7.3817e-05 | 7.9964e-05 | 7.9112e-05 | 7.4256e-05 | 6.8114e-05 | 7.6832e-05 | 7.7518e-05 | 7.2873e-05 | 8.1267e-05 | 9.6826e-05 | 9.4568e-05 | 9.2145e-05 | 9.203e-05 | 0.0001027 | 0.00011142 | 0.00014559 | 0.00013503 | 0.00014714 | 0.0001632 | 0.00017822 | 0.00017683 | 0.00017342 | 0.000185 | 0.00020344 | 0.00023887 | 0.00022544
QLD | Q2 | North Qld Clean Energy Hub | Solar | 221.6887 | 197.2094 | 215.7467 | 213.4471 | 208.3605 | 194.3467 | 205.245 | 200.8585 | 199.4363 | 204.8226 | 198.4211 | 191.8486 | 190.2445 | 189.2114 | 68.446 | 71.211 | 63.3519 | 59.2752 | 62.3735 | 60.1638 | 58.1748 | 57.4561 | 63.9196 | 31.5792 | 31.7257 | 0.00028379 | 0.0002811
QLD | Q3 | Northern Qld | Solar | 1169.452 | 1050.1301 | 1180.7057 | 1158.4506 | 1098.3434 | 1020.5893 | 1132.671 | 1132.9509 | 1098.2872 | 1144.3213 | 1081.3364 | 1053.9163 | 1030.5044 | 1014.7934 | 922.2249 | 1000.4203 | 1173.9672 | 1041.7341 | 1176.5238 | 1612.3784 | 1367.1267 | 1280.0956 | 1268.498 | 2109.7823 | 2056.5559 | 2142.2764 | 1760.9824
QLD | Q4 | Isaac | Solar | 1572.9439 | 1419.9905 | 1550.8312 | 1576.065 | 1496.6646 | 1428.0143 | 1592.0837 | 1578.2571 | 1588.5889 | 1615.0054 | 1531.6158 | 1449.2425 | 1484.84 | 1458.0614 | 1319.516 | 1448.7843 | 1289.6231 | 1201.9181 | 1301.2508 | 3120.8235 | 3034.7103 | 2864.7676 | 3878.1425 | 7218.227 | 7692.7347 | 8217.2234 | 7444.245
QLD | Q5 | Barcaldine | Solar | 35.5991 | 31.3263 | 34.3019 | 34.6869 | 34.49 | 42.0117 | 43.8055 | 42.7526 | 42.7484 | 43.5821 | 42.1036 | 39.5064 | 40.5986 | 41.4827 | 78.3505 | 80.8407 | 122.6155 | 117.1756 | 124.9637 | 117.3076 | 95.0631 | 93.0953 | 114.1962 | 115.4385 | 116.9994 | 122.4465 | 118.4
QLD | Q6 | Fitzroy | Solar | 843.0377 | 798.9872 | 897.9461 | 903.6866 | 880.3117 | 759.4655 | 863.5558 | 855.3083 | 1120.6971 | 1741.4129 | 2912.6263 | 2803.423 | 2736.4439 | 2736.6631 | 5429.6388 | 7356.5841 | 11099.0498 | 14980.2555 | 15555.1452 | 16263.5719 | 15835.9069 | 14954.2031 | 14757.3867 | 13065.598 | 14070.3729 | 14499.2429 | 14090.3785
QLD | Q7 | Wide Bay | Solar | 1365.8128 | 1213.7614 | 1347.3025 | 1312.8915 | 1283.1822 | 1138.7857 | 1245.4491 | 1243.6832 | 1320.4163 | 1291.0606 | 1260.5211 | 1240.6144 | 1192.9366 | 1208.1786 | 1067.1129 | 1138.9371 | 1046.5014 | 1081.0557 | 1709.9383 | 4923.3205 | 4914 | 4582.6452 | 4610.4474 | 4135.5401 | 3879.1995 | 4070.7217 | 3938.6862
QLD | Q8 | Darling Downs | Solar | 3389.1269 | 3289.1001 | 3512.6417 | 3633.7171 | 3555.392 | 3431.4039 | 3722.7273 | 5253.6428 | 6187.9981 | 7034.2345 | 9458.1878 | 10871.5903 | 10823.8722 | 10571.0972 | 9386.2686 | 10395.0445 | 15040.544 | 14654.1812 | 14603.2116 | 16149.5907 | 16373.9797 | 15518.2726 | 15477.7177 | 12768.0971 | 12761.6809 | 14904.4328 | 17307.8932
QLD | Q9 | Banana | Solar | 0 | 0.00010599 | 0.00020303 | 0.00022555 | 0.00022394 | 0.00045179 | 60.9101 | 107.0826 | 311.6107 | 308.3913 | 345.1614 | 342.3093 | 330.7163 | 331.797 | 385.7744 | 423.4833 | 3717.7715 | 3959.4915 | 4092.9077 | 12498.578 | 12377.423 | 11877.789 | 11853.692 | 10624.719 | 12104.432 | 13029.726 | 15318.76
NSW | N1 | North West NSW | Solar | 434.2599 | 399.6926 | 409.8651 | 435.3582 | 403.7214 | 388.7259 | 407.8801 | 429.7688 | 425.1768 | 442.2588 | 431.4719 | 412.0357 | 408.9921 | 409.1393 | 375.028 | 365.9532 | 420.9159 | 408.1964 | 426.35 | 408.6935 | 417.3434 | 410.0477 | 427.6299 | 409.0764 | 365.3841 | 338.0552 | 323.6414
NSW | N2 | New England | Solar | 1204.6818 | 1172.6023 | 1195.4152 | 1251.2067 | 1218.4782 | 1034.535 | 1072.9865 | 1775.0355 | 1845.1081 | 1822.4426 | 2028.1139 | 1873.6362 | 1922.3706 | 1900.7379 | 3664.2149 | 3624.6251 | 3855.7399 | 5381.3702 | 5467.3726 | 5571.8451 | 5323.5943 | 5533.835 | 5617.6504 | 4856.4814 | 4333.3439 | 4081.6604 | 6392.9151
NSW | N3 | Central-West Orana | Solar | 2198.3938 | 2149.2602 | 4122.9273 | 4374.3238 | 4361.2231 | 3746.8904 | 4834.6214 | 8024.604 | 8137.8501 | 7979.5369 | 9314.2849 | 9259.9226 | 9899.1398 | 9737.1152 | 8158.1677 | 9462.0515 | 14466.6094 | 14443.3085 | 14397.612 | 15145.6864 | 15135.0813 | 15967.9867 | 15874.8146 | 16397.4581 | 17328.2745 | 21431.0614 | 21336.9117
NSW | N4 | Broken Hill | Solar | 106.8486 | 78.9083 | 92.1244 | 104.1351 | 109.7296 | 118.4737 | 113.8246 | 104.0525 | 105.0918 | 106.5089 | 101.8125 | 100.253 | 93.6436 | 98.9317 | 142.023 | 133.7269 | 254.4376 | 240.4158 | 227.2809 | 277.4468 | 369.8104 | 357.1899 | 396.8679 | 372.8277 | 353.5545 | 365.422 | 415.8367
NSW | N5 | South West NSW | Solar | 1857.7907 | 1593.1036 | 1700.6183 | 2262.8149 | 2370.1856 | 2422.2956 | 2385.7967 | 2353.8027 | 2266.319 | 2572.3811 | 2494.2192 | 2413.4305 | 2405.0477 | 2442.8474 | 3251.7661 | 3066.0349 | 3019.2774 | 3177.8255 | 3513.8922 | 3114.3435 | 3113.8085 | 3078.406 | 3144.6341 | 3155.1372 | 2719.122 | 2597.8145 | 2433.0071
NSW | N6 | Wagga Wagga | Solar | 1566.1954 | 1496.6071 | 1446.8249 | 1545.972 | 1585.515 | 2609.6685 | 3788.5127 | 4015.3167 | 3875.1366 | 4040.8951 | 3919.6825 | 3750.3359 | 3943.7355 | 3975.3149 | 3530.8811 | 3661.2821 | 3716.6832 | 3160.6199 | 6242.1111 | 5596.0358 | 5362.3679 | 5532.9639 | 5682.1362 | 5504.9142 | 5074.4184 | 4788.3758 | 4346.5732
NSW | N7 | Tumut | Solar | 0 | 0 | 0 | 0 | 0 | 0 | 0 | 0 | 0 | 0 | 0 | 0 | 0 | 0 | 0 | 0 | 0 | 0 | 0 | 0 | 0 | 0 | 0 | 0 | 0 | 0 | 0
NSW | N8 | Cooma-Monaro | Solar | 0 | 0 | 0 | 0 | 0 | 0 | 0 | 0 | 0 | 0 | 0 | 0 | 0 | 0 | 0 | 0 | 0 | 0 | 0 | 0 | 0 | 0 | 0 | 0 | 0 | 0 | 0
VIC | V1 | Ovens Murray | Solar | 0 | 0.0002517 | 0.00025336 | 0.00027354 | 0.00026247 | 0.00024177 | 0.00028738 | 0.00071563 | 0.000648 | 2073.65 | 2075.221 | 1945.3407 | 2039.1539 | 2011.3358 | 1836.8315 | 1886.9468 | 1874.9885 | 1601.1469 | 2472.976 | 2424.7874 | 2202.2363 | 3076.8513 | 3239.4087 | 3234.7612 | 3167.963 | 3578.9763 | 3222.9514
VIC | V2 | Murray River | Solar | 1254.8438 | 1033.851 | 1083.6919 | 1083.1088 | 1051.731 | 996.0026 | 976.2248 | 985.3373 | 1003.9149 | 1102.8832 | 1045.7878 | 993.7709 | 1011.3588 | 997.6116 | 920.9747 | 932.6707 | 905.8911 | 836.189 | 892.7641 | 942.5711 | 977.7514 | 1021.6343 | 1043.831 | 1007.5438 | 1042.8858 | 1064.3162 | 959.8827
VIC | V3 | Western Victoria | Solar | 0 | 0.00015804 | 0.00016984 | 0.00054666 | 0.00057858 | 0.00049169 | 0.00053544 | 0.00091809 | 0.00086043 | 740.8085 | 704.4997 | 666.5867 | 674.8699 | 696.4572 | 523.9499 | 574.1031 | 539.6338 | 476.8015 | 1869.8818 | 1986.1072 | 1821.1082 | 2075.5064 | 2246.9821 | 1854.6615 | 2040.1384 | 1884.3559 | 1672.5524
VIC | V4 | South West Victoria | Solar | 0 | 0 | 0 | 0 | 0 | 0 | 0 | 0 | 0 | 0 | 0 | 0 | 0 | 0 | 0 | 0 | 0 | 0 | 0 | 0 | 0 | 0 | 0 | 0 | 0 | 0 | 0
VIC | V5 | Gippsland | Solar | 0 | 9.6235e-05 | 0.00011194 | 0.00030875 | 0.00029751 | 0.00024996 | 0.00026089 | 0.00032735 | 0.00030611 | 0.010515 | 0.010748 | 801.1416 | 814.8792 | 806.2664 | 633.2994 | 652.9014 | 777.4881 | 689.0347 | 750.7643 | 791.6801 | 3958.7888 | 4279.4272 | 4376.451 | 3500.7817 | 3703.3318 | 3995.3518 | 3661.1667
VIC | V6 | Central North VIC | Solar | 951.4814 | 852.5146 | 817.1838 | 844.9444 | 852.0213 | 872.941 | 878.935 | 844.2901 | 801.9196 | 1132.1975 | 1107.9985 | 1038.596 | 1035.2925 | 1046.1503 | 1042.6319 | 986.2391 | 1117.1672 | 1030.7928 | 1181.3388 | 1253.5669 | 1298.9614 | 1256.0061 | 1390.6743 | 1277.9718 | 1313.3683 | 1161.1242 | 1164.0126
SA | S1 | South East SA | Solar | 327.3653 | 284.3044 | 284.9774 | 277.5148 | 281.1115 | 270.7496 | 269.2079 | 256.071 | 251.4814 | 276.1686 | 274.8183 | 257.9996 | 257.5191 | 270.097 | 236.8879 | 254.4719 | 244.5989 | 223.3504 | 157.2255 | 156.213 | 145.0676 | 147.1261 | 155.1286 | 143.2714 | 146.1009 | 147.6327 | 0.003334
SA | S2 | Riverland | Solar | 46.314 | 44.3271 | 46.9224 | 44.3848 | 45.9953 | 39.0864 | 40.375 | 41.2051 | 30.0936 | 1356.4617 | 1307.2183 | 1280.241 | 1272.2521 | 1374.1963 | 1652.5364 | 1637.749 | 1873.7171 | 3334.298 | 6295.4427 | 5936.2564 | 5964.635 | 6023.6934 | 6765.4404 | 5287.9946 | 5146.4976 | 5219.7153 | 5019.123
SA | S3 | Mid-North SA | Solar | 0 | 0.00015386 | 0.00018796 | 0.00018291 | 0.00018845 | 0.00016235 | 0.00017712 | 0.00031095 | 0.00029823 | 0.00042398 | 0.00042429 | 0.00076367 | 0.00072313 | 0.00076383 | 0.00082595 | 0.00087702 | 0.0013757 | 0.001265 | 0.0012941 | 0.0021054 | 0.06077 | 0.059227 | 0.060909 | 0.053462 | 0.056872 | 0.059191 | 0.056478
SA | S4 | Yorke Peninsula | Solar | 0 | 0 | 0 | 0 | 0 | 0 | 0 | 0 | 0 | 0 | 0 | 0 | 0 | 0 | 0 | 0 | 0 | 0 | 0 | 0 | 0 | 0 | 0 | 0 | 0 | 0 | 0
SA | S5 | Northern SA | Solar | 820.7347 | 692.7889 | 716.5305 | 692.456 | 692.3504 | 698.6496 | 662.9914 | 627.8111 | 641.3606 | 691.1859 | 659.5535 | 646.0849 | 643.0598 | 680.5554 | 624.9486 | 608.9594 | 588.2335 | 567.2509 | 1402.9575 | 1383.4252 | 3532.2157 | 3197.183 | 3506.938 | 2948.6002 | 2794.51 | 2779.0068 | 2591.9578
SA | S6 | Leigh Creek | Solar | 0 | 0.00016351 | 0.00026765 | 0.00028434 | 0.00028919 | 0.00030232 | 0.00033518 | 0.00070129 | 0.00071553 | 0.00083728 | 0.00077613 | 0.0013365 | 0.0012782 | 0.0013497 | 320.5986 | 325.0545 | 351.6938 | 340.0327 | 316.5236 | 334.4219 | 1642.9729 | 1715.7327 | 1892.5476 | 2372.4631 | 2380.808 | 2670.2507 | 2939.3215
SA | S7 | Roxby Downs | Solar | 0 | 0.00020338 | 0.00034724 | 0.00034223 | 0.00034682 | 0.00030933 | 0.00031621 | 0.00075517 | 0.00074773 | 0.0018124 | 0.0017498 | 874.8013 | 869.3532 | 923.8742 | 1015.6335 | 1013.1504 | 1072.9845 | 1008.8811 | 920.7032 | 954.6691 | 1063.7804 | 1055.778 | 1138.8832 | 1009.68 | 979.786 | 985.4457 | 955.3768
SA | S8 | Eastern Eyre Peninsula | Solar | 0 | 0.0001049 | 0.0001254 | 0.00011879 | 0.00012571 | 0.00010371 | 0.00011875 | 0.00018552 | 0.00017294 | 0.0002166 | 0.00023386 | 0.00033715 | 0.00031161 | 0.00033585 | 0.00029528 | 0.00032027 | 0.00052552 | 0.00047143 | 0.00047879 | 0.00067973 | 0.00085 | 0.00080008 | 0.00084604 | 0.00071737 | 0.00077538 | 0.00084057 | 0.00082269
SA | S9 | Western Eyre Peninsula | Solar | 0 | 0.00013912 | 0.00019133 | 0.00018867 | 0.00019053 | 0.00016566 | 0.00017879 | 0.00033071 | 0.00032111 | 0.00073488 | 0.00071551 | 0.0010044 | 0.00093264 | 0.00097526 | 0.0010588 | 0.0011237 | 0.0026013 | 23.7356 | 23.8087 | 60.6196 | 102.6658 | 116.0341 | 121.9966 | 106.7306 | 109.8979 | 116.0557 | 130.7645
TAS | T1 | North East Tasmania | Solar | 0 | 0.00013492 | 0.0001377 | 0.00016029 | 0.00014941 | 0.00012899 | 0.00013332 | 0.00019437 | 0.00017703 | 0.00053236 | 0.00056118 | 0.00056639 | 0.00056768 | 0.0005416 | 0.00046297 | 0.0004779 | 0.00048417 | 0.00039214 | 0.00042066 | 0.00046615 | 0.00046495 | 0.00072819 | 0.00071467 | 0.0006391 | 0.00065377 | 0.0017397 | 0.0015658
TAS | T2 | North West Tasmania | Solar | 0 | 7.4082e-05 | 7.0439e-05 | 7.7396e-05 | 7.5471e-05 | 6.2423e-05 | 7.6661e-05 | 9.8492e-05 | 9.477e-05 | 0.00019428 | 0.00021735 | 0.00020754 | 0.0002076 | 0.0002013 | 0.00017025 | 0.00018938 | 17.1169 | 205.5736 | 213.4185 | 248.5594 | 228.9051 | 241.8398 | 241.891 | 204.5189 | 232.6058 | 230.969 | 211.903
TAS | T3 | Central Highlands | Solar | 0 | 8.8138e-05 | 8.5805e-05 | 9.6033e-05 | 9.4994e-05 | 7.9826e-05 | 8.285e-05 | 0.00011471 | 0.00011258 | 0.00021797 | 0.00023454 | 0.0002522 | 0.00025181 | 0.00025068 | 0.00022391 | 0.0002243 | 0.0002416 | 0.00020395 | 0.00022444 | 0.00025581 | 0.00024242 | 0.00039066 | 0.00039581 | 0.0003532 | 0.00034892 | 0.00064611 | 0.00059473
Region | REZ | REZ Name | Technology | 2023-24 | 2024-25 | 2025-26 | 2026-27 | 2027-28 | 2028-29 | 2029-30 | 2030-31 | 2031-32 | 2032-33 | 2033-34 | 2034-35 | 2035-36 | 2036-37 | 2037-38 | 2038-39 | 2039-40 | 2040-41 | 2041-42 | 2042-43 | 2043-44 | 2044-45 | 2045-46 | 2046-47 | 2047-48 | 2048-49 | 2049-50
QLD | Q1 | Far North QLD | Wind | 1300.2845 | 3068.508 | 3324.7653 | 3462.6627 | 3555.5357 | 3355.2922 | 3470.9267 | 3803.9102 | 3814.9078 | 3872.9905 | 3372.6597 | 3477.227 | 3618.6062 | 3727.7718 | 4333.1819 | 4499.6562 | 4473.2572 | 4890.9916 | 4947.7647 | 4487.23 | 4572.3369 | 4702.1032 | 4844.9463 | 4642.5991 | 4790.473 | 4814.5093 | 5703.2792
QLD | Q2 | North Qld Clean Energy Hub | Wind | 132.0154 | 139.0991 | 159.654 | 166.8603 | 170.7289 | 2837.0383 | 2756.1284 | 2691.6139 | 2745.3086 | 2610.2841 | 2402.086 | 2643.8744 | 2683.4903 | 2746.1547 | 2855.0533 | 2794.7097 | 2659.8848 | 2618.1554 | 2535.9223 | 2314.6608 | 3988.3578 | 4001.7369 | 3941.1227 | 4064.3628 | 3959.0115 | 3863.2929 | 3800.6526
QLD | Q3 | Northern Qld | Wind | 0 | 0 | 0 | 0 | 0 | 0 | 0 | 0 | 0 | 0 | 0 | 0 | 0 | 0 | 0 | 0 | 0 | 0 | 0 | 0 | 0 | 0 | 0 | 0 | 0 | 0 | 0
QLD | Q4 | Isaac | Wind | 0 | 0.0006817 | 0.00073017 | 0.00070175 | 0.0021388 | 3095.7489 | 3054.8634 | 3213.9406 | 3232.1514 | 3033.7259 | 2852.7122 | 2889.2036 | 2683.3741 | 3069.4865 | 2919.9721 | 2905.7443 | 2962.7494 | 2882.7864 | 2778.5477 | 2653.06 | 2635.1531 | 2430.3434 | 2778.0018 | 2932.1649 | 2874.3884 | 4231.2564 | 4255.4562
QLD | Q5 | Barcaldine | Wind | 0 | 0.00062692 | 0.00066937 | 0.0013239 | 0.0042731 | 0.0059522 | 0.0058846 | 237.3309 | 268.0056 | 282.1465 | 288.6294 | 300.58 | 294.7912 | 305.6563 | 274.6488 | 271.1841 | 273.3224 | 277.6837 | 291.6522 | 283.8077 | 315.7638 | 309.4304 | 315.9463 | 284.1133 | 277.3975 | 289.4172 | 290.4383
QLD | Q6 | Fitzroy | Wind | 0 | 0.0026444 | 0.0027461 | 1553.9507 | 2970.6655 | 3645.9412 | 3673.9075 | 3707.0787 | 3628.2373 | 3491.7491 | 4640.4453 | 4700.3255 | 4452.7509 | 4896.0233 | 10367.1034 | 10171.2241 | 9854.845 | 9136.2184 | 9236.9194 | 8827.2375 | 8990.0825 | 8415.8612 | 9107.2952 | 11612.256 | 11270.5583 | 11427.81 | 10555.7542
QLD | Q7 | Wide Bay | Wind | 0 | 0.00047446 | 0.00048524 | 0.00052836 | 0.00060197 | 510.183 | 495.4655 | 485.9387 | 427.1077 | 466.968 | 440.6325 | 435.9012 | 422.4203 | 439.1501 | 478.8842 | 475.3859 | 457.0787 | 384.1507 | 430.7231 | 417.6902 | 413.0226 | 398.4274 | 413.3792 | 1173.7324 | 2609.1604 | 2653.6224 | 2331.2731
QLD | Q8 | Darling Downs | Wind | 2604.8028 | 4658.9059 | 4821.7173 | 4830.9634 | 7652.7303 | 9737.054 | 9591.2629 | 14054.8652 | 13611.4156 | 17774.2057 | 18904.3314 | 18262.2969 | 17990.2396 | 19011.9327 | 18829.135 | 18424.1264 | 18468.7603 | 17282.5301 | 17985.5922 | 20214.5919 | 19691.5334 | 18063.6836 | 18881.271 | 24321.3384 | 23577.3293 | 25949.3032 | 24032.3946
QLD | Q9 | Banana | Wind | 0 | 0.00040104 | 0.00042503 | 0.00048742 | 0.00080598 | 549.7567 | 521.5899 | 537.4688 | 505.614 | 511.4452 | 478.465 | 478.8628 | 479.8502 | 508.6546 | 510.7542 | 497.366 | 512.8045 | 799.4541 | 1899.6954 | 1831.4007 | 1816.0516 | 1831.1183 | 1948.1222 | 4581.1029 | 4389.4551 | 4584.7468 | 4204.8963
NSW | N1 | North West NSW | Wind | 0 | 0 | 0 | 0 | 0 | 0 | 0 | 0 | 0 | 0 | 0 | 0 | 0 | 0 | 0 | 0 | 0 | 0 | 0 | 0 | 0 | 0 | 0 | 0 | 0 | 0 | 0
NSW | N2 | New England | Wind | 1499.1719 | 1259.5619 | 1306.2364 | 1375.1528 | 10623.3628 | 14023.6974 | 12894.7969 | 12977.9195 | 12247.4048 | 12913.7365 | 12429.0252 | 12492.4942 | 17627.1387 | 19010.3815 | 22175.213 | 19969.9672 | 19872.2798 | 17344.3898 | 19368.1507 | 19094.045 | 19127.5723 | 19471.305 | 19772.696 | 21370.1064 | 18825.218 | 18236.264 | 15785.7194
NSW | N3 | Central-West Orana | Wind | 382.8678 | 6902.9889 | 6651.2554 | 9494.3226 | 11171.4791 | 11242.6664 | 11886.3761 | 12395.2157 | 12011.7738 | 13839.1413 | 15538.2565 | 15122.2674 | 15793.8231 | 16135.1726 | 16313.9966 | 16095.7043 | 15564.7541 | 15236.3946 | 15629.4349 | 18389.0504 | 19133.3508 | 19948.1372 | 20546.0483 | 23958.8139 | 27067.6848 | 27993.6084 | 26680.7233
NSW | N4 | Broken Hill | Wind | 632.6743 | 554.7286 | 583.8715 | 632.9996 | 640.0179 | 624.9408 | 639.1 | 757.3726 | 763.3699 | 796.9411 | 769.0939 | 752.6764 | 790.7448 | 789.0415 | 749.5094 | 754.7597 | 744.2434 | 736.6961 | 702.3751 | 706.6254 | 579.5643 | 628.4744 | 641.6206 | 697.1382 | 686.9273 | 672.1911 | 712.9471
NSW | N5 | South West NSW | Wind | 0 | 9.1592e-05 | 0.00068373 | 0.00069734 | 0.00070476 | 0.00068663 | 0.00095395 | 0.0013341 | 0.0013891 | 0.0013706 | 0.0017203 | 0.0015282 | 0.0015809 | 0.0016176 | 0.0014897 | 0.0015521 | 0.0014452 | 0.0024218 | 0.0022834 | 186.6404 | 172.1609 | 188.6727 | 452.0164 | 433.1056 | 422.6036 | 390.205 | 398.8495
NSW | N6 | Wagga Wagga | Wind | 0 | 0.00032211 | 0.00030427 | 0.00034156 | 0.0004281 | 0.00049181 | 0.00077788 | 0.00098283 | 0.00099901 | 0.00094049 | 0.0010321 | 0.00090261 | 0.00089786 | 0.00096051 | 0.00086559 | 0.00095526 | 0.00091583 | 0.0013543 | 0.0012448 | 0.0023334 | 0.0020189 | 0.0020649 | 0.002663 | 0.0024529 | 0.0066169 | 0.0065693 | 677.7213
NSW | N7 | Tumut | Wind | 0 | 0 | 0 | 0 | 0 | 0 | 0 | 0 | 0 | 0 | 0 | 0 | 0 | 0 | 0 | 0 | 0 | 0 | 0 | 0 | 0 | 0 | 0 | 0 | 0 | 0 | 0
NSW | N8 | Cooma-Monaro | Wind | 327.4184 | 1236.0968 | 1368.2696 | 1409.6459 | 1399.5392 | 1363.6676 | 1372.4691 | 1456.3764 | 1480.912 | 1347.4924 | 1368.8839 | 1387.5157 | 1420.364 | 1388.3226 | 1353.1351 | 1369.662 | 1448.1191 | 2627.4527 | 2504.6577 | 2797.5653 | 2762.8272 | 2871.897 | 2772.1362 | 2754.0903 | 2765.2377 | 2845.7769 | 2773.5202
VIC | V1 | Ovens Murray | Wind | 0 | 0 | 0 | 0 | 0 | 0 | 0 | 0 | 0 | 0 | 0 | 0 | 0 | 0 | 0 | 0 | 0 | 0 | 0 | 0 | 0 | 0 | 0 | 0 | 0 | 0 | 0
VIC | V2 | Murray River | Wind | 0 | 0 | 0 | 0 | 0 | 0 | 0 | 0 | 0 | 0 | 0 | 0 | 0 | 0 | 0 | 0 | 0 | 0 | 0 | 0 | 0 | 0 | 0 | 0 | 0 | 0 | 0
VIC | V3 | Western Victoria | Wind | 3823.2626 | 3668.7315 | 3697.6406 | 3761.8402 | 5218.0576 | 4951.7842 | 5178.7633 | 5132.7182 | 5557.5254 | 5135.1535 | 5230.6157 | 4715.8949 | 4795.5499 | 4778.0968 | 4307.5645 | 4485.1102 | 4156.5029 | 4161.3579 | 3675.7301 | 3936.5785 | 3986.4696 | 3498.7584 | 3903.4693 | 4083.8888 | 4103.6113 | 3754.16 | 3825.628
VIC | V4 | South West Victoria | Wind | 5852.5581 | 6985.8015 | 7320.0245 | 9037.8777 | 9187.8629 | 8347.2235 | 9061.0805 | 8660.1464 | 9780.4987 | 8684.9621 | 8802.4724 | 8757.5822 | 8964.3201 | 8968.1952 | 7599.6621 | 7316.1633 | 6595.6612 | 6402.1495 | 5908.973 | 6283.9392 | 6124.5564 | 6369.5177 | 5826.2061 | 6879.5846 | 7881.2268 | 10874.8625 | 11800.5084
VIC | V5 | Gippsland | Wind | 0 | 1670.0114 | 1669.1755 | 1666.1631 | 1663.5834 | 1604.7505 | 1658.0996 | 1599.3529 | 1829.488 | 1641.1236 | 1698.356 | 1650.2489 | 1638.5922 | 1630.6473 | 1516.76 | 1552.7825 | 1461.8122 | 1561.6507 | 1450.135 | 1567.8537 | 1516.7278 | 1541.6605 | 1587.0378 | 1503.6362 | 1572.7114 | 1477.4961 | 1642.9687
VIC | V6 | Central North VIC | Wind | 0 | 0.00070579 | 0.00066395 | 0.0017445 | 0.0017864 | 0.0024337 | 0.00242 | 889.0637 | 912.5984 | 909.6955 | 887.4787 | 805.4852 | 864.0534 | 897.5601 | 878.4994 | 830.9239 | 831.1061 | 854.5176 | 857.066 | 844.9676 | 762.5146 | 1006.3839 | 1055.8337 | 1011.4532 | 979.425 | 1843.2608 | 1906.2765
SA | S1 | South East SA | Wind | 732.9623 | 2043.0505 | 1982.6109 | 3186.9827 | 3149.5722 | 2912.3262 | 3071.9783 | 2805.7708 | 3300.9726 | 2982.6258 | 3377.5042 | 3058.1704 | 3227.8508 | 3264.3028 | 2964.3448 | 2765.687 | 2547.5378 | 2856.4607 | 2470.0292 | 3394.769 | 3148.588 | 3409.5059 | 3485.0987 | 3164.5845 | 3275.551 | 2966.5082 | 3564.7948
SA | S2 | Riverland | Wind | 0 | 0.00040227 | 0.00037744 | 0.00057618 | 0.00055186 | 0.00052404 | 0.00066672 | 0.00085878 | 0.00090089 | 0.00093516 | 0.0012063 | 0.0010662 | 0.0011761 | 0.0011274 | 0.0010519 | 0.0011622 | 0.0010644 | 0.0010839 | 0.00095768 | 0.0014959 | 0.0013484 | 0.0015887 | 0.0015533 | 0.0014718 | 0.001911 | 0.0020357 | 0.0021611
SA | S3 | Mid-North SA | Wind | 4100.7662 | 4021.5578 | 3832.1931 | 4441.0709 | 4410.1038 | 6599.1693 | 6772.2932 | 6518.2776 | 6843.0176 | 6585.0062 | 6497.9527 | 5793.257 | 6420.7674 | 5853.2598 | 6435.435 | 6464.5199 | 5566.6324 | 5727.6213 | 5351.6891 | 5830.4916 | 4756.5273 | 5379.6074 | 5014.1152 | 4844.1978 | 6076.8727 | 6834.396 | 7947.3611
SA | S4 | Yorke Peninsula | Wind | 242.0549 | 223.9185 | 217.6243 | 286.1926 | 292.8712 | 279.481 | 302.9062 | 279.7001 | 317.547 | 288.7708 | 308.7577 | 271.1419 | 297.2228 | 310.4423 | 283.0677 | 299.545 | 272.4332 | 301.5771 | 262.4013 | 287.7748 | 258.8336 | 282.9832 | 296.9602 | 263.263 | 271.8411 | 245.4357 | 262.3172
SA | S5 | Northern SA | Wind | 1290.3971 | 1255.2507 | 1261.9209 | 1336.3089 | 1348.7075 | 1261.974 | 1253.7503 | 1251.2318 | 1273.9762 | 1181.0854 | 1234.5225 | 1179.3008 | 1288.6797 | 1322.8081 | 1194.9225 | 1211.3337 | 1228.2879 | 1223.1702 | 1083.4725 | 1138.1621 | 1108.0299 | 1197.4937 | 581.9101 | 462.1073 | 458.2257 | 468.0295 | 491.4784
SA | S6 | Leigh Creek | Wind | 0 | 0.00095044 | 0.00093167 | 0.001272 | 0.0012198 | 0.0035151 | 0.0037415 | 0.0035788 | 0.0032794 | 0.0035381 | 0.0033166 | 0.0031093 | 0.0032268 | 0.0031452 | 862.6673 | 856.9669 | 832.6057 | 794.0298 | 786.8082 | 763.3777 | 1058.1313 | 1136.2756 | 1097.179 | 5316.5114 | 6144.0128 | 5867.325 | 5434.0496
SA | S7 | Roxby Downs | Wind | 0 | 0 | 0 | 0 | 0 | 0 | 0 | 0 | 0 | 0 | 0 | 0 | 0 | 0 | 0 | 0 | 0 | 0 | 0 | 0 | 0 | 0 | 0 | 0 | 0 | 0 | 0
SA | S8 | Eastern Eyre Peninsula | Wind | 313.6173 | 294.2251 | 299.2929 | 342.0817 | 338.0758 | 343.2814 | 343.3497 | 607.6827 | 631.1335 | 586.2637 | 602.2266 | 542.2529 | 467.6319 | 484.8743 | 433.3464 | 449.7481 | 436.1908 | 459.1771 | 413.336 | 434.5487 | 389.8823 | 866.4756 | 897.076 | 823.0856 | 840.9016 | 782.9375 | 801.2031
SA | S9 | Western Eyre Peninsula | Wind | 0 | 0.00093302 | 0.00088682 | 0.0020905 | 0.0021252 | 0.0019415 | 0.0019552 | 0.0059237 | 0.0061602 | 0.0183 | 0.019138 | 0.0171 | 0.019081 | 0.01958 | 0.017549 | 0.017595 | 0.016801 | 231.613 | 208.0851 | 223.6105 | 200.8446 | 662.4109 | 681.2985 | 640.7783 | 636.5122 | 606.2275 | 619.7097
TAS | T1 | North East Tasmania | Wind | 500.7797 | 897.9355 | 988.129 | 929.7601 | 974.0852 | 906.2016 | 829.5596 | 813.2852 | 875.4554 | 914.9372 | 921.4694 | 972.6343 | 912.8805 | 975.3719 | 893.3673 | 831.2349 | 801.2132 | 805.4171 | 807.3659 | 845.6256 | 907.53 | 872.0035 | 938.1998 | 881.3404 | 843.5266 | 808.0149 | 851.1787
TAS | T2 | North West Tasmania | Wind | 877.2254 | 838.1612 | 891.4515 | 953.0938 | 959.9536 | 1886.9464 | 2661.8058 | 2572.8181 | 4882.106 | 4813.7207 | 4613.6477 | 4662.2879 | 4783.9224 | 4847.8276 | 4684.6805 | 4496.7285 | 4309.7497 | 4557.0245 | 4519.9485 | 4433.4831 | 4478.8068 | 4676.3692 | 4758.4721 | 4657.4603 | 4525.73 | 4329.0616 | 4712.1136
TAS | T3 | Central Highlands | Wind | 491.2283 | 2915.9399 | 3085.8356 | 3208.1546 | 4157.5808 | 3902.4044 | 5854.7153 | 5790.3412 | 6338.8297 | 6193.7729 | 5889.5267 | 6091.1766 | 6134.914 | 6412.4318 | 6060.1979 | 5874.5745 | 6030.6447 | 6490.9086 | 6348.1165 | 6144.7175 | 6357.8321 | 6244.4214 | 6540.02 | 6326.1467 | 6178.7717 | 6014.0906 | 6397.3815
Region | REZ | REZ Name | Technology | 2023-24 | 2024-25 | 2025-26 | 2026-27 | 2027-28 | 2028-29 | 2029-30 | 2030-31 | 2031-32 | 2032-33 | 2033-34 | 2034-35 | 2035-36 | 2036-37 | 2037-38 | 2038-39 | 2039-40 | 2040-41 | 2041-42 | 2042-43 | 2043-44 | 2044-45 | 2045-46 | 2046-47 | 2047-48 | 2048-49 | 2049-50
NSW | O1 | Hunter Coast | Offshore Wind | 0 | 0 | 0 | 4.1561e-05 | 4.4714e-05 | 5.282e-05 | 4.7726e-05 | 6.5325e-05 | 6.0494e-05 | 6.6738e-05 | 9.3999e-05 | 9.6328e-05 | 9.5163e-05 | 9.7946e-05 | 0.00011155 | 9.6861e-05 | 0.00014239 | 0.00013265 | 0.00013671 | 0.00023676 | 0.00023254 | 0.00023171 | 0.00023504 | 0.00029407 | 0.00024982 | 0.00034451 | 0.00031232
NSW | O2 | Illawarra Coast | Offshore Wind | 0 | 0 | 0 | 4.1151e-05 | 4.3326e-05 | 5.0135e-05 | 4.8989e-05 | 7.038e-05 | 6.7824e-05 | 6.8123e-05 | 9.9787e-05 | 9.4406e-05 | 9.2851e-05 | 9.1161e-05 | 0.00010759 | 9.8569e-05 | 0.00016013 | 0.00016184 | 0.00015332 | 0.00024154 | 0.00022729 | 0.00022349 | 0.00021572 | 0.00029416 | 0.00026464 | 0.00045919 | 0.00044217
VIC | O3 | Gippsland Coast | Offshore Wind | 0 | 0 | 0 | 5.069e-05 | 5.0033e-05 | 1532.4755 | 3126.887 | 4501.605 | 6847.759 | 7716.8887 | 10584.005 | 12600.315 | 14541.95 | 16759.752 | 18842.729 | 18941.432 | 17979.654 | 21381.67 | 19680.932 | 20582.322 | 20376.914 | 20302.219 | 20520.01 | 20371.467 | 20912.104 | 19745.357 | 22237.47
TAS | O4 | North West Tasmania Coast | Offshore Wind | 0 | 0 | 0 | 3.909e-05 | 4.493e-05 | 4.7913e-05 | 5.5456e-05 | 5.4682e-05 | 6.8142e-05 | 7.3706e-05 | 8.521e-05 | 8.6972e-05 | 8.409e-05 | 8.6997e-05 | 9.0263e-05 | 0.00010368 | 0.00011527 | 0.00016774 | 0.00015819 | 0.00016257 | 0.00015838 | 0.00015837 | 0.0001638 | 0.00016556 | 0.00016739 | 0.00016658 | 0.00018681
VIC | O5 | Portland Coast | Offshore Wind | 0 | 0 | 0 | 4.2473e-05 | 4.4408e-05 | 0.00056524 | 0.0026183 | 0.0024324 | 0.0026034 | 0.0023235 | 0.0079468 | 402.4958 | 799.8807 | 2217.9265 | 3275.6948 | 7415.326 | 10166.713 | 12755.813 | 11716.22 | 12579.621 | 12387.227 | 12396.118 | 13478.622 | 12234.788 | 13702.142 | 12355.783 | 13590.96
SA | O6 | South East SA Coast | Offshore Wind | 0 | 0 | 0 | 3.7603e-05 | 4.1757e-05 | 4.2208e-05 | 5.4616e-05 | 5.7292e-05 | 6.6086e-05 | 6.3455e-05 | 7.6346e-05 | 7.2743e-05 | 7.4561e-05 | 8.1806e-05 | 8.0767e-05 | 0.00011 | 0.00011181 | 0.00013962 | 0.00011871 | 0.00013224 | 0.00013974 | 0.00013968 | 0.00015108 | 0.00015178 | 0.00019838 | 0.00019693 | 0.00023369

## BaseCase_REZ Capacity
Capacity by REZ (MW) - BaseCase, Offshore Wind Scenario
Capacity calculated on 1 July. In early study years some wind and solar projects enter later in the financial year and are therefore reflected in the following financial year's capacity.
Note: the REZ capacity includes capacity from the existing, committed and anticipated renewables mapped to the relevant REZs
Explicitly modelled generation
Region | REZ | REZ Name | Technology | 2023-24 | 2024-25 | 2025-26 | 2026-27 | 2027-28 | 2028-29 | 2029-30 | 2030-31 | 2031-32 | 2032-33 | 2033-34 | 2034-35 | 2035-36 | 2036-37 | 2037-38 | 2038-39 | 2039-40 | 2040-41 | 2041-42 | 2042-43 | 2043-44 | 2044-45 | 2045-46 | 2046-47 | 2047-48 | 2048-49 | 2049-50
QLD | Q1 | Far North QLD | Solar | 0 | 0 | 0 | 0 | 0 | 0 | 0 | 0 | 0 | 0 | 0 | 0 | 0 | 0 | 0 | 0 | 0.00010424 | 0.00010442 | 0.00010467 | 0.00011678 | 0.00012897 | 0.00012924 | 0.00013095 | 0.00015984 | 0.00016013 | 0.00017985 | 0.00018012
QLD | Q2 | North Qld Clean Energy Hub | Solar | 83 | 83 | 83 | 83 | 83 | 83 | 83 | 83 | 83 | 83 | 83 | 83 | 83 | 83 | 33 | 33 | 33.0001 | 33.0001 | 33.0001 | 33.0001 | 33.0001 | 33.0001 | 33.0001 | 18.0002 | 18.0002 | 0.00019629 | 0.00019664
QLD | Q3 | Northern Qld | Solar | 513.997 | 513.997 | 513.9971 | 513.9971 | 513.9971 | 513.9979 | 513.9979 | 513.9979 | 513.9979 | 513.9979 | 513.9979 | 513.9979 | 513.9979 | 513.9979 | 514.0124 | 514.0124 | 682.3194 | 682.3194 | 682.3194 | 936.3235 | 808.3235 | 808.3235 | 808.3235 | 1581.1962 | 1470.7962 | 1470.7962 | 1338.1992
QLD | Q4 | Isaac | Solar | 684.9 | 684.9 | 684.9001 | 684.9001 | 684.9001 | 684.9003 | 684.9003 | 684.9004 | 684.9004 | 684.9005 | 684.9006 | 684.9006 | 684.9006 | 684.9006 | 684.9008 | 684.9011 | 684.9031 | 684.9031 | 684.9031 | 1688.8414 | 1688.8414 | 1646.3414 | 2289.8454 | 4646.2508 | 4646.2508 | 4920.209 | 4762.709
QLD | Q5 | Barcaldine | Solar | 14 | 14 | 14.0001 | 14.0001 | 14.0001 | 19.1431 | 19.1431 | 19.1431 | 19.1431 | 19.1431 | 19.1431 | 19.1431 | 19.1431 | 19.1431 | 41.7223 | 41.7223 | 73.5791 | 73.5791 | 73.5791 | 73.5791 | 60.6634 | 60.6634 | 75.8633 | 90.1304 | 90.1304 | 91.3226 | 91.3226
QLD | Q6 | Fitzroy | Solar | 401.5 | 401.5 | 401.5001 | 401.5001 | 401.5001 | 401.5003 | 401.5005 | 401.5007 | 506.5518 | 785.3682 | 1278.4683 | 1278.4683 | 1278.4683 | 1278.4683 | 2944.6807 | 3528.8958 | 5759.8555 | 7934.497 | 7934.497 | 7934.5 | 7934.5 | 7934.5 | 7934.5 | 7934.5 | 7934.5 | 7934.5 | 7934.8413
QLD | Q7 | Wide Bay | Solar | 619.03 | 619.03 | 619.03 | 619.03 | 619.03 | 619.0301 | 619.0301 | 619.0302 | 619.0303 | 619.0304 | 619.0304 | 619.0304 | 619.0304 | 619.0304 | 619.0322 | 619.0322 | 647.4869 | 722.471 | 1040.1982 | 2819.03 | 2819.03 | 2819.03 | 2819.03 | 2819.03 | 2596.53 | 2596.53 | 2604.8348
QLD | Q8 | Darling Downs | Solar | 1330.558 | 1476.558 | 1476.5581 | 1476.5581 | 1476.5581 | 1619.4239 | 1619.4239 | 2333.3851 | 2612.782 | 3094.9777 | 4200.0734 | 4914.927 | 4914.927 | 4793.927 | 5106.2116 | 5106.2118 | 7776.8256 | 7776.8256 | 7776.8256 | 8347.558 | 8322.558 | 8163.958 | 8131.854 | 7882.5 | 7482.5 | 8064.948 | 9922.827
QLD | Q9 | Banana | Solar | 0 | 0 | 0.00010287 | 0.00011596 | 0.00011716 | 0.00026017 | 28.5532 | 51.231 | 140.6089 | 140.609 | 161.0987 | 161.0988 | 161.0988 | 161.0988 | 221.5452 | 221.5452 | 1992.046 | 2164.209 | 2164.209 | 6100 | 6100 | 6100 | 6157.2866 | 6286.6035 | 6677.269 | 6964.5586 | 8205.651
NSW | N1 | North West NSW | Solar | 166 | 166.0001 | 166.0001 | 166.0001 | 166.0015 | 173.8321 | 182.4164 | 187.6306 | 187.6306 | 190.1367 | 190.1367 | 190.1367 | 190.1367 | 190.1367 | 196.4417 | 201.2107 | 229.2956 | 252.3833 | 258.1414 | 258.1414 | 267.4746 | 267.4746 | 267.4746 | 273.9125 | 273.9125 | 273.9125 | 273.9125
NSW | N2 | New England | Solar | 555 | 555 | 555 | 555 | 555.0004 | 555.0004 | 555.0007 | 893.0046 | 893.0046 | 893.0046 | 967.5199 | 967.5199 | 967.5199 | 967.5199 | 2279.4114 | 2279.4114 | 2279.4116 | 3540 | 3540 | 3573.7668 | 3553.7668 | 3553.7668 | 3553.7668 | 3553.7668 | 3553.7668 | 3553.7668 | 6083.1357
NSW | N3 | Central-West Orana | Solar | 826.979 | 906.98 | 1768.0768 | 1768.0768 | 1768.0768 | 1768.0769 | 2245.5515 | 3497.268 | 3497.268 | 3497.268 | 4150.181 | 4150.181 | 4150.181 | 4150.181 | 4150.181 | 4691.8123 | 6823.438 | 6823.438 | 6823.438 | 7654.954 | 7654.954 | 7654.954 | 7654.954 | 9200.011 | 9622.274 | 10985.789 | 10782.749
NSW | N4 | Broken Hill | Solar | 53 | 53 | 53 | 53 | 53 | 53.0002 | 53.0002 | 53.0003 | 53.0003 | 53.0003 | 53.0003 | 53.0005 | 53.0005 | 53.0005 | 78.2657 | 78.2657 | 170.0002 | 188.4368 | 188.4368 | 236.3225 | 316.6336 | 316.6336 | 316.6336 | 316.6336 | 316.6336 | 316.6336 | 316.6336
NSW | N5 | South West NSW | Solar | 1246.4 | 1500.5 | 1500.5469 | 1500.5469 | 1500.5469 | 1500.5469 | 1500.547 | 1500.547 | 1500.547 | 1561.9049 | 1561.9049 | 1561.9049 | 1561.9049 | 1561.9049 | 1969.3905 | 1819.0905 | 1828.5765 | 2164.2556 | 2261.4665 | 2261.4665 | 2261.4665 | 2261.4665 | 2261.4665 | 2261.4665 | 2261.4665 | 2261.4665 | 2096.283
NSW | N6 | Wagga Wagga | Solar | 302.672 | 682.672 | 682.6721 | 682.6721 | 682.6721 | 1251.3748 | 1710.672 | 1710.672 | 1710.672 | 1710.672 | 1710.672 | 1710.672 | 1710.672 | 1710.672 | 1710.672 | 1710.672 | 1710.6721 | 1710.6721 | 3081.8439 | 3081.8439 | 3081.8439 | 3081.8439 | 3081.8439 | 3081.8439 | 3081.8439 | 3081.8439 | 3081.8439
NSW | N7 | Tumut | Solar | 0 | 0 | 0 | 0 | 0 | 0 | 0 | 0 | 0 | 0 | 0 | 0 | 0 | 0 | 0 | 0 | 0 | 0 | 0 | 0 | 0 | 0 | 0 | 0 | 0 | 0 | 0
NSW | N8 | Cooma-Monaro | Solar | 0 | 0 | 0 | 0 | 0 | 0 | 0 | 0 | 0 | 0 | 0 | 0 | 0 | 0 | 0 | 0 | 0 | 0 | 0 | 0 | 0 | 0 | 0 | 0 | 0 | 0 | 0
VIC | V1 | Ovens Murray | Solar | 0 | 0.00015605 | 0.00015699 | 0.0001641 | 0.00016417 | 0.00016583 | 0.00018417 | 0.00042574 | 0.00042582 | 1000 | 1000 | 1000 | 1000 | 1000 | 1000 | 1000 | 1000 | 1000 | 1317.7898 | 1317.7898 | 1317.7898 | 1817.7072 | 1817.7073 | 1991.8954 | 1991.8954 | 2441.0251 | 2441.0251
VIC | V2 | Murray River | Solar | 679.093 | 679.093 | 679.093 | 679.093 | 679.093 | 679.093 | 679.093 | 679.0931 | 679.0931 | 679.0931 | 679.0931 | 679.0932 | 679.0932 | 679.0932 | 679.0932 | 679.0932 | 679.0933 | 679.0933 | 679.0935 | 679.094 | 726.5666 | 726.5666 | 699.3186 | 710.4141 | 710.4141 | 738.7946 | 685.8141
VIC | V3 | Western Victoria | Solar | 0 | 0 | 0 | 0.00036323 | 0.00036746 | 0.00036909 | 0.0003729 | 0.00061514 | 0.00061537 | 400 | 400 | 400 | 400 | 400 | 400 | 400 | 400 | 400 | 1464.5205 | 1464.5205 | 1464.5205 | 1547.8528 | 1547.8528 | 1547.8528 | 1547.8528 | 1569.8946 | 1569.8946
VIC | V4 | South West Victoria | Solar | 0 | 0 | 0 | 0 | 0 | 0 | 0 | 0 | 0 | 0 | 0 | 0 | 0 | 0 | 0 | 0 | 0 | 0 | 0 | 0 | 0 | 0 | 0 | 0 | 0 | 0 | 0
VIC | V5 | Gippsland | Solar | 0 | 0 | 0 | 0.00021014 | 0.00021022 | 0.00021051 | 0.00021224 | 0.00024311 | 0.00024335 | 0.0073511 | 0.0073524 | 456.1201 | 456.1201 | 456.1201 | 456.1201 | 456.1201 | 499.9999 | 499.9999 | 500.0003 | 500.0003 | 2397.0103 | 2474 | 2474 | 2474 | 2474 | 2474 | 2474
VIC | V6 | Central North VIC | Solar | 402.48 | 402.48 | 402.48 | 402.4802 | 402.4802 | 402.4802 | 402.4802 | 402.4804 | 402.4804 | 567.3674 | 567.3674 | 567.3674 | 567.3674 | 567.3674 | 567.3674 | 567.3675 | 670.5028 | 670.5028 | 751.3382 | 762.267 | 951.0572 | 899.277 | 899.277 | 907.1492 | 907.1492 | 907.1495 | 907.1495
SA | S1 | South East SA | Solar | 155.16 | 155.16 | 155.1601 | 155.1601 | 155.1601 | 155.1601 | 155.1601 | 155.1602 | 155.1602 | 155.1603 | 155.1603 | 155.1603 | 155.1603 | 155.1603 | 155.1604 | 155.1605 | 155.1607 | 155.1607 | 108.0029 | 108.0029 | 108.0029 | 108.0029 | 108.0029 | 108.0029 | 108.0029 | 108.0029 | 0.0029271
SA | S2 | Riverland | Solar | 25.26 | 25.2601 | 25.2602 | 25.2602 | 25.2602 | 25.2602 | 25.2602 | 25.2603 | 19.1403 | 695.1367 | 695.1367 | 695.1367 | 695.1367 | 695.1367 | 1041.224 | 1041.2241 | 1220.5786 | 2268.4654 | 3960.6703 | 3960.6703 | 4007.38 | 4007.38 | 4000 | 4000 | 4000 | 4000 | 4000
SA | S3 | Mid-North SA | Solar | 0 | 0 | 0.00011245 | 0.00011287 | 0.00011335 | 0.00011402 | 0.00011861 | 0.00019503 | 0.00019519 | 0.00026334 | 0.00026456 | 0.00046992 | 0.00047 | 0.00047024 | 0.00061095 | 0.00061249 | 0.00096421 | 0.00096579 | 0.00096633 | 0.0015474 | 0.044622 | 0.044623 | 0.044623 | 0.044623 | 0.044624 | 0.044634 | 0.04464
SA | S4 | Yorke Peninsula | Solar | 0 | 0 | 0 | 0 | 0 | 0 | 0 | 0 | 0 | 0 | 0 | 0 | 0 | 0 | 0 | 0 | 0 | 0 | 0 | 0 | 0 | 0 | 0 | 0 | 0 | 0 | 0
SA | S5 | Northern SA | Solar | 349.2 | 349.2 | 349.2001 | 349.2001 | 349.2001 | 349.2001 | 349.2001 | 349.2002 | 349.2002 | 349.2004 | 349.2004 | 349.2005 | 349.2005 | 349.2005 | 349.2008 | 349.2008 | 349.2029 | 349.2069 | 927.3675 | 927.3675 | 2573.5625 | 2303.5625 | 2303.5625 | 2303.5625 | 2224.3625 | 2224.3625 | 2224.3625
SA | S6 | Leigh Creek | Solar | 0 | 0 | 0.00013922 | 0.00014713 | 0.00014756 | 0.00016949 | 0.00018271 | 0.00038203 | 0.00038222 | 0.00044176 | 0.00044194 | 0.00075589 | 0.000756 | 0.00075628 | 188.9733 | 188.9733 | 213.2548 | 213.2548 | 213.2548 | 234.6742 | 1126.9568 | 1190.9532 | 1190.9532 | 1613.7084 | 1613.7084 | 1853.4564 | 2153.469
SA | S7 | Roxby Downs | Solar | 0 | 0.00010922 | 0.00016898 | 0.00016944 | 0.00016968 | 0.00017072 | 0.00017121 | 0.00038922 | 0.00038937 | 0.00091008 | 0.00091026 | 434.2582 | 434.2582 | 434.2582 | 575.6918 | 575.6918 | 629.9792 | 629.9792 | 629.9792 | 631.9831 | 738.3269 | 738.3283 | 738.3283 | 738.3283 | 738.3283 | 738.3283 | 738.3283
SA | S8 | Eastern Eyre Peninsula | Solar | 0 | 0 | 0 | 0 | 0 | 0 | 0 | 0.00012402 | 0.0001242 | 0.00014904 | 0.00015711 | 0.00021952 | 0.00021961 | 0.00022019 | 0.00024308 | 0.00024536 | 0.00038891 | 0.00038984 | 0.00039047 | 0.00053494 | 0.00066482 | 0.00066498 | 0.00066514 | 0.00066617 | 0.00066671 | 0.00067649 | 0.00070513
SA | S9 | Western Eyre Peninsula | Solar | 0 | 0 | 0.0001091 | 0.00011057 | 0.000111 | 0.00011173 | 0.00011566 | 0.00019873 | 0.00019896 | 0.00041833 | 0.00041856 | 0.00057556 | 0.00057564 | 0.00057603 | 0.0007507 | 0.00075277 | 0.0017904 | 16.3867 | 16.3867 | 44.0149 | 88.8534 | 88.8534 | 88.8534 | 88.8534 | 88.8534 | 88.8534 | 105.6018
TAS | T1 | North East Tasmania | Solar | 0 | 0 | 0 | 0 | 0 | 0 | 0.00010127 | 0.00013985 | 0.00014074 | 0.00036688 | 0.00036724 | 0.00036848 | 0.00036863 | 0.00036908 | 0.00036974 | 0.00037095 | 0.00037423 | 0.00037442 | 0.00037554 | 0.00037832 | 0.000382 | 0.00057001 | 0.0005707 | 0.00057195 | 0.00057254 | 0.0014148 | 0.0014152
TAS | T2 | North West Tasmania | Solar | 0 | 0 | 0 | 0 | 0 | 0 | 0 | 0 | 0 | 0.00016064 | 0.00016117 | 0.0001645 | 0.00016487 | 0.00016538 | 0.00016679 | 0.00017143 | 11.5379 | 150 | 150 | 150 | 150 | 150 | 150 | 150 | 150 | 150 | 150
TAS | T3 | Central Highlands | Solar | 0 | 0 | 0 | 0 | 0 | 0 | 0 | 0 | 0 | 0.00016975 | 0.00017071 | 0.00018931 | 0.00018956 | 0.0001902 | 0.00020209 | 0.00020379 | 0.00021137 | 0.0002118 | 0.00022211 | 0.00022684 | 0.00022844 | 0.00034861 | 0.00034943 | 0.00035467 | 0.00035546 | 0.00059438 | 0.00059493
Region | REZ | REZ Name | Technology | 2023-24 | 2024-25 | 2025-26 | 2026-27 | 2027-28 | 2028-29 | 2029-30 | 2030-31 | 2031-32 | 2032-33 | 2033-34 | 2034-35 | 2035-36 | 2036-37 | 2037-38 | 2038-39 | 2039-40 | 2040-41 | 2041-42 | 2042-43 | 2043-44 | 2044-45 | 2045-46 | 2046-47 | 2047-48 | 2048-49 | 2049-50
QLD | Q1 | Far North QLD | Wind | 337.318 | 829.4586 | 829.4586 | 829.4586 | 829.4586 | 829.4587 | 829.4587 | 885.2641 | 885.2641 | 907.3182 | 907.3185 | 907.3185 | 907.3185 | 907.3185 | 1131.1299 | 1131.1299 | 1131.1299 | 1280.5091 | 1280.5091 | 1331.8108 | 1248.4547 | 1248.4547 | 1248.4547 | 1292.8076 | 1292.8076 | 1270.2825 | 1588.6869
QLD | Q2 | North Qld Clean Energy Hub | Wind | 43.2 | 51.0593 | 51.0593 | 51.0593 | 51.0593 | 748.8514 | 748.8514 | 748.8514 | 748.8514 | 748.8514 | 775.7083 | 777.3488 | 777.3488 | 777.3489 | 795.3127 | 795.3127 | 795.3127 | 795.3127 | 795.3127 | 801.9115 | 1249.9883 | 1249.9883 | 1206.7883 | 1209.0082 | 1209.0082 | 1209.0083 | 1209.0083
QLD | Q3 | Northern Qld | Wind | 0 | 0 | 0 | 0 | 0 | 0 | 0 | 0 | 0 | 0 | 0 | 0 | 0 | 0 | 0 | 0 | 0 | 0 | 0 | 0 | 0 | 0 | 0 | 0 | 0 | 0 | 0
QLD | Q4 | Isaac | Wind | 0 | 0.00028984 | 0.00028999 | 0.00030184 | 0.00075439 | 1000.0003 | 1000.0003 | 1000.0007 | 1000.0007 | 1000.0007 | 1000.0007 | 1000.0007 | 1000.0007 | 1000.0007 | 1000.0007 | 1000.0007 | 1000.0007 | 1000.0007 | 1000.0007 | 1000.0007 | 1000.0007 | 1000.0007 | 1000.0007 | 1086.289 | 1086.289 | 1577.9619 | 1577.9619
QLD | Q5 | Barcaldine | Wind | 0 | 0.00027426 | 0.00027493 | 0.00051826 | 0.0015168 | 0.0023847 | 0.0023863 | 90.0115 | 100.1042 | 102.4146 | 114.5499 | 114.5499 | 114.5499 | 114.5499 | 114.5499 | 114.5499 | 114.5499 | 116.1776 | 116.1776 | 121.1121 | 130.7354 | 130.7354 | 130.7354 | 130.7357 | 130.7357 | 130.7357 | 130.7357
QLD | Q6 | Fitzroy | Wind | 0 | 0.00095347 | 0.00095394 | 517.1734 | 900.0002 | 1136.7282 | 1136.7282 | 1153.5358 | 1153.5358 | 1153.5358 | 1664.1315 | 1664.1315 | 1664.1315 | 1664.1315 | 3500 | 3500 | 3500 | 3500 | 3500 | 3500 | 3500 | 3500 | 3500 | 4197.3655 | 4197.3655 | 4197.3655 | 4197.3655
QLD | Q7 | Wide Bay | Wind | 0 | 0.00022693 | 0.00022723 | 0.00024735 | 0.00027475 | 181.472 | 181.472 | 181.472 | 181.472 | 181.472 | 181.472 | 181.472 | 181.472 | 181.472 | 181.4721 | 181.4721 | 181.4721 | 181.4721 | 181.4721 | 181.4721 | 181.4721 | 181.4721 | 181.4721 | 486.1787 | 1100.0001 | 1100.0001 | 1100.0001
QLD | Q8 | Darling Downs | Wind | 753 | 1564.0655 | 1564.0655 | 1564.0656 | 2325.9982 | 3083.2159 | 3108.276 | 4677.262 | 4677.262 | 6043.6121 | 6525.9976 | 6525.9976 | 6525.9976 | 6525.9976 | 6525.9976 | 6525.9976 | 6525.9976 | 6525.9976 | 6525.9976 | 7328.1136 | 7328.1136 | 6875.1136 | 6875.1136 | 9049.792 | 9049.792 | 9381.044 | 9381.044
QLD | Q9 | Banana | Wind | 0 | 0.00011508 | 0.00011516 | 0.00013948 | 0.00034769 | 200.7675 | 200.7675 | 200.7676 | 200.7676 | 200.7677 | 200.7678 | 200.7678 | 200.7678 | 200.7678 | 200.768 | 200.768 | 200.768 | 332.3462 | 776.1316 | 776.1317 | 776.1371 | 776.1371 | 776.1371 | 1931.2957 | 1931.2957 | 1931.2957 | 1931.2957
NSW | N1 | North West NSW | Wind | 0 | 0 | 0 | 0 | 0 | 0 | 0 | 0 | 0 | 0 | 0 | 0 | 0 | 0 | 0 | 0 | 0 | 0 | 0 | 0 | 0 | 0 | 0 | 0 | 0 | 0 | 0
NSW | N2 | New England | Wind | 442.48 | 442.4847 | 454.3113 | 454.3113 | 3351.9911 | 4031.3208 | 4037.0368 | 4134.0144 | 4134.0144 | 4134.0144 | 4224.7333 | 4319.7068 | 6001.8904 | 6484.6065 | 7027.8867 | 6855.4067 | 6855.4067 | 6855.4067 | 6942.6606 | 7404.9653 | 7400 | 7400 | 7400 | 7400 | 7400 | 7400 | 7400
NSW | N3 | Central-West Orana | Wind | 113.19 | 2261.1059 | 2261.1059 | 3113.19 | 3585.8968 | 3585.8968 | 3847.0726 | 4211.2183 | 4211.2183 | 4769.0914 | 5401.3087 | 5401.3087 | 5401.3087 | 5401.3087 | 5401.3087 | 5401.3087 | 5572.3462 | 5697.8057 | 5697.8057 | 6971.9507 | 7526.1983 | 7526.1983 | 7526.1983 | 8517.4463 | 9920.883 | 10670.581 | 10557.391
NSW | N4 | Broken Hill | Wind | 198.94 | 198.94 | 198.94 | 198.9403 | 198.9403 | 198.9404 | 198.9408 | 240.561 | 240.561 | 263.5331 | 263.5332 | 263.5332 | 263.5332 | 263.5332 | 263.5332 | 263.5332 | 263.5332 | 266.8064 | 266.8064 | 281.1423 | 268.6973 | 268.6975 | 278.1532 | 303.7102 | 303.7102 | 303.7103 | 303.7103
NSW | N5 | South West NSW | Wind | 0 | 0 | 0.00030746 | 0.00031669 | 0.0003192 | 0.00032364 | 0.00042254 | 0.00060378 | 0.00060542 | 0.00063283 | 0.00076835 | 0.000769 | 0.00076973 | 0.00077185 | 0.0007745 | 0.00077761 | 0.00077932 | 0.0012726 | 0.0012747 | 78.3956 | 78.3956 | 78.3956 | 185.3106 | 185.3106 | 185.3107 | 185.3107 | 185.3107
NSW | N6 | Wagga Wagga | Wind | 0 | 0 | 0 | 0 | 0.00020971 | 0.0002535 | 0.00037071 | 0.00047514 | 0.0004774 | 0.00048154 | 0.00049567 | 0.00049588 | 0.00049653 | 0.00049816 | 0.00050237 | 0.00052779 | 0.00053347 | 0.00078226 | 0.00078327 | 0.0013101 | 0.0013103 | 0.0013106 | 0.0015383 | 0.0015445 | 0.0039361 | 0.0039403 | 300.001
NSW | N7 | Tumut | Wind | 0 | 0 | 0 | 0 | 0 | 0 | 0 | 0 | 0 | 0 | 0 | 0 | 0 | 0 | 0 | 0 | 0 | 0 | 0 | 0 | 0 | 0 | 0 | 0 | 0 | 0 | 0
NSW | N8 | Cooma-Monaro | Wind | 113 | 372.2671 | 412.0178 | 412.0178 | 412.0178 | 412.0179 | 413 | 413.0001 | 413.0001 | 413.0001 | 415.0628 | 415.0628 | 415.0628 | 415.0628 | 415.0628 | 415.0629 | 416.2761 | 772.4725 | 772.4725 | 828 | 828 | 828 | 828 | 828 | 828 | 828 | 828
VIC | V1 | Ovens Murray | Wind | 0 | 0 | 0 | 0 | 0 | 0 | 0 | 0 | 0 | 0 | 0 | 0 | 0 | 0 | 0 | 0 | 0 | 0 | 0 | 0 | 0 | 0 | 0 | 0 | 0 | 0 | 0
VIC | V2 | Murray River | Wind | 0 | 0 | 0 | 0 | 0 | 0 | 0 | 0 | 0 | 0 | 0 | 0 | 0 | 0 | 0 | 0 | 0 | 0 | 0 | 0 | 0 | 0 | 0 | 0 | 0 | 0 | 0
VIC | V3 | Western Victoria | Wind | 1934.5 | 1934.5 | 1934.5 | 1934.5 | 1934.5002 | 1934.5009 | 1957.2274 | 2030.3956 | 2030.3956 | 2044.7519 | 2073.0572 | 1881.0572 | 1881.0572 | 1881.0572 | 1881.0574 | 1881.0574 | 1881.0574 | 1881.0574 | 1881.0574 | 1850.0075 | 1908.7675 | 1617.7535 | 1807.5806 | 1915.7518 | 1675.7518 | 1748.4616 | 1703.7544
VIC | V4 | South West Victoria | Wind | 2023.21 | 2405.0387 | 2405.0387 | 2832.1881 | 2832.1881 | 2832.1881 | 2888.3595 | 2888.3595 | 2888.3595 | 2888.3595 | 2888.3595 | 2888.3595 | 2888.3595 | 2888.3595 | 2821.1595 | 2401.1595 | 2401.1595 | 2278.9095 | 2278.9095 | 2259.4095 | 2147.9711 | 2147.9711 | 1819.7141 | 2464.7327 | 2470.5598 | 3780.6 | 3780.6
VIC | V5 | Gippsland | Wind | 0 | 500.0002 | 500.0002 | 500.0006 | 500.0006 | 500.0006 | 500.0006 | 500.0006 | 500.0006 | 500.0006 | 500.0006 | 500.0006 | 500.0006 | 500.0006 | 500.0006 | 500.0006 | 500.0006 | 500.0006 | 500.0006 | 500.0006 | 500.0006 | 500.0007 | 500.0007 | 500.0013 | 500.0019 | 500.0019 | 500.0019
VIC | V6 | Central North VIC | Wind | 0 | 0.00029999 | 0.00030003 | 0.00069313 | 0.00070016 | 0.00097727 | 0.00098427 | 327.8166 | 327.8166 | 327.8166 | 327.8166 | 327.8166 | 327.8166 | 327.8166 | 327.8166 | 327.8166 | 327.8166 | 327.8166 | 327.8166 | 327.8166 | 327.8166 | 400.0009 | 400.0009 | 400.0017 | 400.0017 | 804.5354 | 804.5354
SA | S1 | South East SA | Wind | 324.5 | 761.3536 | 761.3536 | 1082.7163 | 1082.7164 | 1082.7164 | 1124.5008 | 1096.1405 | 1096.1405 | 1096.1405 | 1187.0892 | 1187.0892 | 1106.5892 | 1106.5892 | 1106.5892 | 947.5893 | 947.5893 | 908.5893 | 908.5893 | 1185.1139 | 1208.7133 | 1208.7133 | 1208.7133 | 1208.7133 | 1208.7134 | 1208.7134 | 1318.8231
SA | S2 | Riverland | Wind | 0 | 0.00011081 | 0.00011085 | 0.00027184 | 0.00027435 | 0.00028166 | 0.00033528 | 0.00044704 | 0.00044845 | 0.00050005 | 0.00060548 | 0.00060666 | 0.00060917 | 0.00061143 | 0.00061865 | 0.00063798 | 0.00064106 | 0.00064566 | 0.00064785 | 0.0009114 | 0.00091521 | 0.00097473 | 0.00098062 | 0.0010017 | 0.0012098 | 0.0013609 | 0.0013639
SA | S3 | Mid-North SA | Wind | 1343.1 | 1343.1007 | 1343.1007 | 1396.2766 | 1396.2766 | 2165.1308 | 2242.116 | 2242.1165 | 2242.1165 | 2246.7755 | 2148.0756 | 2148.0756 | 2076.6756 | 1891.8756 | 2188.2016 | 2188.2016 | 1918.0355 | 1918.0355 | 1918.0355 | 2009.9144 | 1796.0144 | 1796.0145 | 1665.2145 | 1665.2146 | 2126.9922 | 2588.401 | 2912.3908
SA | S4 | Yorke Peninsula | Wind | 90.75 | 90.751 | 90.751 | 104.8178 | 104.8182 | 104.8182 | 105.6504 | 108.0356 | 108.0356 | 108.0357 | 108.0357 | 108.0357 | 108.0357 | 108.0357 | 108.0357 | 108.0357 | 108.0357 | 108.0357 | 108.0357 | 108.0357 | 108.0357 | 108.0378 | 108.0378 | 108.0378 | 108.0378 | 108.0378 | 108.0399
SA | S5 | Northern SA | Wind | 422.4 | 422.4 | 422.4 | 422.4 | 422.4 | 422.4 | 422.4 | 422.4 | 422.4 | 422.4 | 422.4 | 422.4 | 422.4 | 422.4 | 422.4 | 422.4 | 422.4 | 422.4 | 422.4 | 422.4 | 422.4 | 422.4 | 210 | 210 | 210 | 210 | 210
SA | S6 | Leigh Creek | Wind | 0 | 0.00034668 | 0.00034683 | 0.00042964 | 0.00043888 | 0.0011761 | 0.0012568 | 0.0012706 | 0.0012709 | 0.0012886 | 0.0012891 | 0.0012903 | 0.0012908 | 0.0012931 | 280.9122 | 280.9122 | 280.9122 | 280.9122 | 280.9122 | 280.9122 | 393.4398 | 393.4398 | 393.4398 | 1849.1097 | 2139.1926 | 2139.1926 | 2139.1926
SA | S7 | Roxby Downs | Wind | 0 | 0 | 0 | 0 | 0 | 0 | 0 | 0 | 0 | 0 | 0 | 0 | 0 | 0 | 0 | 0 | 0 | 0 | 0 | 0 | 0 | 0 | 0 | 0 | 0 | 0 | 0
SA | S8 | Eastern Eyre Peninsula | Wind | 136 | 136.0004 | 136.0004 | 136.0011 | 136.0011 | 136.0011 | 136.0012 | 225.8504 | 225.8504 | 225.8598 | 225.8598 | 225.8598 | 155.8678 | 155.8678 | 155.8678 | 155.8678 | 155.8678 | 155.8678 | 155.8678 | 155.8678 | 155.8679 | 317.4206 | 317.4206 | 317.4206 | 317.4206 | 317.4206 | 317.4206
SA | S9 | Western Eyre Peninsula | Wind | 0 | 0.00034455 | 0.00034465 | 0.00069723 | 0.0007161 | 0.00072391 | 0.00072863 | 0.0022478 | 0.0022488 | 0.0070771 | 0.0071186 | 0.0071202 | 0.0071832 | 0.0071849 | 0.0071897 | 0.007191 | 0.0071926 | 82.1739 | 82.1739 | 82.1739 | 82.1739 | 242.3148 | 242.3148 | 242.3149 | 242.3149 | 242.3149 | 242.3149
TAS | T1 | North East Tasmania | Wind | 168 | 267.824 | 267.824 | 267.824 | 267.824 | 267.824 | 267.824 | 267.824 | 267.824 | 282.6504 | 282.6504 | 282.6504 | 282.6504 | 282.6504 | 282.6504 | 282.6504 | 282.6504 | 282.6504 | 282.6504 | 282.6504 | 282.6504 | 282.6504 | 282.6504 | 282.6504 | 282.6504 | 282.6504 | 282.6504
TAS | T2 | North West Tasmania | Wind | 251.6 | 251.6011 | 251.6011 | 251.6011 | 251.6032 | 489.9498 | 700.1038 | 700.1049 | 1149.0085 | 1149.0085 | 1149.0085 | 1149.0085 | 1149.0085 | 1149.0085 | 1149.0085 | 1149.0085 | 1149.0085 | 1149.0085 | 1149.0085 | 1149.0085 | 1149.0085 | 1149.0085 | 1149.0085 | 1149.0085 | 1149.0085 | 1149.0085 | 1149.0085
TAS | T3 | Central Highlands | Wind | 144 | 665.3718 | 665.3718 | 687.0788 | 846.9359 | 846.9362 | 1309.1155 | 1318.8733 | 1340.8759 | 1341.7473 | 1341.7473 | 1341.7473 | 1341.7473 | 1341.7473 | 1341.7473 | 1341.7473 | 1445.577 | 1517.9329 | 1517.9329 | 1517.9329 | 1517.9329 | 1373.9329 | 1373.9329 | 1373.9329 | 1373.9329 | 1373.9329 | 1373.9329
Region | REZ | REZ Name | Technology | 2023-24 | 2024-25 | 2025-26 | 2026-27 | 2027-28 | 2028-29 | 2029-30 | 2030-31 | 2031-32 | 2032-33 | 2033-34 | 2034-35 | 2035-36 | 2036-37 | 2037-38 | 2038-39 | 2039-40 | 2040-41 | 2041-42 | 2042-43 | 2043-44 | 2044-45 | 2045-46 | 2046-47 | 2047-48 | 2048-49 | 2049-50
NSW | O1 | Hunter Coast | Offshore Wind | 0 | 0 | 0 | 0 | 0 | 0 | 0 | 0 | 0 | 0 | 0 | 0 | 0 | 0 | 0 | 0 | 0 | 0 | 0 | 0 | 0 | 0 | 0.00010084 | 0.00011899 | 0.00011915 | 0.00014562 | 0.00014576
NSW | O2 | Illawarra Coast | Offshore Wind | 0 | 0 | 0 | 0 | 0 | 0 | 0 | 0 | 0 | 0 | 0 | 0 | 0 | 0 | 0 | 0 | 0 | 0 | 0 | 0 | 0 | 0 | 0 | 0.00012008 | 0.00012042 | 0.00018411 | 0.00018501
VIC | O3 | Gippsland Coast | Offshore Wind | 0 | 0 | 0 | 0 | 0 | 399.9998 | 799.9993 | 1199.9993 | 1599.9993 | 1999.9993 | 2666.6643 | 3220.5269 | 3771.545 | 4396.4897 | 5024.3794 | 5024.3794 | 5024.3794 | 5439.973 | 5439.973 | 5439.973 | 5439.973 | 5439.973 | 5439.973 | 5439.973 | 5439.973 | 5439.973 | 5439.973
TAS | O4 | North West Tasmania Coast | Offshore Wind | 0 | 0 | 0 | 0 | 0 | 0 | 0 | 0 | 0 | 0 | 0 | 0 | 0 | 0 | 0 | 0 | 0 | 0 | 0 | 0 | 0 | 0 | 0 | 0 | 0 | 0 | 0
VIC | O5 | Portland Coast | Offshore Wind | 0 | 0 | 0 | 0 | 0 | 0.0001849 | 0.00074289 | 0.00074944 | 0.00075049 | 0.00075165 | 0.0023636 | 112.8065 | 228.4552 | 603.5103 | 975.6207 | 1975.6207 | 2975.6208 | 3560.0269 | 3560.0269 | 3560.027 | 3560.0269 | 3560.027 | 3560.0269 | 3560.0269 | 3560.027 | 3560.027 | 3560.027
SA | O6 | South East SA Coast | Offshore Wind | 0 | 0 | 0 | 0 | 0 | 0 | 0 | 0 | 0 | 0 | 0 | 0 | 0 | 0 | 0 | 0 | 0 | 0 | 0 | 0 | 0 | 0 | 0 | 0 | 0 | 0 | 0

## BaseCase_VOM Cost
VOM cost by technology ($000s) - BaseCase, Offshore Wind Scenario
VOM | Real June 2021 dollars discounted to 1 July 2021
Explicitly modelled generation
Region | Technology | 2023-24 | 2024-25 | 2025-26 | 2026-27 | 2027-28 | 2028-29 | 2029-30 | 2030-31 | 2031-32 | 2032-33 | 2033-34 | 2034-35 | 2035-36 | 2036-37 | 2037-38 | 2038-39 | 2039-40 | 2040-41 | 2041-42 | 2042-43 | 2043-44 | 2044-45 | 2045-46 | 2046-47 | 2047-48 | 2048-49 | 2049-50
NEM | Black Coal | 331374.3788 | 274458.1275 | 254228.6609 | 223658.0255 | 168375.0695 | 133328.9963 | 114442.7498 | 80497.6565 | 73400.3845 | 62199.2115 | 38277.159 | 35927.9895 | 29534.1463 | 27349.0721 | 27280.292 | 24365.1775 | 6743.6072 | 2556.9762 | 2397.1225 | 0 | 0 | 0 | 0 | 0 | 0 | 0 | 0
NEM | Brown Coal | 106843.7025 | 88673.4195 | 78591.352 | 58184.856 | 56268.3735 | 44477.8035 | 26979.001 | 16554.753 | 12354.215 | 0 | 0 | 0 | 0 | 0 | 0 | 0 | 0 | 0 | 0 | 0 | 0 | 0 | 0 | 0 | 0 | 0 | 0
NEM | CCGT | 14288.2292 | 10329.8684 | 18995.8889 | 22544.1337 | 22647.7503 | 24473.0495 | 27207.7234 | 29768.1293 | 24904.5715 | 23273.1256 | 30703.1367 | 32581.9923 | 23500.881 | 19434.7313 | 14790.9733 | 14712.1286 | 12956.232 | 10596.3138 | 8484.3557 | 9106.5213 | 7016.1001 | 5441.8921 | 2792.5739 | 1940.3728 | 1817.324 | 1699.414 | 1631.8696
NEM | Gas - Steam | 238.6255 | 218.536 | 650.3615 | 292.0372 | 191.7078 | 370.8607 | 284.7263 | 1570.4969 | 423.7994 | 1299.6816 | 1019.3544 | 1017.2347 | 642.5103 | 741.9376 | 750.9183 | 526.5821 | 0 | 0 | 0 | 0 | 0 | 0 | 0 | 0 | 0 | 0 | 0
NEM | OCGT / Diesel | 1877.2763 | 1532.453 | 3093.0841 | 3104.0254 | 2237.4877 | 2970.3265 | 2360.1451 | 8818.6699 | 4789.4499 | 9050.9622 | 13488.1617 | 19974.4664 | 11472.3869 | 13232.0538 | 10877.8625 | 7377.3713 | 18425.2038 | 12539.3104 | 7708.81 | 8311.3973 | 13728.8541 | 7717.1809 | 9157.946 | 9324.6701 | 4129.7981 | 5823.0399 | 4504.8928
NEM | Hydro | 115871.9742 | 98794.6131 | 95345.6288 | 87271.1124 | 70511.6364 | 79464.3893 | 79693.5518 | 73898.6532 | 71317.7957 | 66677.2895 | 70338.0357 | 65360.9414 | 56314.3548 | 48142.6738 | 53914.7409 | 45514.2977 | 39085.2136 | 34259.6218 | 32541.0766 | 35139.3104 | 33407.8513 | 29303.5674 | 26379.7374 | 32324.9669 | 29497.5788 | 26845.3692 | 24261.1254
NEM | Hydrogen Turbine | 0 | 0 | 0 | 0 | 0 | 0 | 0 | 0 | 0 | 0 | 0 | 0 | 0 | 0 | 0 | 0 | 0 | 0 | 0 | 0 | 0 | 0 | 0 | 0 | 0 | 0 | 0
NEM | Wind | 2522.4419 | 3908.6735 | 3797.2124 | 4253.8462 | 5278.5946 | 5992.0199 | 5975.4032 | 6116.9076 | 6219.5645 | 6105.6631 | 6070.0214 | 5788.225 | 5902.7554 | 5898.5912 | 6000.519 | 5697.8885 | 5353.2606 | 5218.162 | 4885.3356 | 4869.3169 | 4631.625 | 4420.7663 | 4294.9442 | 4549.3113 | 4441.8827 | 4309.0169 | 4121.5917
NEM | Solar PV | 1829.7849 | 1598.1977 | 1736.5202 | 1732.5198 | 1628.3863 | 1509.0007 | 1630.3458 | 1886.3396 | 1867.399 | 2119.0505 | 2242.4772 | 2217.6909 | 2144.9663 | 2024.7081 | 1979.0203 | 2055.2145 | 2602.9372 | 2661.2191 | 2893.548 | 3246.0452 | 3234.1982 | 3057.9742 | 2979.1045 | 2675.2245 | 2585.7954 | 2646.2416 | 2580.1029
NEM | Grid Battery | 36.659 | 34.4612 | 118.5235 | 191.0483 | 392.3387 | 713.4476 | 702.6092 | 802.4928 | 751.5681 | 1282.9567 | 1290.4996 | 1190.3954 | 1184.2931 | 1111.6134 | 964.5169 | 929.6192 | 1308.575 | 1246.7978 | 1710.5778 | 2012.5431 | 1927.3559 | 1931.7209 | 1856.9157 | 1497.652 | 1392.2362 | 1424.9825 | 1286.5962
NEM | Pumped Hydro | 3583.1731 | 5606.5771 | 5303.9855 | 8689.9123 | 10950.8219 | 16186.4921 | 17105.2619 | 22490.9709 | 21456.621 | 19368.1184 | 20032.0635 | 18464.9354 | 19597.2071 | 18498.5464 | 17242.5796 | 14445.6681 | 11958.4321 | 9200.773 | 10380.2811 | 9601.786 | 8230.3744 | 7409.9224 | 6855.1273 | 8485.9944 | 6306.7714 | 5686.3953 | 4172.2178
NEM | VPP | 19.3293 | 36.5956 | 61.6638 | 85.4107 | 108.6517 | 126.6792 | 159.7694 | 182.9643 | 200.922 | 221.62 | 249.3764 | 265.1446 | 289.4514 | 306.3645 | 302.8016 | 310.1578 | 317.7013 | 300.923 | 312.3517 | 304.5154 | 296.3656 | 298.0062 | 300.1732 | 277.6272 | 272.8387 | 268.6373 | 256.2875
Total excluding storage |  | 578485.5748 | 485191.5226 | 461922.8815 | 410006.9276 | 338590.8185 | 309613.0653 | 276541.287 | 242588.0338 | 217686.2906 | 191597.679 | 183710.2858 | 182789.0155 | 150582.9527 | 136740.2922 | 134104.2244 | 115934.1053 | 98751.1629 | 78580.0972 | 71313.4591 | 72591.4356 | 72472.7246 | 59581.0302 | 54616.5222 | 61075.8191 | 50444.2253 | 48703.0968 | 42814.6839
Region | Technology | 2023-24 | 2024-25 | 2025-26 | 2026-27 | 2027-28 | 2028-29 | 2029-30 | 2030-31 | 2031-32 | 2032-33 | 2033-34 | 2034-35 | 2035-36 | 2036-37 | 2037-38 | 2038-39 | 2039-40 | 2040-41 | 2041-42 | 2042-43 | 2043-44 | 2044-45 | 2045-46 | 2046-47 | 2047-48 | 2048-49 | 2049-50
NSW1 | Black Coal | 166054.038 | 130979.2305 | 114338.0397 | 102522.042 | 67156.5025 | 58189.641 | 46097.3 | 36078.3515 | 33505.039 | 32624.453 | 17277.8665 | 16723.3105 | 13810.9975 | 11600.608 | 12228.9495 | 11560.2095 | 0 | 0 | 0 | 0 | 0 | 0 | 0 | 0 | 0 | 0 | 0
NSW1 | Brown Coal | 0 | 0 | 0 | 0 | 0 | 0 | 0 | 0 | 0 | 0 | 0 | 0 | 0 | 0 | 0 | 0 | 0 | 0 | 0 | 0 | 0 | 0 | 0 | 0 | 0 | 0 | 0
NSW1 | CCGT | 91.8165 | 40.0305 | 1826.9999 | 3773.6665 | 4279.2895 | 3357.6265 | 5444.0055 | 5081.724 | 4213.9555 | 3463.415 | 5795.0745 | 6285.834 | 3719.2902 | 3628.0512 | 3751.0225 | 3959.3348 | 3954.589 | 3021.3928 | 2415.0942 | 2668.3172 | 0 | 0 | 0 | 0 | 0 | 0 | 0
NSW1 | Gas - Steam | 0 | 0 | 0 | 0 | 0 | 0 | 0 | 0 | 0 | 0 | 0 | 0 | 0 | 0 | 0 | 0 | 0 | 0 | 0 | 0 | 0 | 0 | 0 | 0 | 0 | 0 | 0
NSW1 | OCGT / Diesel | 65.9731 | 31.319 | 167.1011 | 182.3241 | 111.4589 | 16.5514 | 13.0484 | 332.4163 | 68.8279 | 371.7648 | 639.4966 | 2578.308 | 1059.1597 | 1810.892 | 821.9332 | 712.1658 | 3477.8926 | 2797.5251 | 1569.7667 | 1412.6374 | 3334.4078 | 1625.9254 | 2187.7177 | 1760.0563 | 1400.6719 | 1225.7212 | 1254.3343
NSW1 | Hydro | 13511.9896 | 17894.3057 | 17668.1532 | 16850.7775 | 13395.704 | 18102.2855 | 14590.3179 | 13993.8527 | 12737.4205 | 10702.3985 | 12455.0622 | 12169.8618 | 10751.83 | 8846.6343 | 11784.1946 | 9233.9641 | 7692.6528 | 7187.0659 | 6299.3276 | 6873.0098 | 6821.8194 | 5918.9426 | 4676.135 | 6801.6913 | 6345.1019 | 5971.1983 | 5542.0319
NSW1 | Hydrogen Turbine | 0 | 0 | 0 | 0 | 0 | 0 | 0 | 0 | 0 | 0 | 0 | 0 | 0 | 0 | 0 | 0 | 0 | 0 | 0 | 0 | 0 | 0 | 0 | 0 | 0 | 0 | 0
NSW1 | Wind | 524.1402 | 1153.5661 | 1111.6983 | 1292.4676 | 1990.3423 | 2057.2523 | 1901.6921 | 1865.9774 | 1759.8121 | 1773.8744 | 1745.2255 | 1648.874 | 1843.4832 | 1803.7162 | 1814.645 | 1611.6391 | 1515.521 | 1379.3891 | 1355.994 | 1377.8615 | 1319.2394 | 1292.5937 | 1251.4838 | 1301.8119 | 1242.5836 | 1169.3388 | 1047.0909
NSW1 | Solar PV | 771.8786 | 686.6807 | 811.3304 | 849.0745 | 811.4884 | 774.8349 | 883.1007 | 1089.5516 | 1030.6499 | 992.9738 | 1008.1626 | 928.6335 | 924.584 | 871.4847 | 841.5543 | 846.1091 | 1006.9296 | 990.6872 | 1054.7934 | 993.3635 | 928.0372 | 915.2744 | 874.7401 | 812.1955 | 752.8615 | 793.3202 | 787.5665
NSW1 | Grid Battery | 1.8017 | 2.0791 | 86.2335 | 160.7811 | 364.2696 | 430.1573 | 433.5895 | 440.2616 | 398.7553 | 456.2907 | 403.0561 | 364.4178 | 358.7113 | 334.6527 | 296.9074 | 279.2878 | 466.6274 | 424.8147 | 503.1784 | 448.6714 | 390.0988 | 458.734 | 405.0564 | 338.7641 | 269.5267 | 322.2902 | 299.5738
NSW1 | Pumped Hydro | 732.1829 | 1385.7789 | 1322.9587 | 3571.6223 | 5913.4361 | 13561.9338 | 14075.5422 | 18589.3159 | 17797.5224 | 16112.7713 | 17088.0168 | 15878.881 | 16686.3946 | 16060.6258 | 15558.7856 | 12553.6587 | 10173.6057 | 7577.0633 | 8827.9864 | 8102.8265 | 6891.0064 | 6159.5358 | 5797.6363 | 7609.6663 | 5514.4203 | 4924.9426 | 3482.9637
NSW1 | VPP | 5.0731 | 11.0666 | 19.3668 | 26.9751 | 34.4183 | 40.0243 | 51.0016 | 60.2168 | 66.7117 | 76.434 | 86.9022 | 93.0502 | 103.2327 | 108.127 | 107.5159 | 110.5227 | 115.6814 | 109.6608 | 114.4497 | 109.3735 | 105.3147 | 107.9447 | 107.2154 | 97.5932 | 95.2473 | 96.79 | 94.313
Total excluding storage |  | 181758.8935 | 152184.0571 | 137351.8816 | 129229.7307 | 94056.9095 | 96530.3071 | 83489.5979 | 77531.6678 | 71578.6943 | 66574.3756 | 56498.863 | 56671.1708 | 49257.6832 | 45064.7918 | 47205.5081 | 40866.8917 | 28403.4996 | 23487.599 | 22140.5906 | 21986.0607 | 19789.9238 | 16478.9507 | 15299.9846 | 18721.7786 | 15620.4131 | 14503.6013 | 12507.8741
Region | Technology | 2023-24 | 2024-25 | 2025-26 | 2026-27 | 2027-28 | 2028-29 | 2029-30 | 2030-31 | 2031-32 | 2032-33 | 2033-34 | 2034-35 | 2035-36 | 2036-37 | 2037-38 | 2038-39 | 2039-40 | 2040-41 | 2041-42 | 2042-43 | 2043-44 | 2044-45 | 2045-46 | 2046-47 | 2047-48 | 2048-49 | 2049-50
QLD1 | Black Coal | 165320.3408 | 143478.897 | 139890.6212 | 121135.9835 | 101218.567 | 75139.3553 | 68345.4498 | 44419.305 | 39895.3455 | 29574.7585 | 20999.2925 | 19204.679 | 15723.1488 | 15748.4641 | 15051.3425 | 12804.968 | 6743.6072 | 2556.9762 | 2397.1225 | 0 | 0 | 0 | 0 | 0 | 0 | 0 | 0
QLD1 | Brown Coal | 0 | 0 | 0 | 0 | 0 | 0 | 0 | 0 | 0 | 0 | 0 | 0 | 0 | 0 | 0 | 0 | 0 | 0 | 0 | 0 | 0 | 0 | 0 | 0 | 0 | 0 | 0
QLD1 | CCGT | 6925.2796 | 5486.0409 | 10148.1195 | 14483.7427 | 14561.1488 | 15858.0576 | 16873.9039 | 18284.5128 | 16477.2715 | 15024.2521 | 19706.6862 | 20540.0688 | 16121.086 | 12029.7681 | 11039.9508 | 10752.7938 | 9001.643 | 7574.921 | 6069.2615 | 6438.2041 | 7016.1001 | 5441.8921 | 2792.5739 | 1940.3728 | 1817.324 | 1699.414 | 1631.8696
QLD1 | Gas - Steam | 0 | 0 | 0 | 0 | 0 | 0 | 0 | 0 | 0 | 0 | 0 | 0 | 0 | 0 | 0 | 0 | 0 | 0 | 0 | 0 | 0 | 0 | 0 | 0 | 0 | 0 | 0
QLD1 | OCGT / Diesel | 23.5782 | 0.0018091 | 22.5349 | 152.2426 | 192.9519 | 123.7649 | 42.8143 | 2412.9283 | 2077.9957 | 2352.6822 | 6628.4878 | 6747.8983 | 5645.1738 | 6577.2132 | 2723.706 | 1524.687 | 4526.0961 | 3351.1331 | 1553.8763 | 2507.3526 | 3276.3654 | 2218.0047 | 3140.2958 | 2691.3186 | 923.4775 | 2178.5264 | 1435.9537
QLD1 | Hydro | 4790.31 | 4541.8679 | 4412.5427 | 4012.0392 | 3874.0138 | 3725.0176 | 3508.8246 | 3284.882 | 3096.2541 | 2953.5898 | 2782.5595 | 2595.0743 | 2434.4338 | 2275.6904 | 670.6281 | 622.8112 | 451.8052 | 404.7994 | 360.7893 | 0 | 0 | 0 | 0 | 0 | 0 | 0 | 0
QLD1 | Hydrogen Turbine | 0 | 0 | 0 | 0 | 0 | 0 | 0 | 0 | 0 | 0 | 0 | 0 | 0 | 0 | 0 | 0 | 0 | 0 | 0 | 0 | 0 | 0 | 0 | 0 | 0 | 0 | 0
QLD1 | Wind | 353.1266 | 651.9517 | 653.0028 | 745.1143 | 1012.2119 | 1589.1002 | 1494.9447 | 1727.1618 | 1608.1521 | 1730.8389 | 1707.8877 | 1611.4729 | 1498.6953 | 1511.5264 | 1677.0991 | 1567.6606 | 1471.9638 | 1345.8881 | 1337.1372 | 1295.9042 | 1271.6195 | 1138.4121 | 1134.9885 | 1368.1952 | 1299.151 | 1324.4625 | 1197.7866
QLD1 | Solar PV | 751.8824 | 663.0335 | 686.4914 | 657.9416 | 604.2547 | 536.2435 | 562.7236 | 626.425 | 676.8072 | 723.0125 | 862.2753 | 872.571 | 820.2654 | 765.5854 | 770.611 | 858.7142 | 1245.9172 | 1304.8116 | 1287.6122 | 1730.824 | 1618.492 | 1454.6869 | 1400.697 | 1276.8825 | 1274.7723 | 1306.3427 | 1303.059
QLD1 | Grid Battery | 4.6923 | 4.4341 | 4.2828 | 4.11 | 3.8982 | 261.0058 | 248.2073 | 305.242 | 300.8153 | 443.6061 | 548.2124 | 518.3857 | 488.3042 | 469.1448 | 387.4967 | 388.5839 | 593.4307 | 579.6555 | 719.8356 | 1117.9798 | 1020.8227 | 941.9693 | 913.0137 | 725.3659 | 718.8822 | 735.3969 | 688.7435
QLD1 | Pumped Hydro | 2850.9902 | 4220.7982 | 3981.0263 | 5118.2894 | 5037.3852 | 2624.5577 | 3029.719 | 3885.1572 | 3581.3543 | 3138.9836 | 2832.8696 | 2477.1012 | 2769.6871 | 2308.4541 | 1539.9157 | 1769.9808 | 1661.731 | 1494.661 | 1427.3033 | 1366.1538 | 1216.8153 | 1124.1013 | 924.2141 | 752.3605 | 674.3915 | 659.1554 | 594.47
QLD1 | VPP | 4.491 | 9.0308 | 15.1577 | 22.4551 | 28.766 | 34.8962 | 45.7602 | 54.3696 | 59.8792 | 66.9391 | 75.4589 | 81.9175 | 87.1986 | 93.8494 | 92.5686 | 96.7479 | 98.8624 | 98.7422 | 98.1207 | 99.1061 | 97.7616 | 94.5599 | 95.2246 | 90.7074 | 88.5691 | 85.7382 | 84.2926
Total excluding storage |  | 181024.691 | 159056.0559 | 159813.7794 | 146331.9184 | 126533.1974 | 99891.9988 | 94152.3476 | 74999.9838 | 67773.8749 | 56008.6627 | 56143.7299 | 54649.1687 | 45587.993 | 41779.6959 | 33953.3184 | 30386.9475 | 25795.0566 | 18711.5882 | 15251.0586 | 14555.5244 | 15517.9766 | 12413.6262 | 10401.0076 | 8845.2029 | 6796.5675 | 7989.0361 | 6936.1749
Region | Technology | 2023-24 | 2024-25 | 2025-26 | 2026-27 | 2027-28 | 2028-29 | 2029-30 | 2030-31 | 2031-32 | 2032-33 | 2033-34 | 2034-35 | 2035-36 | 2036-37 | 2037-38 | 2038-39 | 2039-40 | 2040-41 | 2041-42 | 2042-43 | 2043-44 | 2044-45 | 2045-46 | 2046-47 | 2047-48 | 2048-49 | 2049-50
VIC1 | Black Coal | 0 | 0 | 0 | 0 | 0 | 0 | 0 | 0 | 0 | 0 | 0 | 0 | 0 | 0 | 0 | 0 | 0 | 0 | 0 | 0 | 0 | 0 | 0 | 0 | 0 | 0 | 0
VIC1 | Brown Coal | 106843.7025 | 88673.4195 | 78591.352 | 58184.856 | 56268.3735 | 44477.8035 | 26979.001 | 16554.753 | 12354.215 | 0 | 0 | 0 | 0 | 0 | 0 | 0 | 0 | 0 | 0 | 0 | 0 | 0 | 0 | 0 | 0 | 0 | 0
VIC1 | CCGT | 0 | 0 | 0 | 0 | 0 | 0 | 0 | 0 | 0 | 0 | 0 | 0 | 0 | 0 | 0 | 0 | 0 | 0 | 0 | 0 | 0 | 0 | 0 | 0 | 0 | 0 | 0
VIC1 | Gas - Steam | 35.9228 | 36.9003 | 135.2225 | 292.0372 | 191.7078 | 370.8607 | 284.7263 | 1570.4969 | 423.7994 | 1299.6816 | 1019.3544 | 1017.2347 | 642.5103 | 741.9376 | 750.9183 | 526.5821 | 0 | 0 | 0 | 0 | 0 | 0 | 0 | 0 | 0 | 0 | 0
VIC1 | OCGT / Diesel | 222.6903 | 145.6501 | 339.7879 | 1177.4877 | 664.9186 | 1025.4338 | 593.3684 | 2833.0452 | 724.3969 | 3839.6393 | 3179.8317 | 6507.273 | 2669.2061 | 2718.1958 | 4285.0744 | 2714.748 | 6876.8128 | 4082.5959 | 3100.8998 | 2703.2485 | 4846.7814 | 3364.8312 | 3420.8257 | 4585.8244 | 1618.3162 | 2148.3786 | 1585.9955
VIC1 | Hydro | 18151.8921 | 20864.5566 | 20378.6811 | 18314.1445 | 14483.6863 | 20656.0075 | 16311.5188 | 13358.1341 | 12644.3586 | 10939.8235 | 12738.4798 | 12399.7962 | 11192.1171 | 8866.47 | 12707.4158 | 10047.3358 | 8236.7612 | 7765.0966 | 6729.6963 | 7819.8737 | 7656.6785 | 6879.2262 | 5482.2265 | 7816.3617 | 7413.7753 | 7007.6218 | 6613.0854
VIC1 | Hydrogen Turbine | 0 | 0 | 0 | 0 | 0 | 0 | 0 | 0 | 0 | 0 | 0 | 0 | 0 | 0 | 0 | 0 | 0 | 0 | 0 | 0 | 0 | 0 | 0 | 0 | 0 | 0 | 0
VIC1 | Wind | 890.5151 | 1061.6704 | 1037.4417 | 1115.4221 | 1171.2546 | 1134.4152 | 1240.8606 | 1282.1118 | 1455.7667 | 1328.5181 | 1417.0411 | 1430.2781 | 1477.1678 | 1559.4223 | 1524.7691 | 1607.7561 | 1547.5607 | 1667.0191 | 1449.8491 | 1452.902 | 1360.3369 | 1286.9115 | 1254.2271 | 1180.5877 | 1193.0385 | 1151.8327 | 1200.8962
VIC1 | Solar PV | 193.0166 | 156.407 | 149.2082 | 143.4923 | 134.3036 | 125.0368 | 117.634 | 109.8724 | 102.8079 | 272.8187 | 252.7336 | 264.0759 | 256.4388 | 242.2816 | 204.835 | 197.1232 | 193.4259 | 162.8869 | 238.9801 | 233.9395 | 307.1171 | 332.4613 | 330.9633 | 277.4979 | 272.539 | 267.632 | 231.8611
VIC1 | Grid Battery | 14.0269 | 12.3586 | 13.7248 | 12.8173 | 11.5865 | 10.5394 | 9.8494 | 40.0226 | 36.5517 | 246.7738 | 215.7903 | 195.3598 | 185.7268 | 163.3777 | 141.9208 | 131.3725 | 122.2096 | 93.2625 | 198.8632 | 195.7822 | 186.2435 | 219.2468 | 208.4675 | 182.6066 | 182.3378 | 161.6069 | 128.4152
VIC1 | Pumped Hydro | 0 | 0 | 0.00012152 | 0.00026205 | 0.00025244 | 0.00023418 | 0.00023532 | 0.0004211 | 0.00040971 | 0.00038647 | 0.00036406 | 0.00055091 | 0.00071181 | 0.0006743 | 9.6673 | 9.244 | 8.4799 | 38.4726 | 38.8203 | 46.2185 | 43.2624 | 41.7895 | 54.8537 | 46.9569 | 47.9193 | 40.6508 | 37.7626
VIC1 | VPP | 3.5542 | 7.7939 | 16.51 | 23.7591 | 31.3869 | 35.8918 | 43.9429 | 47.1008 | 50.1641 | 51.3438 | 56.6286 | 58.8559 | 65.2313 | 69.0756 | 67.3282 | 67.2837 | 66.8295 | 59.765 | 64.1407 | 61.392 | 59.0253 | 61.1214 | 62.1968 | 56.537 | 58.3072 | 55.5495 | 49.8661
Total excluding storage |  | 126355.3205 | 110958.7564 | 100661.9284 | 79264.0165 | 72957.2181 | 67835.9889 | 45580.9015 | 35795.5372 | 27792.0607 | 17978.5992 | 18879.8599 | 21872.8742 | 16488.399 | 14360.7612 | 19691.9289 | 15301.4454 | 17052.0795 | 13869.0986 | 11821.2496 | 12513.3563 | 14459.4452 | 12185.5879 | 10813.7608 | 14146.3722 | 10786.2333 | 10833.2723 | 9847.8821
Region | Technology | 2023-24 | 2024-25 | 2025-26 | 2026-27 | 2027-28 | 2028-29 | 2029-30 | 2030-31 | 2031-32 | 2032-33 | 2033-34 | 2034-35 | 2035-36 | 2036-37 | 2037-38 | 2038-39 | 2039-40 | 2040-41 | 2041-42 | 2042-43 | 2043-44 | 2044-45 | 2045-46 | 2046-47 | 2047-48 | 2048-49 | 2049-50
SA1 | Black Coal | 0 | 0 | 0 | 0 | 0 | 0 | 0 | 0 | 0 | 0 | 0 | 0 | 0 | 0 | 0 | 0 | 0 | 0 | 0 | 0 | 0 | 0 | 0 | 0 | 0 | 0 | 0
SA1 | Brown Coal | 0 | 0 | 0 | 0 | 0 | 0 | 0 | 0 | 0 | 0 | 0 | 0 | 0 | 0 | 0 | 0 | 0 | 0 | 0 | 0 | 0 | 0 | 0 | 0 | 0 | 0 | 0
SA1 | CCGT | 7271.1332 | 4803.797 | 7020.7695 | 4286.7245 | 3807.312 | 5257.3655 | 4889.814 | 6401.8925 | 4213.3445 | 4785.4585 | 5201.376 | 5756.0895 | 3660.5048 | 3776.912 | 0 | 0 | 0 | 0 | 0 | 0 | 0 | 0 | 0 | 0 | 0 | 0 | 0
SA1 | Gas - Steam | 202.7027 | 181.6357 | 515.139 | 0 | 0 | 0 | 0 | 0 | 0 | 0 | 0 | 0 | 0 | 0 | 0 | 0 | 0 | 0 | 0 | 0 | 0 | 0 | 0 | 0 | 0 | 0 | 0
SA1 | OCGT / Diesel | 1565.0342 | 1355.4814 | 2563.6595 | 1590.5615 | 1268.1576 | 1804.5757 | 1700.974 | 3215.9635 | 1896.3897 | 2394.7365 | 2963.2628 | 3986.5453 | 2036.964 | 2081.149 | 2943.7047 | 2364.9083 | 3398.9983 | 2280.326 | 1458.5733 | 1660.1234 | 2242.5857 | 494.5686 | 398.0875 | 283.6616 | 177.2922 | 253.4424 | 214.5492
SA1 | Hydro | 0 | 0 | 0 | 0 | 0 | 0 | 0 | 0 | 0 | 0 | 0 | 0 | 0 | 0 | 0 | 0 | 0 | 0 | 0 | 0 | 0 | 0 | 0 | 0 | 0 | 0 | 0
SA1 | Hydrogen Turbine | 0 | 0 | 0 | 0 | 0 | 0 | 0 | 0 | 0 | 0 | 0 | 0 | 0 | 0 | 0 | 0 | 0 | 0 | 0 | 0 | 0 | 0 | 0 | 0 | 0 | 0 | 0
SA1 | Wind | 591.1122 | 655.7924 | 604.1626 | 721.4404 | 674.5015 | 762.8191 | 744.8461 | 689.5971 | 705.5291 | 628.473 | 615.1692 | 527.7188 | 539.0376 | 490.3928 | 502.9851 | 471.9931 | 404.4084 | 408.3445 | 352.9182 | 381.5342 | 328.0856 | 367.8833 | 324.7894 | 395.833 | 427.8198 | 407.6416 | 415.6624
SA1 | Solar PV | 113.0074 | 92.0764 | 89.4902 | 82.0114 | 78.3396 | 72.8855 | 66.8875 | 60.4905 | 57.1341 | 130.2455 | 119.3057 | 152.4105 | 143.678 | 145.3564 | 162.02 | 153.268 | 156.0297 | 195.6051 | 305.0411 | 280.0518 | 373.6939 | 348.6822 | 366.1908 | 303.4299 | 279.9928 | 273.6553 | 253.013
SA1 | Grid Battery | 16.1381 | 15.5894 | 14.2823 | 13.3397 | 12.5843 | 11.7449 | 10.9629 | 16.9663 | 15.4454 | 136.2858 | 123.4405 | 112.2317 | 151.5505 | 144.4379 | 138.1916 | 130.3746 | 126.307 | 149.0648 | 288.7002 | 250.1094 | 330.1904 | 311.7704 | 330.3776 | 250.9149 | 221.4891 | 205.688 | 169.8633
SA1 | Pumped Hydro | 0 | 0 | 0.00011615 | 0.00015913 | 0.00015553 | 0.00014591 | 0.0001432 | 0.0001773 | 0.00017451 | 0.0001633 | 0.00015384 | 0.00015016 | 0.00017916 | 0.000174 | 0.00019272 | 0.00018322 | 0.00018455 | 0.00020098 | 0.00021174 | 0.00019559 | 0.00018942 | 0.00022628 | 0.00021951 | 0.00019968 | 0.00019332 | 0.00018491 | 0.00019064
SA1 | VPP | 6.1726 | 8.366 | 10.1609 | 11.43 | 12.8447 | 14.1761 | 16.6901 | 18.4175 | 20.2414 | 23.0477 | 26.1433 | 27.0714 | 29.045 | 30.7589 | 30.6016 | 31.0426 | 31.3352 | 28.8891 | 31.2279 | 30.5292 | 30.2919 | 30.1181 | 31.5881 | 28.8472 | 26.8148 | 26.6775 | 24.525
Total excluding storage |  | 9765.3004 | 7112.7382 | 10817.664 | 6705.5076 | 5853.7399 | 7923.5669 | 7430.1747 | 10403.3276 | 6908.0844 | 8098.2471 | 9048.6976 | 10562.0673 | 6560.7801 | 6669.0071 | 3777.5033 | 3151.5868 | 4117.0788 | 3062.2297 | 2436.461 | 2602.3481 | 3304.8477 | 1553.0228 | 1451.0336 | 1262.6869 | 1133.4089 | 1167.1049 | 1077.613
Region | Technology | 2023-24 | 2024-25 | 2025-26 | 2026-27 | 2027-28 | 2028-29 | 2029-30 | 2030-31 | 2031-32 | 2032-33 | 2033-34 | 2034-35 | 2035-36 | 2036-37 | 2037-38 | 2038-39 | 2039-40 | 2040-41 | 2041-42 | 2042-43 | 2043-44 | 2044-45 | 2045-46 | 2046-47 | 2047-48 | 2048-49 | 2049-50
TAS1 | Black Coal | 0 | 0 | 0 | 0 | 0 | 0 | 0 | 0 | 0 | 0 | 0 | 0 | 0 | 0 | 0 | 0 | 0 | 0 | 0 | 0 | 0 | 0 | 0 | 0 | 0 | 0 | 0
TAS1 | Brown Coal | 0 | 0 | 0 | 0 | 0 | 0 | 0 | 0 | 0 | 0 | 0 | 0 | 0 | 0 | 0 | 0 | 0 | 0 | 0 | 0 | 0 | 0 | 0 | 0 | 0 | 0 | 0
TAS1 | CCGT | 0 | 0 | 0 | 0 | 0 | 0 | 0 | 0 | 0 | 0 | 0 | 0 | 0 | 0 | 0 | 0 | 0 | 0 | 0 | 0 | 0 | 0 | 0 | 0 | 0 | 0 | 0
TAS1 | Gas - Steam | 0 | 0 | 0 | 0 | 0 | 0 | 0 | 0 | 0 | 0 | 0 | 0 | 0 | 0 | 0 | 0 | 0 | 0 | 0 | 0 | 0 | 0 | 0 | 0 | 0 | 0 | 0
TAS1 | OCGT / Diesel | 0.00054763 | 0.00068378 | 0.00068812 | 1.4096 | 0.00067964 | 0.00068468 | 9.9401 | 24.3166 | 21.8397 | 92.1394 | 77.0829 | 154.4417 | 61.8833 | 44.604 | 103.4442 | 60.8622 | 145.404 | 27.7303 | 25.6939 | 28.0354 | 28.7137 | 13.8509 | 11.0193 | 3.8091 | 10.0403 | 16.9713 | 14.06
TAS1 | Hydro | 79417.7825 | 55493.8829 | 52886.2518 | 48094.1512 | 38758.2323 | 36981.0787 | 45282.8905 | 43261.7844 | 42839.7625 | 42081.4777 | 42361.9343 | 38196.209 | 31935.9739 | 28153.8791 | 28752.5025 | 25610.1865 | 22703.9944 | 18902.6598 | 19151.2633 | 20446.427 | 18929.3533 | 16505.3985 | 16221.3759 | 17706.9139 | 15738.7016 | 13866.5492 | 12106.0081
TAS1 | Hydrogen Turbine | 0 | 0 | 0 | 0 | 0 | 0 | 0 | 0 | 0 | 0 | 0 | 0 | 0 | 0 | 0 | 0 | 0 | 0 | 0 | 0 | 0 | 0 | 0 | 0 | 0 | 0 | 0
TAS1 | Wind | 163.5479 | 385.693 | 390.907 | 379.4019 | 430.2843 | 448.4331 | 593.0596 | 552.0595 | 690.3045 | 643.9587 | 584.698 | 569.8813 | 544.3716 | 533.5335 | 481.0206 | 438.8396 | 413.8067 | 417.5212 | 389.437 | 361.1151 | 352.3435 | 334.9657 | 329.4554 | 302.8835 | 279.2897 | 255.7413 | 260.1558
TAS1 | Solar PV | 0 | 2.4668e-05 | 2.3098e-05 | 2.4867e-05 | 2.2582e-05 | 1.816e-05 | 1.8585e-05 | 2.4491e-05 | 2.1896e-05 | 5.1028e-05 | 5.193e-05 | 4.9782e-05 | 4.7252e-05 | 4.3306e-05 | 3.5425e-05 | 3.492e-05 | 0.6349 | 7.2283 | 7.1212 | 7.8665 | 6.858 | 6.8694 | 6.5133 | 5.2186 | 5.6299 | 5.2915 | 4.6033
TAS1 | Grid Battery | 0 | 0.00010963 | 0.00012169 | 0.00013102 | 0.00014866 | 0.00014327 | 0.000162 | 0.00025088 | 0.00030458 | 0.0003134 | 0.00029906 | 0.00029423 | 0.00030564 | 0.00029816 | 0.00031864 | 0.00030503 | 0.00031011 | 0.00037759 | 0.00040381 | 0.00037907 | 0.00040611 | 0.00050145 | 0.00047554 | 0.00041787 | 0.00043095 | 0.00042331 | 0.00045369
TAS1 | Pumped Hydro | 0 | 0 | 0.00019359 | 0.00019928 | 0.00022174 | 0.00024251 | 0.00031872 | 16.4971 | 77.7437 | 116.363 | 111.1765 | 108.9525 | 141.1245 | 129.4656 | 134.2108 | 112.7844 | 114.6153 | 90.5759 | 86.1709 | 86.5871 | 79.2902 | 84.4955 | 78.423 | 77.0105 | 70.0402 | 61.6463 | 57.0213
TAS1 | VPP | 0.038471 | 0.33827 | 0.46824 | 0.79137 | 1.2359 | 1.6908 | 2.3746 | 2.8596 | 3.9257 | 3.8554 | 4.2435 | 4.2496 | 4.7438 | 4.5537 | 4.7872 | 4.5609 | 4.9928 | 3.8658 | 4.4127 | 4.1146 | 3.9722 | 4.2621 | 3.9482 | 3.9424 | 3.9003 | 3.8822 | 3.2907
Total excluding storage |  | 79581.3694 | 55879.915 | 53277.6281 | 48475.7544 | 39189.7535 | 37431.2036 | 45888.2653 | 43857.5174 | 43633.5764 | 42937.7946 | 43139.1355 | 39033.7344 | 32688.0974 | 28866.0362 | 29475.9657 | 26227.2339 | 23383.4484 | 19449.5818 | 19664.0994 | 20934.146 | 19400.5313 | 16949.8427 | 16650.7357 | 18099.7784 | 16107.6025 | 14210.0822 | 12445.1397
Explicitly modelled pumping
Region | Technology | 2023-24 | 2024-25 | 2025-26 | 2026-27 | 2027-28 | 2028-29 | 2029-30 | 2030-31 | 2031-32 | 2032-33 | 2033-34 | 2034-35 | 2035-36 | 2036-37 | 2037-38 | 2038-39 | 2039-40 | 2040-41 | 2041-42 | 2042-43 | 2043-44 | 2044-45 | 2045-46 | 2046-47 | 2047-48 | 2048-49 | 2049-50
NEM | Grid Battery pump | 43.4018 | 40.97 | 41.019 | 38.4647 | 35.7736 | 32.6686 | 30.6627 | 28.2753 | 26.3372 | 25.0833 | 21.649 | 18.2748 | 17.4095 | 14.9197 | 13.2071 | 12.6414 | 11.9424 | 10.2881 | 7.4807 | 7.1098 | 3.3507 | 3.1007 | 2.9725 | 2.6046 | 2.3912 | 2.246 | 2.0811
NEM | Pumped Hydro Pump | 8458.93 | 13970.5067 | 12382.2792 | 18991.2764 | 22715.7679 | 24974.7725 | 28706.633 | 35133.8341 | 35382.9458 | 30824.815 | 32105.2257 | 28077.5273 | 30622.308 | 29113.1228 | 25903.7108 | 22610.3328 | 17881.24 | 14067.2323 | 15561.4307 | 15209.2936 | 11698.1536 | 11142.1478 | 10561.3082 | 12279.4275 | 9381.0511 | 7931.8065 | 5980.4807
NEM | VPP pump | 22.6745 | 43.1029 | 72.5858 | 100.4043 | 127.9811 | 148.8932 | 188.1077 | 215.1309 | 236.9454 | 260.3768 | 293.3377 | 312.4249 | 340.0983 | 360.3518 | 356.9293 | 365.1173 | 372.8906 | 355.0626 | 366.7758 | 358.5259 | 348.6214 | 350.3256 | 353.6975 | 326.1486 | 321.5339 | 315.4662 | 301.4128
Region | Technology | 2023-24 | 2024-25 | 2025-26 | 2026-27 | 2027-28 | 2028-29 | 2029-30 | 2030-31 | 2031-32 | 2032-33 | 2033-34 | 2034-35 | 2035-36 | 2036-37 | 2037-38 | 2038-39 | 2039-40 | 2040-41 | 2041-42 | 2042-43 | 2043-44 | 2044-45 | 2045-46 | 2046-47 | 2047-48 | 2048-49 | 2049-50
NSW1 | Grid Battery pump | 2.137 | 2.4742 | 2.7009 | 2.5902 | 2.3747 | 2.09 | 1.9579 | 1.9338 | 1.7798 | 1.7214 | 1.5824 | 1.4021 | 1.3786 | 0 | 0 | 0 | 0 | 0 | 0 | 0 | 0 | 0 | 0 | 0 | 0 | 0 | 0
NSW1 | Pumped Hydro Pump | 4395.0475 | 8004.1701 | 6882.6535 | 11964.37 | 15774.2136 | 21447.1887 | 24618.9986 | 29865.4673 | 30524.5185 | 26597.1053 | 28342.0158 | 24789.049 | 26936.6654 | 26056.3926 | 24270.0457 | 20730.3137 | 16246.7454 | 12591.9491 | 14158.2419 | 13868.6132 | 10512.6671 | 10003.9998 | 9653.8983 | 11672.558 | 8827.9845 | 7390.8363 | 5486.245
NSW1 | VPP pump | 5.9482 | 13.0268 | 22.7789 | 31.7369 | 40.5053 | 47.0788 | 60.0052 | 70.8472 | 78.7011 | 89.7149 | 102.2719 | 109.6489 | 121.2605 | 127.2145 | 126.8776 | 130.0397 | 135.7211 | 129.4081 | 134.391 | 128.5986 | 123.8889 | 126.9851 | 126.3801 | 114.6182 | 112.3348 | 113.5783 | 110.9647
Region | Technology | 2023-24 | 2024-25 | 2025-26 | 2026-27 | 2027-28 | 2028-29 | 2029-30 | 2030-31 | 2031-32 | 2032-33 | 2033-34 | 2034-35 | 2035-36 | 2036-37 | 2037-38 | 2038-39 | 2039-40 | 2040-41 | 2041-42 | 2042-43 | 2043-44 | 2044-45 | 2045-46 | 2046-47 | 2047-48 | 2048-49 | 2049-50
QLD1 | Grid Battery pump | 5.5703 | 5.2787 | 5.1123 | 4.8792 | 4.6406 | 4.2179 | 3.9417 | 3.7824 | 3.5687 | 3.4585 | 3.2428 | 2.9892 | 2.7467 | 2.6472 | 2.328 | 2.218 | 2.1822 | 2.0933 | 2.0246 | 1.9909 | 1.8616 | 1.7095 | 1.6629 | 1.486 | 1.3951 | 1.3067 | 1.2495
QLD1 | Pumped Hydro Pump | 4063.8825 | 5966.3366 | 5499.6257 | 7026.9064 | 6941.5543 | 3527.5838 | 4087.6344 | 5268.3668 | 4858.4273 | 4227.7097 | 3763.2099 | 3288.4783 | 3685.6426 | 3056.7302 | 1633.6651 | 1880.0191 | 1634.4947 | 1475.2832 | 1403.1888 | 1340.6803 | 1185.4866 | 1138.148 | 907.4099 | 606.8695 | 553.0667 | 540.9702 | 494.2357
QLD1 | VPP pump | 5.2687 | 10.625 | 17.8808 | 26.3715 | 33.8437 | 41.0565 | 53.8384 | 63.9676 | 70.638 | 78.5682 | 88.8373 | 96.4908 | 102.5586 | 110.2847 | 109.2334 | 113.6402 | 116.1833 | 116.3907 | 115.3932 | 116.6049 | 115.0016 | 111.2498 | 111.9683 | 106.8203 | 104.0783 | 100.9549 | 99.0473
Region | Technology | 2023-24 | 2024-25 | 2025-26 | 2026-27 | 2027-28 | 2028-29 | 2029-30 | 2030-31 | 2031-32 | 2032-33 | 2033-34 | 2034-35 | 2035-36 | 2036-37 | 2037-38 | 2038-39 | 2039-40 | 2040-41 | 2041-42 | 2042-43 | 2043-44 | 2044-45 | 2045-46 | 2046-47 | 2047-48 | 2048-49 | 2049-50
VIC1 | Grid Battery pump | 16.6583 | 14.7605 | 16.3347 | 15.2165 | 13.8336 | 12.5067 | 11.7616 | 10.8109 | 10.1116 | 9.4063 | 6.8874 | 5.9136 | 5.7326 | 5.1181 | 4.3592 | 4.1735 | 3.8412 | 2.9589 | 0 | 0 | 0 | 0 | 0 | 0 | 0 | 0 | 0
VIC1 | Pumped Hydro Pump | 0 | 0 | 0 | 0 | 0 | 0 | 0 | 0 | 0 | 0 | 0 | 0 | 0 | 0 | 0 | 0 | 0 | 0 | 0 | 0 | 0 | 0 | 0 | 0 | 0 | 0 | 0
VIC1 | VPP pump | 4.1698 | 9.1961 | 19.4346 | 27.9171 | 37.0201 | 42.1355 | 51.7709 | 55.3456 | 59.1726 | 60.3801 | 66.5199 | 69.4313 | 76.5458 | 81.2814 | 79.2053 | 79.4379 | 78.3547 | 70.5916 | 75.1913 | 72.4751 | 69.4563 | 71.6644 | 73.4344 | 66.2612 | 68.8561 | 65.1044 | 58.674
Region | Technology | 2023-24 | 2024-25 | 2025-26 | 2026-27 | 2027-28 | 2028-29 | 2029-30 | 2030-31 | 2031-32 | 2032-33 | 2033-34 | 2034-35 | 2035-36 | 2036-37 | 2037-38 | 2038-39 | 2039-40 | 2040-41 | 2041-42 | 2042-43 | 2043-44 | 2044-45 | 2045-46 | 2046-47 | 2047-48 | 2048-49 | 2049-50
SA1 | Grid Battery pump | 19.0362 | 18.4566 | 16.871 | 15.7788 | 14.9247 | 13.8539 | 13.0015 | 11.7482 | 10.8772 | 10.4971 | 9.9364 | 7.97 | 7.5516 | 7.1543 | 6.52 | 6.2499 | 5.919 | 5.2359 | 5.4561 | 5.1189 | 1.4891 | 1.3911 | 1.3096 | 1.1186 | 0.99613 | 0.93931 | 0.83163
SA1 | Pumped Hydro Pump | 0 | 0 | 0 | 0 | 0 | 0 | 0 | 0 | 0 | 0 | 0 | 0 | 0 | 0 | 0 | 0 | 0 | 0 | 0 | 0 | 0 | 0 | 0 | 0 | 0 | 0 | 0
SA1 | VPP pump | 7.2439 | 9.8566 | 11.9409 | 13.4479 | 15.1509 | 16.6401 | 19.6882 | 21.6173 | 23.8149 | 27.1758 | 30.7173 | 31.8333 | 34.1729 | 36.1893 | 36.0044 | 36.6329 | 36.7577 | 34.0978 | 36.6328 | 35.9825 | 35.6252 | 35.4123 | 37.2438 | 33.8357 | 31.6507 | 31.2856 | 28.8548
Region | Technology | 2023-24 | 2024-25 | 2025-26 | 2026-27 | 2027-28 | 2028-29 | 2029-30 | 2030-31 | 2031-32 | 2032-33 | 2033-34 | 2034-35 | 2035-36 | 2036-37 | 2037-38 | 2038-39 | 2039-40 | 2040-41 | 2041-42 | 2042-43 | 2043-44 | 2044-45 | 2045-46 | 2046-47 | 2047-48 | 2048-49 | 2049-50
TAS1 | Grid Battery pump | 0 | 0 | 0 | 0 | 0 | 0 | 0 | 0 | 0 | 0 | 0 | 0 | 0 | 0 | 0 | 0 | 0 | 0 | 0 | 0 | 0 | 0 | 0 | 0 | 0 | 0 | 0
TAS1 | Pumped Hydro Pump | 0 | 0 | 0 | 0 | 0 | 0 | 0 | 0 | 0 | 0 | 0 | 0 | 0 | 0 | 0 | 0 | 0 | 0 | 0 | 0 | 0 | 0 | 0 | 0 | 0 | 0 | 0
TAS1 | VPP pump | 0.043918 | 0.39847 | 0.55059 | 0.93095 | 1.4611 | 1.9823 | 2.8051 | 3.3531 | 4.6188 | 4.5378 | 4.9913 | 5.0207 | 5.5605 | 5.382 | 5.6085 | 5.3667 | 5.8738 | 4.5743 | 5.1675 | 4.8649 | 4.6494 | 5.0141 | 4.6709 | 4.6132 | 4.614 | 4.543 | 3.872

## BaseCase_FOM Cost
FOM cost by technology ($000s) - BaseCase, Offshore Wind Scenario
FOM | Real June 2021 dollars discounted to 1 July 2021. For new entrant capacity, the FOM is incurred annually in modelling. For existing capacity, FOM is considered to be a sunk cost, since the fixed retirement dates are assumed to be the same in the Base Case and the option case.
Explicitly modelled generation
Region | Technology | 2023-24 | 2024-25 | 2025-26 | 2026-27 | 2027-28 | 2028-29 | 2029-30 | 2030-31 | 2031-32 | 2032-33 | 2033-34 | 2034-35 | 2035-36 | 2036-37 | 2037-38 | 2038-39 | 2039-40 | 2040-41 | 2041-42 | 2042-43 | 2043-44 | 2044-45 | 2045-46 | 2046-47 | 2047-48 | 2048-49 | 2049-50
NEM | Black Coal | 0 | 0 | 0 | 0 | 0 | 0 | 0 | 0 | 0 | 0 | 0 | 0 | 0 | 0 | 0 | 0 | 0 | 0 | 0 | 0 | 0 | 0 | 0 | 0 | 0 | 0 | 0
NEM | Brown Coal | 0 | 0 | 0 | 0 | 0 | 0 | 0 | 0 | 0 | 0 | 0 | 0 | 0 | 0 | 0 | 0 | 0 | 0 | 0 | 0 | 0 | 0 | 0 | 0 | 0 | 0 | 0
NEM | CCGT | 0 | 0 | 0 | 0 | 0 | 0 | 0 | 0 | 0 | 0 | 0 | 0 | 0 | 0 | 0 | 0 | 0 | 0 | 0 | 0 | 0 | 0 | 0 | 0 | 0 | 0 | 0
NEM | Gas - Steam | 0 | 0 | 0 | 0 | 0 | 0 | 0 | 0 | 0 | 0 | 0 | 0 | 0 | 0 | 0 | 0 | 0 | 0 | 0 | 0 | 0 | 0 | 0 | 0 | 0 | 0 | 0
NEM | OCGT / Diesel | 0 | 0.0082945 | 0.0078621 | 0.0076732 | 0.0073302 | 761.3768 | 721.6843 | 684.0613 | 650.1281 | 614.5069 | 582.471 | 1084.4222 | 6185.6574 | 5846.7339 | 12412.0791 | 11765.0039 | 11181.395 | 10568.7459 | 10917.9435 | 10348.7617 | 13115.8876 | 18053.241 | 17112.0768 | 22242.3111 | 21138.9699 | 26014.0224 | 24657.8412
NEM | Hydro | 0 | 0 | 0 | 0 | 0 | 0 | 0 | 0 | 0 | 0 | 0 | 0 | 0 | 0 | 0 | 0 | 0 | 0 | 0 | 0 | 0 | 0 | 0 | 0 | 0 | 0 | 0
NEM | Hydrogen Turbine | 0 | 0 | 0 | 0 | 0 | 0 | 0 | 0 | 0 | 0 | 0 | 0 | 0 | 0 | 0 | 0 | 0 | 0 | 0 | 0 | 0 | 0 | 0 | 0 | 0 | 0 | 0
NEM | Wind | 0 | 118989.6036 | 113871.7956 | 150924.8712 | 227614.4888 | 338865.838 | 382309.5118 | 444712.4094 | 466529.0971 | 503350.7204 | 557032.7259 | 580653.5196 | 620346.7471 | 661030.7222 | 726005.2356 | 750477.8781 | 775732.1755 | 799055.7348 | 762320.3604 | 748418.524 | 726952.218 | 690397.4735 | 660400.0358 | 678169.212 | 662399.026 | 649849.4818 | 625784.3799
NEM | Solar PV | 0 | 0.050993 | 12528.15 | 11875.0319 | 11285.9875 | 19514.8582 | 29945.9242 | 53480.4589 | 55576.1096 | 81484.0094 | 98307.7316 | 106967.5239 | 101661.3451 | 96091.1346 | 123752.1669 | 125185.0735 | 182805.4062 | 205112.9333 | 227453.8366 | 266165.9841 | 280608.2553 | 269181.5819 | 258511.5816 | 269958.9469 | 260284.2085 | 262310.243 | 274343.0756
NEM | Grid Battery | 0 | 0.048368 | 9157.4727 | 8680.1091 | 20335.7827 | 42263.9237 | 41358.2691 | 45133.8707 | 43909.4673 | 76599.6965 | 82241.2491 | 77953.7912 | 77374.1592 | 73134.688 | 70107.8457 | 66452.9353 | 90517.8233 | 89288.5665 | 121775.6429 | 142364.5321 | 142217.6185 | 146758.6351 | 139107.731 | 133419.7985 | 126801.4436 | 137857.7725 | 130771.0364
NEM | Pumped Hydro | 0 | 0 | 6082.1665 | 5765.0954 | 5479.1169 | 7165.4608 | 6791.9098 | 7223.2024 | 9028.6829 | 11273.812 | 11843.4783 | 11226.0866 | 12357.2634 | 11680.1865 | 22584.8689 | 21407.4589 | 24114.2102 | 23945.0707 | 22696.7503 | 21897.0892 | 20848.3603 | 20159.2796 | 19629.4113 | 21797.8399 | 20716.547 | 19581.4502 | 18560.6167
NEM | VPP | 0 | 0 | 0 | 0 | 0 | 0 | 0 | 0 | 0 | 0 | 0 | 0 | 0 | 0 | 0 | 0 | 0 | 0 | 0 | 0 | 0 | 0 | 0 | 0 | 0 | 0 | 0
Total excluding storage |  | 0 | 118989.7113 | 141639.5928 | 177245.1152 | 264715.3832 | 408571.4574 | 461127.2992 | 551234.0027 | 575693.4851 | 673322.7451 | 750007.6559 | 777885.3434 | 817925.1721 | 847783.4653 | 954862.1962 | 975288.3496 | 1084351.0101 | 1127971.0512 | 1145164.5337 | 1189194.891 | 1183742.3397 | 1144550.211 | 1094760.8365 | 1125588.1084 | 1091340.195 | 1095612.9699 | 1074116.9499
Region | Technology | 2023-24 | 2024-25 | 2025-26 | 2026-27 | 2027-28 | 2028-29 | 2029-30 | 2030-31 | 2031-32 | 2032-33 | 2033-34 | 2034-35 | 2035-36 | 2036-37 | 2037-38 | 2038-39 | 2039-40 | 2040-41 | 2041-42 | 2042-43 | 2043-44 | 2044-45 | 2045-46 | 2046-47 | 2047-48 | 2048-49 | 2049-50
NSW1 | Black Coal | 0 | 0 | 0 | 0 | 0 | 0 | 0 | 0 | 0 | 0 | 0 | 0 | 0 | 0 | 0 | 0 | 0 | 0 | 0 | 0 | 0 | 0 | 0 | 0 | 0 | 0 | 0
NSW1 | Brown Coal | 0 | 0 | 0 | 0 | 0 | 0 | 0 | 0 | 0 | 0 | 0 | 0 | 0 | 0 | 0 | 0 | 0 | 0 | 0 | 0 | 0 | 0 | 0 | 0 | 0 | 0 | 0
NSW1 | CCGT | 0 | 0 | 0 | 0 | 0 | 0 | 0 | 0 | 0 | 0 | 0 | 0 | 0 | 0 | 0 | 0 | 0 | 0 | 0 | 0 | 0 | 0 | 0 | 0 | 0 | 0 | 0
NSW1 | Gas - Steam | 0 | 0 | 0 | 0 | 0 | 0 | 0 | 0 | 0 | 0 | 0 | 0 | 0 | 0 | 0 | 0 | 0 | 0 | 0 | 0 | 0 | 0 | 0 | 0 | 0 | 0 | 0
NSW1 | OCGT / Diesel | 0 | 0.0036149 | 0.0034264 | 0.0032478 | 0.0030892 | 0.0029245 | 0.0027771 | 0.0026368 | 0.0025082 | 0.0023735 | 0.0022552 | 0.0021446 | 0.0020401 | 0.0019334 | 2999.0684 | 2842.7189 | 2701.7044 | 2553.673 | 2420.5432 | 2294.3537 | 2180.5411 | 2061.0658 | 1953.6169 | 4316.898 | 4102.7561 | 3877.9586 | 3675.7901
NSW1 | Hydro | 0 | 0 | 0 | 0 | 0 | 0 | 0 | 0 | 0 | 0 | 0 | 0 | 0 | 0 | 0 | 0 | 0 | 0 | 0 | 0 | 0 | 0 | 0 | 0 | 0 | 0 | 0
NSW1 | Hydrogen Turbine | 0 | 0 | 0 | 0 | 0 | 0 | 0 | 0 | 0 | 0 | 0 | 0 | 0 | 0 | 0 | 0 | 0 | 0 | 0 | 0 | 0 | 0 | 0 | 0 | 0 | 0 | 0
NSW1 | Wind | 0 | 54364.6351 | 52615.9012 | 67162.4612 | 124704.333 | 129340.7364 | 127218.7704 | 128758.5359 | 122371.4029 | 124239.3048 | 127778.8966 | 122280.159 | 135787.0751 | 133655.8483 | 132351.393 | 125451.5585 | 120974.883 | 120079.1234 | 114553.19 | 124580.5218 | 126595.9921 | 119659.5672 | 114344.484 | 115463.9216 | 119005.2448 | 117164.7916 | 112831.8028
NSW1 | Solar PV | 0 | 0.020628 | 12528.1139 | 11874.9903 | 11285.9476 | 17809.421 | 27981.1343 | 43995.9503 | 41813.5087 | 40211.2656 | 44956.5167 | 42612.8144 | 40498.984 | 38279.9709 | 49207.8566 | 50603.8883 | 63729.3221 | 70487.4269 | 75962.1433 | 77950.7404 | 74937.9879 | 70831.9985 | 67139.3352 | 71230.8419 | 69592.6833 | 71776.3649 | 78438.6727
NSW1 | Grid Battery | 0 | 0.030449 | 9157.4529 | 8680.0529 | 20335.7259 | 26496.9562 | 26413.2748 | 25036.2881 | 23794.351 | 26226.4123 | 24859.1591 | 23563.184 | 22394.3241 | 21167.2984 | 20063.7903 | 19017.811 | 31207.9941 | 29498.0548 | 31288.2894 | 30329.6043 | 28825.0933 | 32585.7059 | 30886.9447 | 30840.8519 | 29310.9767 | 34922.5191 | 33101.9663
NSW1 | Pumped Hydro | 0 | 0 | 6082.1495 | 5765.0708 | 5479.0921 | 5178.8832 | 4908.8941 | 4652.9804 | 4422.1669 | 4179.8684 | 3961.9607 | 3755.413 | 3569.124 | 3373.5653 | 3197.6981 | 3030.9935 | 2880.6396 | 2722.8041 | 2580.8571 | 2446.3102 | 2324.9598 | 2197.5743 | 2083.0088 | 1974.4209 | 1876.4788 | 1773.6631 | 1681.1973
NSW1 | VPP | 0 | 0 | 0 | 0 | 0 | 0 | 0 | 0 | 0 | 0 | 0 | 0 | 0 | 0 | 0 | 0 | 0 | 0 | 0 | 0 | 0 | 0 | 0 | 0 | 0 | 0 | 0
Total excluding storage |  | 0 | 54364.6898 | 80383.621 | 93482.5784 | 161805.1016 | 178825.9997 | 186522.0763 | 202443.7572 | 192401.432 | 194856.8535 | 201556.5353 | 192211.5726 | 202249.5092 | 196476.6848 | 207819.8064 | 200946.9702 | 221494.5432 | 225341.0821 | 226805.0229 | 237601.5304 | 234864.5743 | 227335.9116 | 216407.3896 | 223826.9343 | 223888.1396 | 229515.2973 | 229729.4292
Region | Technology | 2023-24 | 2024-25 | 2025-26 | 2026-27 | 2027-28 | 2028-29 | 2029-30 | 2030-31 | 2031-32 | 2032-33 | 2033-34 | 2034-35 | 2035-36 | 2036-37 | 2037-38 | 2038-39 | 2039-40 | 2040-41 | 2041-42 | 2042-43 | 2043-44 | 2044-45 | 2045-46 | 2046-47 | 2047-48 | 2048-49 | 2049-50
QLD1 | Black Coal | 0 | 0 | 0 | 0 | 0 | 0 | 0 | 0 | 0 | 0 | 0 | 0 | 0 | 0 | 0 | 0 | 0 | 0 | 0 | 0 | 0 | 0 | 0 | 0 | 0 | 0 | 0
QLD1 | Brown Coal | 0 | 0 | 0 | 0 | 0 | 0 | 0 | 0 | 0 | 0 | 0 | 0 | 0 | 0 | 0 | 0 | 0 | 0 | 0 | 0 | 0 | 0 | 0 | 0 | 0 | 0 | 0
QLD1 | CCGT | 0 | 0 | 0 | 0 | 0 | 0 | 0 | 0 | 0 | 0 | 0 | 0 | 0 | 0 | 0 | 0 | 0 | 0 | 0 | 0 | 0 | 0 | 0 | 0 | 0 | 0 | 0
QLD1 | Gas - Steam | 0 | 0 | 0 | 0 | 0 | 0 | 0 | 0 | 0 | 0 | 0 | 0 | 0 | 0 | 0 | 0 | 0 | 0 | 0 | 0 | 0 | 0 | 0 | 0 | 0 | 0 | 0
QLD1 | OCGT / Diesel | 0 | 0.00095004 | 0.00090051 | 0.00091261 | 0.00087453 | 761.3707 | 721.6783 | 684.0553 | 650.1224 | 614.501 | 582.4654 | 552.0999 | 524.7127 | 495.9628 | 4341.1915 | 4114.8735 | 3910.7531 | 3696.4758 | 3503.7686 | 3321.1076 | 3156.3624 | 2983.4195 | 2827.8858 | 6237.6652 | 5928.2426 | 11636.7187 | 11030.0651
QLD1 | Hydro | 0 | 0 | 0 | 0 | 0 | 0 | 0 | 0 | 0 | 0 | 0 | 0 | 0 | 0 | 0 | 0 | 0 | 0 | 0 | 0 | 0 | 0 | 0 | 0 | 0 | 0 | 0
QLD1 | Hydrogen Turbine | 0 | 0 | 0 | 0 | 0 | 0 | 0 | 0 | 0 | 0 | 0 | 0 | 0 | 0 | 0 | 0 | 0 | 0 | 0 | 0 | 0 | 0 | 0 | 0 | 0 | 0 | 0
QLD1 | Wind | 0 | 23806.4155 | 22565.3228 | 31108.7029 | 50012.981 | 99582.6897 | 94792.2101 | 116282.4621 | 110677.3878 | 123567.2987 | 130473.3418 | 123691.4992 | 117555.7191 | 111114.6265 | 126980.16 | 120360.3413 | 114389.805 | 110774.1359 | 109186.6244 | 110397.1248 | 109135.2 | 103155.4827 | 97777.7091 | 122321.3143 | 120008.4028 | 118967.5255 | 114510.4871
QLD1 | Solar PV | 0 | 0.0083986 | 0.011718 | 0.011653 | 0.011241 | 1705.4097 | 1964.7629 | 9484.4641 | 13762.5585 | 20055.7901 | 33240.3582 | 37455.0727 | 35597.0946 | 33646.6648 | 46568.8818 | 48064.1904 | 91117.7009 | 100860.3756 | 97418.9644 | 136589.7116 | 129820.3728 | 122707.277 | 119655.0529 | 127809.8108 | 123291.1694 | 123111.1992 | 129355.1348
QLD1 | Grid Battery | 0 | 0.0040749 | 0.0045376 | 0.0067701 | 0.0082882 | 15766.9216 | 14944.9495 | 17775.9879 | 17908.6823 | 25515.9425 | 33820.6286 | 32057.4679 | 30467.2409 | 28797.8851 | 27296.5736 | 25873.5297 | 38619.0774 | 36503.0676 | 45347.9471 | 69248.7603 | 65813.6404 | 62207.5907 | 58964.541 | 55890.5604 | 53118.0806 | 60994.1067 | 57814.3192
QLD1 | Pumped Hydro | 0 | 0 | 0.0038241 | 0.0056157 | 0.005546 | 1986.5581 | 1882.9935 | 1784.828 | 1696.2907 | 1603.3479 | 2677.1613 | 2537.5938 | 2411.7153 | 2279.573 | 13356.4445 | 12660.137 | 15800.8033 | 14935.0484 | 14156.444 | 13418.4305 | 12752.8023 | 12054.053 | 11425.6426 | 14021.7508 | 13326.1947 | 12596.0282 | 11939.3632
QLD1 | VPP | 0 | 0 | 0 | 0 | 0 | 0 | 0 | 0 | 0 | 0 | 0 | 0 | 0 | 0 | 0 | 0 | 0 | 0 | 0 | 0 | 0 | 0 | 0 | 0 | 0 | 0 | 0
Total excluding storage |  | 0 | 23806.4289 | 22565.3438 | 31108.7278 | 50013.0069 | 119802.9498 | 114306.5944 | 146011.7974 | 144695.0418 | 171356.8802 | 200793.9552 | 196293.7336 | 186556.4827 | 176334.7123 | 218543.2514 | 211073.0719 | 263838.1397 | 266769.1033 | 269613.7485 | 332975.1348 | 320678.3779 | 303107.8229 | 290650.8315 | 326281.1015 | 315672.09 | 327305.5783 | 324649.3695
Region | Technology | 2023-24 | 2024-25 | 2025-26 | 2026-27 | 2027-28 | 2028-29 | 2029-30 | 2030-31 | 2031-32 | 2032-33 | 2033-34 | 2034-35 | 2035-36 | 2036-37 | 2037-38 | 2038-39 | 2039-40 | 2040-41 | 2041-42 | 2042-43 | 2043-44 | 2044-45 | 2045-46 | 2046-47 | 2047-48 | 2048-49 | 2049-50
VIC1 | Black Coal | 0 | 0 | 0 | 0 | 0 | 0 | 0 | 0 | 0 | 0 | 0 | 0 | 0 | 0 | 0 | 0 | 0 | 0 | 0 | 0 | 0 | 0 | 0 | 0 | 0 | 0 | 0
VIC1 | Brown Coal | 0 | 0 | 0 | 0 | 0 | 0 | 0 | 0 | 0 | 0 | 0 | 0 | 0 | 0 | 0 | 0 | 0 | 0 | 0 | 0 | 0 | 0 | 0 | 0 | 0 | 0 | 0
VIC1 | CCGT | 0 | 0 | 0 | 0 | 0 | 0 | 0 | 0 | 0 | 0 | 0 | 0 | 0 | 0 | 0 | 0 | 0 | 0 | 0 | 0 | 0 | 0 | 0 | 0 | 0 | 0 | 0
VIC1 | Gas - Steam | 0 | 0 | 0 | 0 | 0 | 0 | 0 | 0 | 0 | 0 | 0 | 0 | 0 | 0 | 0 | 0 | 0 | 0 | 0 | 0 | 0 | 0 | 0 | 0 | 0 | 0 | 0
VIC1 | OCGT / Diesel | 0 | 0.001887 | 0.0017887 | 0.0016989 | 0.0016166 | 0.0015343 | 0.0014586 | 0.0013892 | 0.0013223 | 0.0014475 | 0.001375 | 532.3181 | 5660.9351 | 5350.7622 | 5071.8125 | 4807.4052 | 4568.9314 | 4318.5913 | 4993.6263 | 4733.295 | 6942.7032 | 12218.2931 | 11581.3205 | 10977.555 | 10433.0077 | 9861.3642 | 9347.2646
VIC1 | Hydro | 0 | 0 | 0 | 0 | 0 | 0 | 0 | 0 | 0 | 0 | 0 | 0 | 0 | 0 | 0 | 0 | 0 | 0 | 0 | 0 | 0 | 0 | 0 | 0 | 0 | 0 | 0
VIC1 | Hydrogen Turbine | 0 | 0 | 0 | 0 | 0 | 0 | 0 | 0 | 0 | 0 | 0 | 0 | 0 | 0 | 0 | 0 | 0 | 0 | 0 | 0 | 0 | 0 | 0 | 0 | 0 | 0 | 0
VIC1 | Wind | 0 | 18685.9342 | 17711.786 | 25057.1427 | 23814.1736 | 65103.339 | 103383.2367 | 142626.5518 | 171921.8128 | 197080.9216 | 242190.4457 | 281042.0109 | 316024.8291 | 368074.3627 | 414634.5747 | 455339.8084 | 491982.2203 | 521010.0842 | 493848.4213 | 468102.7699 | 446998.8556 | 423204.8121 | 406213.7556 | 390030.119 | 370719.1943 | 361268.755 | 346348.8012
VIC1 | Solar PV | 0 | 0.0073248 | 0.0070971 | 0.013086 | 0.012495 | 0.011873 | 0.011577 | 0.019428 | 0.018471 | 14956.8938 | 14177.1505 | 17232.9432 | 16378.0943 | 15480.7086 | 14673.6576 | 13908.6804 | 14189.8957 | 13412.4054 | 21339.438 | 20289.1512 | 30326.9351 | 32265.0272 | 30601.289 | 29876.9139 | 28394.8543 | 29500.3344 | 29283.9193
VIC1 | Grid Battery | 0 | 0.0062219 | 0.0059592 | 0.034028 | 0.032463 | 0.030689 | 0.029179 | 1914.9277 | 1819.937 | 17059.9237 | 16170.5438 | 15327.53 | 14567.2002 | 13769.0367 | 13051.2197 | 12370.8245 | 11757.1637 | 11112.9686 | 23811.4604 | 22570.1047 | 22393.5798 | 26133.7198 | 24771.2985 | 23479.9058 | 22315.1733 | 21092.4873 | 19992.884
VIC1 | Pumped Hydro | 0 | 0 | 0.0035002 | 0.0077849 | 0.0074379 | 0.0070725 | 0.0070632 | 0.012472 | 0.011868 | 0.012117 | 0.011515 | 0.017178 | 0.020176 | 0.019111 | 317.9016 | 301.3286 | 286.3811 | 1422.8114 | 1348.6366 | 1661.9099 | 1616.9572 | 1528.3612 | 1969.773 | 1867.0834 | 1774.4658 | 1677.2401 | 1589.8011
VIC1 | VPP | 0 | 0 | 0 | 0 | 0 | 0 | 0 | 0 | 0 | 0 | 0 | 0 | 0 | 0 | 0 | 0 | 0 | 0 | 0 | 0 | 0 | 0 | 0 | 0 | 0 | 0 | 0
Total excluding storage |  | 0 | 18685.9496 | 17711.8043 | 25057.1993 | 23814.2276 | 65103.3901 | 103383.286 | 144541.5128 | 173741.7814 | 229097.7526 | 272538.153 | 314134.8194 | 352631.0789 | 402674.8892 | 447749.1661 | 486728.047 | 522784.5921 | 551276.861 | 545341.5826 | 517357.2309 | 508279.0308 | 495350.2134 | 475137.4365 | 456231.577 | 433636.6954 | 423400.181 | 406562.6703
Region | Technology | 2023-24 | 2024-25 | 2025-26 | 2026-27 | 2027-28 | 2028-29 | 2029-30 | 2030-31 | 2031-32 | 2032-33 | 2033-34 | 2034-35 | 2035-36 | 2036-37 | 2037-38 | 2038-39 | 2039-40 | 2040-41 | 2041-42 | 2042-43 | 2043-44 | 2044-45 | 2045-46 | 2046-47 | 2047-48 | 2048-49 | 2049-50
SA1 | Black Coal | 0 | 0 | 0 | 0 | 0 | 0 | 0 | 0 | 0 | 0 | 0 | 0 | 0 | 0 | 0 | 0 | 0 | 0 | 0 | 0 | 0 | 0 | 0 | 0 | 0 | 0 | 0
SA1 | Brown Coal | 0 | 0 | 0 | 0 | 0 | 0 | 0 | 0 | 0 | 0 | 0 | 0 | 0 | 0 | 0 | 0 | 0 | 0 | 0 | 0 | 0 | 0 | 0 | 0 | 0 | 0 | 0
SA1 | CCGT | 0 | 0 | 0 | 0 | 0 | 0 | 0 | 0 | 0 | 0 | 0 | 0 | 0 | 0 | 0 | 0 | 0 | 0 | 0 | 0 | 0 | 0 | 0 | 0 | 0 | 0 | 0
SA1 | Gas - Steam | 0 | 0 | 0 | 0 | 0 | 0 | 0 | 0 | 0 | 0 | 0 | 0 | 0 | 0 | 0 | 0 | 0 | 0 | 0 | 0 | 0 | 0 | 0 | 0 | 0 | 0 | 0
SA1 | OCGT / Diesel | 0 | 0.00096292 | 0.00091272 | 0.00102 | 0.00097275 | 0.00092505 | 0.00088314 | 0.0010183 | 0.00097372 | 0.0010247 | 0.00097918 | 0.0010997 | 0.0051479 | 0.0048687 | 0.0046234 | 0.0043845 | 0.0041746 | 0.0039486 | 0.0037451 | 0.0035534 | 836.2792 | 790.458 | 749.2493 | 710.1889 | 674.9596 | 637.9773 | 604.7179
SA1 | Hydro | 0 | 0 | 0 | 0 | 0 | 0 | 0 | 0 | 0 | 0 | 0 | 0 | 0 | 0 | 0 | 0 | 0 | 0 | 0 | 0 | 0 | 0 | 0 | 0 | 0 | 0 | 0
SA1 | Hydrogen Turbine | 0 | 0 | 0 | 0 | 0 | 0 | 0 | 0 | 0 | 0 | 0 | 0 | 0 | 0 | 0 | 0 | 0 | 0 | 0 | 0 | 0 | 0 | 0 | 0 | 0 | 0 | 0
SA1 | Wind | 0 | 9138.2722 | 8661.8694 | 15513.799 | 14744.237 | 26917.0124 | 28879.9995 | 30323.0902 | 28818.898 | 27303.5596 | 27054.8418 | 25644.4 | 24372.4021 | 23036.9939 | 28201.2964 | 26731.0878 | 25935.9789 | 25330.8882 | 24010.3207 | 25696.587 | 25554.9776 | 26733.2283 | 25339.5533 | 34501.2181 | 37599.9234 | 38207.6567 | 38594.9447
SA1 | Solar PV | 0 | 0.011616 | 0.014445 | 0.013921 | 0.013283 | 0.012895 | 0.012713 | 0.021692 | 0.020634 | 6260.0533 | 5933.6999 | 9666.6874 | 9187.1664 | 8683.7848 | 13301.7656 | 12608.3093 | 13688.5373 | 19370.3155 | 31802.0966 | 30453.7322 | 44684.095 | 42584.3762 | 40364.3376 | 40328.9946 | 38328.4541 | 37282.3895 | 36658.7564
SA1 | Grid Battery | 0 | 0.00438 | 0.0054288 | 0.011102 | 0.01099 | 0.010392 | 0.010025 | 406.6565 | 386.4848 | 7797.4033 | 7390.9037 | 7005.596 | 9945.3811 | 9400.4556 | 9696.2493 | 9190.7578 | 8933.5764 | 12174.4643 | 21327.9337 | 20216.0511 | 25185.2926 | 25831.6018 | 24484.9307 | 23208.4652 | 22057.1976 | 20848.6436 | 19861.8507
SA1 | Pumped Hydro | 0 | 0 | 0.0029611 | 0.0040494 | 0.0039182 | 0.0037434 | 0.0036335 | 0.0045661 | 0.0043552 | 0.004236 | 0.0040703 | 0.0039263 | 0.0045031 | 0.004285 | 0.0048628 | 0.0046317 | 0.0045327 | 0.0047411 | 0.0048816 | 0.0047087 | 0.0046014 | 0.0052962 | 0.0050307 | 0.0047796 | 0.004556 | 0.0043342 | 0.0043775
SA1 | VPP | 0 | 0 | 0 | 0 | 0 | 0 | 0 | 0 | 0 | 0 | 0 | 0 | 0 | 0 | 0 | 0 | 0 | 0 | 0 | 0 | 0 | 0 | 0 | 0 | 0 | 0 | 0
Total excluding storage |  | 0 | 9138.2892 | 8661.8931 | 15513.8291 | 14744.2661 | 26917.0403 | 28880.0268 | 30729.774 | 29205.4087 | 41361.0215 | 40379.4505 | 42316.6884 | 43504.9592 | 41121.2435 | 51199.3208 | 48530.1638 | 48558.1014 | 56875.6767 | 77140.3597 | 76366.3786 | 96260.6491 | 95939.6696 | 90938.0759 | 98748.8716 | 98660.5393 | 96976.6715 | 95720.2741
Region | Technology | 2023-24 | 2024-25 | 2025-26 | 2026-27 | 2027-28 | 2028-29 | 2029-30 | 2030-31 | 2031-32 | 2032-33 | 2033-34 | 2034-35 | 2035-36 | 2036-37 | 2037-38 | 2038-39 | 2039-40 | 2040-41 | 2041-42 | 2042-43 | 2043-44 | 2044-45 | 2045-46 | 2046-47 | 2047-48 | 2048-49 | 2049-50
TAS1 | Black Coal | 0 | 0 | 0 | 0 | 0 | 0 | 0 | 0 | 0 | 0 | 0 | 0 | 0 | 0 | 0 | 0 | 0 | 0 | 0 | 0 | 0 | 0 | 0 | 0 | 0 | 0 | 0
TAS1 | Brown Coal | 0 | 0 | 0 | 0 | 0 | 0 | 0 | 0 | 0 | 0 | 0 | 0 | 0 | 0 | 0 | 0 | 0 | 0 | 0 | 0 | 0 | 0 | 0 | 0 | 0 | 0 | 0
TAS1 | CCGT | 0 | 0 | 0 | 0 | 0 | 0 | 0 | 0 | 0 | 0 | 0 | 0 | 0 | 0 | 0 | 0 | 0 | 0 | 0 | 0 | 0 | 0 | 0 | 0 | 0 | 0 | 0
TAS1 | Gas - Steam | 0 | 0 | 0 | 0 | 0 | 0 | 0 | 0 | 0 | 0 | 0 | 0 | 0 | 0 | 0 | 0 | 0 | 0 | 0 | 0 | 0 | 0 | 0 | 0 | 0 | 0 | 0
TAS1 | OCGT / Diesel | 0 | 0.0008796 | 0.00083375 | 0.00079396 | 0.00077718 | 0.00077437 | 0.00078577 | 0.0009346 | 0.00089508 | 0.0010027 | 0.00095625 | 0.00096611 | 0.0023055 | 0.0021824 | 0.0020719 | 0.001967 | 0.0018733 | 0.0017734 | 0.0018036 | 0.0017138 | 0.0016555 | 0.0045473 | 0.0043133 | 0.0040917 | 0.0038922 | 0.0036827 | 0.0034946
TAS1 | Hydro | 0 | 0 | 0 | 0 | 0 | 0 | 0 | 0 | 0 | 0 | 0 | 0 | 0 | 0 | 0 | 0 | 0 | 0 | 0 | 0 | 0 | 0 | 0 | 0 | 0 | 0 | 0
TAS1 | Hydrogen Turbine | 0 | 0 | 0 | 0 | 0 | 0 | 0 | 0 | 0 | 0 | 0 | 0 | 0 | 0 | 0 | 0 | 0 | 0 | 0 | 0 | 0 | 0 | 0 | 0 | 0 | 0 | 0
TAS1 | Wind | 0 | 12994.3466 | 12316.9162 | 12082.7655 | 14338.7643 | 17922.0605 | 28035.295 | 26721.7695 | 32739.5957 | 31159.6356 | 29535.2 | 27995.4504 | 26606.7217 | 25148.8908 | 23837.8114 | 22595.0821 | 22449.2883 | 21861.5032 | 20721.804 | 19641.5204 | 18667.1928 | 17644.3832 | 16724.5339 | 15852.639 | 15066.2607 | 14240.7529 | 13498.3441
TAS1 | Solar PV | 0 | 0.0030258 | 0.0028729 | 0.0029777 | 0.0028512 | 0.0027099 | 0.002711 | 0.0033653 | 0.0032704 | 0.0065836 | 0.0062571 | 0.006126 | 0.0058285 | 0.0055213 | 0.0053333 | 0.0051086 | 79.9502 | 982.4099 | 931.1943 | 882.6487 | 838.8644 | 792.903 | 751.5669 | 712.3857 | 677.0474 | 639.955 | 606.5925
TAS1 | Grid Battery | 0 | 0.0032426 | 0.0038313 | 0.0042591 | 0.0050376 | 0.0047729 | 0.0056464 | 0.010514 | 0.012346 | 0.014685 | 0.013991 | 0.013302 | 0.012757 | 0.01215 | 0.012807 | 0.012263 | 0.011747 | 0.011219 | 0.012269 | 0.01174 | 0.012406 | 0.016865 | 0.016063 | 0.015292 | 0.015416 | 0.015721 | 0.016122
TAS1 | Pumped Hydro | 0 | 0 | 0.0067006 | 0.0071162 | 0.0079861 | 0.0086582 | 0.011508 | 785.377 | 2910.209 | 5490.5793 | 5204.3407 | 4933.0586 | 6376.3994 | 6027.0249 | 5712.8199 | 5414.9952 | 5146.3816 | 4864.402 | 4610.8077 | 4370.4339 | 4153.6364 | 4379.2858 | 4150.9819 | 3934.58 | 3739.4032 | 3534.5145 | 3350.2507
TAS1 | VPP | 0 | 0 | 0 | 0 | 0 | 0 | 0 | 0 | 0 | 0 | 0 | 0 | 0 | 0 | 0 | 0 | 0 | 0 | 0 | 0 | 0 | 0 | 0 | 0 | 0 | 0 | 0
Total excluding storage |  | 0 | 12994.3538 | 12316.9305 | 12082.7807 | 14338.7809 | 17922.0774 | 28035.3157 | 27507.1613 | 35649.8212 | 36650.2372 | 34739.5619 | 32928.5294 | 32983.1421 | 31175.9355 | 29550.6515 | 28010.0967 | 27675.6337 | 27708.328 | 26263.82 | 24894.6164 | 23659.7077 | 22816.5935 | 21627.103 | 20499.624 | 19482.7307 | 18415.2418 | 17455.2069

## BaseCase_Fuel Cost
Fuel cost by technology ($000s) - BaseCase, Offshore Wind Scenario
Fuel | Real June 2021 dollars discounted to 1 July 2021
Explicitly modelled generation
Region | Technology | 2023-24 | 2024-25 | 2025-26 | 2026-27 | 2027-28 | 2028-29 | 2029-30 | 2030-31 | 2031-32 | 2032-33 | 2033-34 | 2034-35 | 2035-36 | 2036-37 | 2037-38 | 2038-39 | 2039-40 | 2040-41 | 2041-42 | 2042-43 | 2043-44 | 2044-45 | 2045-46 | 2046-47 | 2047-48 | 2048-49 | 2049-50
NEM | Black Coal | 1659379.844 | 1330268.789 | 1204417.5525 | 1035155.83 | 781094.672 | 676645.548 | 573648.198 | 379469.498 | 344800.833 | 293207.582 | 172771.401 | 162133.742 | 131610.038 | 118464.884 | 117724.444 | 105360.7005 | 18266.594 | 6925.2775 | 6492.3325 | 0 | 0 | 0 | 0 | 0 | 0 | 0 | 0
NEM | Brown Coal | 215734.596 | 178579.151 | 156793.813 | 113802.053 | 110123.438 | 87121.399 | 53295.202 | 33032.628 | 24651.087 | 0 | 0 | 0 | 0 | 0 | 0 | 0 | 0 | 0 | 0 | 0 | 0 | 0 | 0 | 0 | 0 | 0 | 0
NEM | CCGT | 148581.3659 | 113252.3901 | 191590.0271 | 217549.1868 | 217505.7177 | 231355.2915 | 256876.0502 | 284970.2515 | 239196.879 | 225293.271 | 290849.194 | 307813.98 | 220485.5035 | 186205.0445 | 135935.5443 | 135274.9737 | 121707.1438 | 99908.6067 | 80458.9937 | 85993.8178 | 63057.846 | 49520.6094 | 26463.9188 | 20016.128 | 18722.46 | 17507.726 | 16790.006
NEM | Gas - Steam | 11383.5241 | 10588.4731 | 32030.314 | 14224.691 | 9353.963 | 18157.9 | 14000.667 | 77423.752 | 20910.712 | 64511.348 | 51155.792 | 51864.496 | 33192.414 | 38673.052 | 39362.844 | 27669.846 | 0 | 0 | 0 | 0 | 0 | 0 | 0 | 0 | 0 | 0 | 0
NEM | OCGT / Diesel | 17505.417 | 13726.3969 | 30268.2956 | 36068.8583 | 25833.7004 | 30911.1132 | 23526.7147 | 104059.2267 | 53495.1749 | 107234.8921 | 162959.4143 | 281918.0349 | 160832.057 | 194597.5151 | 206579.7395 | 153788.5323 | 366348.7192 | 280564.6649 | 164882.5245 | 183997.1052 | 336886.2624 | 211996.0218 | 240377.3885 | 321510.7514 | 204235.6986 | 269323.3586 | 217765.044
NEM | Hydro | 0 | 0 | 0 | 0 | 0 | 0 | 0 | 0 | 0 | 0 | 0 | 0 | 0 | 0 | 0 | 0 | 0 | 0 | 0 | 0 | 0 | 0 | 0 | 0 | 0 | 0 | 0
NEM | Hydrogen Turbine | 0 | 0 | 0 | 0 | 0 | 0 | 0 | 0 | 0 | 0 | 0 | 0 | 0 | 0 | 0 | 0 | 0 | 0 | 0 | 0 | 0 | 0 | 0 | 0 | 0 | 0 | 0
NEM | Wind | 0 | 0 | 0 | 0 | 0 | 0 | 0 | 0 | 0 | 0 | 0 | 0 | 0 | 0 | 0 | 0 | 0 | 0 | 0 | 0 | 0 | 0 | 0 | 0 | 0 | 0 | 0
NEM | Solar PV | 0 | 0 | 0 | 0 | 0 | 0 | 0 | 0 | 0 | 0 | 0 | 0 | 0 | 0 | 0 | 0 | 0 | 0 | 0 | 0 | 0 | 0 | 0 | 0 | 0 | 0 | 0
NEM | Grid Battery | 0 | 0 | 0 | 0 | 0 | 0 | 0 | 0 | 0 | 0 | 0 | 0 | 0 | 0 | 0 | 0 | 0 | 0 | 0 | 0 | 0 | 0 | 0 | 0 | 0 | 0 | 0
NEM | Pumped Hydro | 0 | 0 | 0 | 0 | 0 | 0 | 0 | 0 | 0 | 0 | 0 | 0 | 0 | 0 | 0 | 0 | 0 | 0 | 0 | 0 | 0 | 0 | 0 | 0 | 0 | 0 | 0
NEM | VPP | 0 | 0 | 0 | 0 | 0 | 0 | 0 | 0 | 0 | 0 | 0 | 0 | 0 | 0 | 0 | 0 | 0 | 0 | 0 | 0 | 0 | 0 | 0 | 0 | 0 | 0 | 0
Total excluding storage |  | 2052584.7469 | 1646415.2001 | 1615100.0022 | 1416800.6191 | 1143911.4911 | 1044191.2517 | 921346.8319 | 878955.3562 | 683054.6859 | 690247.0931 | 677735.8013 | 803730.2529 | 546120.0125 | 537940.4956 | 499602.5718 | 422094.0525 | 506322.457 | 387398.5491 | 251833.8507 | 269990.923 | 399944.1084 | 261516.6312 | 266841.3073 | 341526.8794 | 222958.1586 | 286831.0846 | 234555.05
Region | Technology | 2023-24 | 2024-25 | 2025-26 | 2026-27 | 2027-28 | 2028-29 | 2029-30 | 2030-31 | 2031-32 | 2032-33 | 2033-34 | 2034-35 | 2035-36 | 2036-37 | 2037-38 | 2038-39 | 2039-40 | 2040-41 | 2041-42 | 2042-43 | 2043-44 | 2044-45 | 2045-46 | 2046-47 | 2047-48
NSW1 | Black Coal | 910446.956 | 689365.112 | 555936.9845 | 483718.06 | 338594.428 | 333351.584 | 264660.024 | 204881.256 | 189186.9 | 183301.084 | 99286.58 | 95410.592 | 77372.504 | 63556.818 | 65487.17 | 60477.304 | 0 | 0 | 0 | 0 | 0 | 0 | 0 | 0 | 0 | 0 | 0
NSW1 | Brown Coal | 0 | 0 | 0 | 0 | 0 | 0 | 0 | 0 | 0 | 0 | 0 | 0 | 0 | 0 | 0 | 0 | 0 | 0 | 0 | 0 | 0 | 0 | 0 | 0 | 0 | 0 | 0
NSW1 | CCGT | 875.6073 | 384.6428 | 17753.164 | 37044.012 | 42355.24 | 33536.092 | 54817.388 | 51490.712 | 42964.408 | 35405.92 | 59346.76 | 64486.112 | 38223.22 | 37318.32 | 38583.208 | 40761.672 | 40712.816 | 31105.484 | 24841.782 | 27446.448 | 0 | 0 | 0 | 0 | 0 | 0 | 0
NSW1 | Gas - Steam | 0 | 0 | 0 | 0 | 0 | 0 | 0 | 0 | 0 | 0 | 0 | 0 | 0 | 0 | 0 | 0 | 0 | 0 | 0 | 0 | 0 | 0 | 0 | 0 | 0 | 0 | 0
NSW1 | OCGT / Diesel | 928.8376 | 551.7322 | 3587.3527 | 3145.3987 | 2537.5505 | 504.2187 | 147.4899 | 11378.8166 | 2318.6395 | 10870.0452 | 26875.3531 | 78137.0235 | 28157.3574 | 54028.4103 | 29691.1898 | 34414.9173 | 108403.4922 | 108084.4202 | 52816.5464 | 53296.0588 | 111937.291 | 60613.3868 | 73810.9128 | 86558.1685 | 75466.494 | 58696.7547 | 62457.9603
NSW1 | Hydro | 0 | 0 | 0 | 0 | 0 | 0 | 0 | 0 | 0 | 0 | 0 | 0 | 0 | 0 | 0 | 0 | 0 | 0 | 0 | 0 | 0 | 0 | 0 | 0 | 0 | 0 | 0
NSW1 | Hydrogen Turbine | 0 | 0 | 0 | 0 | 0 | 0 | 0 | 0 | 0 | 0 | 0 | 0 | 0 | 0 | 0 | 0 | 0 | 0 | 0 | 0 | 0 | 0 | 0 | 0 | 0 | 0 | 0
NSW1 | Wind | 0 | 0 | 0 | 0 | 0 | 0 | 0 | 0 | 0 | 0 | 0 | 0 | 0 | 0 | 0 | 0 | 0 | 0 | 0 | 0 | 0 | 0 | 0 | 0 | 0 | 0 | 0
NSW1 | Solar PV | 0 | 0 | 0 | 0 | 0 | 0 | 0 | 0 | 0 | 0 | 0 | 0 | 0 | 0 | 0 | 0 | 0 | 0 | 0 | 0 | 0 | 0 | 0 | 0 | 0 | 0 | 0
NSW1 | Grid Battery | 0 | 0 | 0 | 0 | 0 | 0 | 0 | 0 | 0 | 0 | 0 | 0 | 0 | 0 | 0 | 0 | 0 | 0 | 0 | 0 | 0 | 0 | 0 | 0 | 0 | 0 | 0
NSW1 | Pumped Hydro | 0 | 0 | 0 | 0 | 0 | 0 | 0 | 0 | 0 | 0 | 0 | 0 | 0 | 0 | 0 | 0 | 0 | 0 | 0 | 0 | 0 | 0 | 0 | 0 | 0 | 0 | 0
NSW1 | VPP | 0 | 0 | 0 | 0 | 0 | 0 | 0 | 0 | 0 | 0 | 0 | 0 | 0 | 0 | 0 | 0 | 0 | 0 | 0 | 0 | 0 | 0 | 0 | 0 | 0 | 0 | 0
Total excluding storage |  | 912251.4009 | 690301.487 | 577277.5012 | 523907.4707 | 383487.2185 | 367391.8947 | 319624.9019 | 267750.7846 | 234469.9475 | 229577.0492 | 185508.6931 | 238033.7275 | 143753.0814 | 154903.5483 | 133761.5678 | 135653.8933 | 149116.3082 | 139189.9042 | 77658.3284 | 80742.5068 | 111937.291 | 60613.3868 | 73810.9128 | 86558.1685 | 75466.494 | 58696.7547 | 62457.9603
Region | Technology | 2023-24 | 2024-25 | 2025-26 | 2026-27 | 2027-28 | 2028-29 | 2029-30 | 2030-31 | 2031-32 | 2032-33 | 2033-34 | 2034-35 | 2035-36 | 2036-37 | 2037-38 | 2038-39 | 2039-40 | 2040-41 | 2041-42 | 2042-43 | 2043-44 | 2044-45 | 2045-46 | 2046-47 | 2047-48
QLD1 | Black Coal | 748932.888 | 640903.677 | 648480.568 | 551437.77 | 442500.244 | 343293.964 | 308988.174 | 174588.242 | 155613.933 | 109906.498 | 73484.821 | 66723.15 | 54237.534 | 54908.066 | 52237.274 | 44883.3965 | 18266.594 | 6925.2775 | 6492.3325 | 0 | 0 | 0 | 0 | 0 | 0 | 0 | 0
QLD1 | Brown Coal | 0 | 0 | 0 | 0 | 0 | 0 | 0 | 0 | 0 | 0 | 0 | 0 | 0 | 0 | 0 | 0 | 0 | 0 | 0 | 0 | 0 | 0 | 0 | 0 | 0 | 0 | 0
QLD1 | CCGT | 70608.4066 | 61547.0673 | 97364.6951 | 133243.0748 | 132848.6057 | 138906.9715 | 146940.0502 | 161012.6035 | 148499.039 | 135808.715 | 172871.85 | 178335.156 | 140896.3195 | 106241.1485 | 97352.3363 | 94513.3017 | 80994.3278 | 68803.1227 | 55617.2117 | 58547.3698 | 63057.846 | 49520.6094 | 26463.9188 | 20016.128 | 18722.46 | 17507.726 | 16790.006
QLD1 | Gas - Steam | 0 | 0 | 0 | 0 | 0 | 0 | 0 | 0 | 0 | 0 | 0 | 0 | 0 | 0 | 0 | 0 | 0 | 0 | 0 | 0 | 0 | 0 | 0 | 0 | 0 | 0 | 0
QLD1 | OCGT / Diesel | 215.0463 | 0.025277 | 209.9085 | 1414.9247 | 1895.03 | 1390.2738 | 637.3195 | 26972.674 | 23859.7687 | 24757.6254 | 67997.4443 | 70379.9598 | 59277.1106 | 68519.5397 | 52169.4954 | 40315.7704 | 80316.7922 | 66249.395 | 30183.5167 | 51327.0413 | 63536.5062 | 40624.6667 | 55014.9799 | 78826.1287 | 33483.0885 | 82490.9063 | 60843.1812
QLD1 | Hydro | 0 | 0 | 0 | 0 | 0 | 0 | 0 | 0 | 0 | 0 | 0 | 0 | 0 | 0 | 0 | 0 | 0 | 0 | 0 | 0 | 0 | 0 | 0 | 0 | 0 | 0 | 0
QLD1 | Hydrogen Turbine | 0 | 0 | 0 | 0 | 0 | 0 | 0 | 0 | 0 | 0 | 0 | 0 | 0 | 0 | 0 | 0 | 0 | 0 | 0 | 0 | 0 | 0 | 0 | 0 | 0 | 0 | 0
QLD1 | Wind | 0 | 0 | 0 | 0 | 0 | 0 | 0 | 0 | 0 | 0 | 0 | 0 | 0 | 0 | 0 | 0 | 0 | 0 | 0 | 0 | 0 | 0 | 0 | 0 | 0 | 0 | 0
QLD1 | Solar PV | 0 | 0 | 0 | 0 | 0 | 0 | 0 | 0 | 0 | 0 | 0 | 0 | 0 | 0 | 0 | 0 | 0 | 0 | 0 | 0 | 0 | 0 | 0 | 0 | 0 | 0 | 0
QLD1 | Grid Battery | 0 | 0 | 0 | 0 | 0 | 0 | 0 | 0 | 0 | 0 | 0 | 0 | 0 | 0 | 0 | 0 | 0 | 0 | 0 | 0 | 0 | 0 | 0 | 0 | 0 | 0 | 0
QLD1 | Pumped Hydro | 0 | 0 | 0 | 0 | 0 | 0 | 0 | 0 | 0 | 0 | 0 | 0 | 0 | 0 | 0 | 0 | 0 | 0 | 0 | 0 | 0 | 0 | 0 | 0 | 0 | 0 | 0
QLD1 | VPP | 0 | 0 | 0 | 0 | 0 | 0 | 0 | 0 | 0 | 0 | 0 | 0 | 0 | 0 | 0 | 0 | 0 | 0 | 0 | 0 | 0 | 0 | 0 | 0 | 0 | 0 | 0
Total excluding storage |  | 819756.3409 | 702450.7696 | 746055.1716 | 686095.7695 | 577243.8797 | 483591.2093 | 456565.5437 | 362573.5195 | 327972.7407 | 270472.8384 | 314354.1153 | 315438.2658 | 254410.9641 | 229668.7542 | 201759.1057 | 179712.4686 | 179577.714 | 141977.7952 | 92293.0609 | 109874.4111 | 126594.3522 | 90145.2761 | 81478.8987 | 98842.2567 | 52205.5485 | 99998.6323 | 77633.1872
Region | Technology | 2023-24 | 2024-25 | 2025-26 | 2026-27 | 2027-28 | 2028-29 | 2029-30 | 2030-31 | 2031-32 | 2032-33 | 2033-34 | 2034-35 | 2035-36 | 2036-37 | 2037-38 | 2038-39 | 2039-40 | 2040-41 | 2041-42 | 2042-43 | 2043-44 | 2044-45 | 2045-46 | 2046-47 | 2047-48
VIC1 | Black Coal | 0 | 0 | 0 | 0 | 0 | 0 | 0 | 0 | 0 | 0 | 0 | 0 | 0 | 0 | 0 | 0 | 0 | 0 | 0 | 0 | 0 | 0 | 0 | 0 | 0 | 0 | 0
VIC1 | Brown Coal | 215734.596 | 178579.151 | 156793.813 | 113802.053 | 110123.438 | 87121.399 | 53295.202 | 33032.628 | 24651.087 | 0 | 0 | 0 | 0 | 0 | 0 | 0 | 0 | 0 | 0 | 0 | 0 | 0 | 0 | 0 | 0 | 0 | 0
VIC1 | CCGT | 0 | 0 | 0 | 0 | 0 | 0 | 0 | 0 | 0 | 0 | 0 | 0 | 0 | 0 | 0 | 0 | 0 | 0 | 0 | 0 | 0 | 0 | 0 | 0 | 0 | 0 | 0
VIC1 | Gas - Steam | 1711.8711 | 1786.4651 | 6569.378 | 14224.691 | 9353.963 | 18157.9 | 14000.667 | 77423.752 | 20910.712 | 64511.348 | 51155.792 | 51864.496 | 33192.414 | 38673.052 | 39362.844 | 27669.846 | 0 | 0 | 0 | 0 | 0 | 0 | 0 | 0 | 0 | 0 | 0
VIC1 | OCGT / Diesel | 2798.4959 | 1803.6221 | 4108.3005 | 14351.0512 | 8037.6898 | 11785.1029 | 6975.5577 | 33304.1513 | 8643.7744 | 46256.8079 | 37695.442 | 86274.3685 | 50931.8312 | 49835.5374 | 90789.6913 | 52815.9332 | 136361.3571 | 79765.2471 | 65665.6237 | 61247.3 | 127485.9856 | 96448.1556 | 100058.8553 | 147187.4978 | 89580.284 | 120862.0139 | 88301.6796
VIC1 | Hydro | 0 | 0 | 0 | 0 | 0 | 0 | 0 | 0 | 0 | 0 | 0 | 0 | 0 | 0 | 0 | 0 | 0 | 0 | 0 | 0 | 0 | 0 | 0 | 0 | 0 | 0 | 0
VIC1 | Hydrogen Turbine | 0 | 0 | 0 | 0 | 0 | 0 | 0 | 0 | 0 | 0 | 0 | 0 | 0 | 0 | 0 | 0 | 0 | 0 | 0 | 0 | 0 | 0 | 0 | 0 | 0 | 0 | 0
VIC1 | Wind | 0 | 0 | 0 | 0 | 0 | 0 | 0 | 0 | 0 | 0 | 0 | 0 | 0 | 0 | 0 | 0 | 0 | 0 | 0 | 0 | 0 | 0 | 0 | 0 | 0 | 0 | 0
VIC1 | Solar PV | 0 | 0 | 0 | 0 | 0 | 0 | 0 | 0 | 0 | 0 | 0 | 0 | 0 | 0 | 0 | 0 | 0 | 0 | 0 | 0 | 0 | 0 | 0 | 0 | 0 | 0 | 0
VIC1 | Grid Battery | 0 | 0 | 0 | 0 | 0 | 0 | 0 | 0 | 0 | 0 | 0 | 0 | 0 | 0 | 0 | 0 | 0 | 0 | 0 | 0 | 0 | 0 | 0 | 0 | 0 | 0 | 0
VIC1 | Pumped Hydro | 0 | 0 | 0 | 0 | 0 | 0 | 0 | 0 | 0 | 0 | 0 | 0 | 0 | 0 | 0 | 0 | 0 | 0 | 0 | 0 | 0 | 0 | 0 | 0 | 0 | 0 | 0
VIC1 | VPP | 0 | 0 | 0 | 0 | 0 | 0 | 0 | 0 | 0 | 0 | 0 | 0 | 0 | 0 | 0 | 0 | 0 | 0 | 0 | 0 | 0 | 0 | 0 | 0 | 0 | 0 | 0
Total excluding storage |  | 220244.963 | 182169.2382 | 167471.4915 | 142377.7952 | 127515.0908 | 117064.4019 | 74271.4267 | 143760.5313 | 54205.5734 | 110768.1559 | 88851.234 | 138138.8645 | 84124.2452 | 88508.5894 | 130152.5353 | 80485.7792 | 136361.3571 | 79765.2471 | 65665.6237 | 61247.3 | 127485.9856 | 96448.1556 | 100058.8553 | 147187.4978 | 89580.284 | 120862.0139 | 88301.6796
Region | Technology | 2023-24 | 2024-25 | 2025-26 | 2026-27 | 2027-28 | 2028-29 | 2029-30 | 2030-31 | 2031-32 | 2032-33 | 2033-34 | 2034-35 | 2035-36 | 2036-37 | 2037-38 | 2038-39 | 2039-40 | 2040-41 | 2041-42 | 2042-43 | 2043-44 | 2044-45 | 2045-46 | 2046-47 | 2047-48
SA1 | Black Coal | 0 | 0 | 0 | 0 | 0 | 0 | 0 | 0 | 0 | 0 | 0 | 0 | 0 | 0 | 0 | 0 | 0 | 0 | 0 | 0 | 0 | 0 | 0 | 0 | 0 | 0 | 0
SA1 | Brown Coal | 0 | 0 | 0 | 0 | 0 | 0 | 0 | 0 | 0 | 0 | 0 | 0 | 0 | 0 | 0 | 0 | 0 | 0 | 0 | 0 | 0 | 0 | 0 | 0 | 0 | 0 | 0
SA1 | CCGT | 77097.352 | 51320.68 | 76472.168 | 47262.1 | 42301.872 | 58912.228 | 55118.612 | 72466.936 | 47733.432 | 54078.636 | 58630.584 | 64992.712 | 41365.964 | 42645.576 | 0 | 0 | 0 | 0 | 0 | 0 | 0 | 0 | 0 | 0 | 0 | 0 | 0
SA1 | Gas - Steam | 9671.653 | 8802.008 | 25460.936 | 0 | 0 | 0 | 0 | 0 | 0 | 0 | 0 | 0 | 0 | 0 | 0 | 0 | 0 | 0 | 0 | 0 | 0 | 0 | 0 | 0 | 0 | 0 | 0
SA1 | OCGT / Diesel | 13563.0294 | 11371.0026 | 22362.7191 | 17137.7419 | 13363.4153 | 17231.5029 | 15622.5873 | 32051.1681 | 18353.0765 | 23990.5355 | 29245.9297 | 44802.7779 | 21520.5602 | 21532.0831 | 32347.5432 | 25300.1313 | 39019.0155 | 26021.2498 | 15805.1156 | 17677.4639 | 33466.3686 | 14087.8595 | 11316.0629 | 8877.957 | 5545.0571 | 7001.9239 | 5937.082
SA1 | Hydro | 0 | 0 | 0 | 0 | 0 | 0 | 0 | 0 | 0 | 0 | 0 | 0 | 0 | 0 | 0 | 0 | 0 | 0 | 0 | 0 | 0 | 0 | 0 | 0 | 0 | 0 | 0
SA1 | Hydrogen Turbine | 0 | 0 | 0 | 0 | 0 | 0 | 0 | 0 | 0 | 0 | 0 | 0 | 0 | 0 | 0 | 0 | 0 | 0 | 0 | 0 | 0 | 0 | 0 | 0 | 0 | 0 | 0
SA1 | Wind | 0 | 0 | 0 | 0 | 0 | 0 | 0 | 0 | 0 | 0 | 0 | 0 | 0 | 0 | 0 | 0 | 0 | 0 | 0 | 0 | 0 | 0 | 0 | 0 | 0 | 0 | 0
SA1 | Solar PV | 0 | 0 | 0 | 0 | 0 | 0 | 0 | 0 | 0 | 0 | 0 | 0 | 0 | 0 | 0 | 0 | 0 | 0 | 0 | 0 | 0 | 0 | 0 | 0 | 0 | 0 | 0
SA1 | Grid Battery | 0 | 0 | 0 | 0 | 0 | 0 | 0 | 0 | 0 | 0 | 0 | 0 | 0 | 0 | 0 | 0 | 0 | 0 | 0 | 0 | 0 | 0 | 0 | 0 | 0 | 0 | 0
SA1 | Pumped Hydro | 0 | 0 | 0 | 0 | 0 | 0 | 0 | 0 | 0 | 0 | 0 | 0 | 0 | 0 | 0 | 0 | 0 | 0 | 0 | 0 | 0 | 0 | 0 | 0 | 0 | 0 | 0
SA1 | VPP | 0 | 0 | 0 | 0 | 0 | 0 | 0 | 0 | 0 | 0 | 0 | 0 | 0 | 0 | 0 | 0 | 0 | 0 | 0 | 0 | 0 | 0 | 0 | 0 | 0 | 0 | 0
Total excluding storage |  | 100332.0344 | 71493.6906 | 124295.8231 | 64399.8419 | 55665.2873 | 76143.7309 | 70741.1993 | 104518.1041 | 66086.5085 | 78069.1715 | 87876.5137 | 109795.4899 | 62886.5242 | 64177.6591 | 32347.5432 | 25300.1313 | 39019.0155 | 26021.2498 | 15805.1156 | 17677.4639 | 33466.3686 | 14087.8595 | 11316.0629 | 8877.957 | 5545.0571 | 7001.9239 | 5937.082
Region | Technology | 2023-24 | 2024-25 | 2025-26 | 2026-27 | 2027-28 | 2028-29 | 2029-30 | 2030-31 | 2031-32 | 2032-33 | 2033-34 | 2034-35 | 2035-36 | 2036-37 | 2037-38 | 2038-39 | 2039-40 | 2040-41 | 2041-42 | 2042-43 | 2043-44 | 2044-45 | 2045-46 | 2046-47 | 2047-48
TAS1 | Black Coal | 0 | 0 | 0 | 0 | 0 | 0 | 0 | 0 | 0 | 0 | 0 | 0 | 0 | 0 | 0 | 0 | 0 | 0 | 0 | 0 | 0 | 0 | 0 | 0 | 0 | 0 | 0
TAS1 | Brown Coal | 0 | 0 | 0 | 0 | 0 | 0 | 0 | 0 | 0 | 0 | 0 | 0 | 0 | 0 | 0 | 0 | 0 | 0 | 0 | 0 | 0 | 0 | 0 | 0 | 0 | 0 | 0
TAS1 | CCGT | 0 | 0 | 0 | 0 | 0 | 0 | 0 | 0 | 0 | 0 | 0 | 0 | 0 | 0 | 0 | 0 | 0 | 0 | 0 | 0 | 0 | 0 | 0 | 0 | 0 | 0 | 0
TAS1 | Gas - Steam | 0 | 0 | 0 | 0 | 0 | 0 | 0 | 0 | 0 | 0 | 0 | 0 | 0 | 0 | 0 | 0 | 0 | 0 | 0 | 0 | 0 | 0 | 0 | 0 | 0 | 0 | 0
TAS1 | OCGT / Diesel | 0.0077321 | 0.014728 | 0.014866 | 19.7417 | 0.014799 | 0.014944 | 143.7601 | 352.4167 | 319.9159 | 1359.8781 | 1145.2452 | 2323.9051 | 945.1976 | 681.9446 | 1581.8198 | 941.7801 | 2248.0622 | 444.3529 | 411.7221 | 449.2411 | 460.1111 | 221.9532 | 176.5775 | 60.9994 | 160.775 | 271.7599 | 225.1409
TAS1 | Hydro | 0 | 0 | 0 | 0 | 0 | 0 | 0 | 0 | 0 | 0 | 0 | 0 | 0 | 0 | 0 | 0 | 0 | 0 | 0 | 0 | 0 | 0 | 0 | 0 | 0 | 0 | 0
TAS1 | Hydrogen Turbine | 0 | 0 | 0 | 0 | 0 | 0 | 0 | 0 | 0 | 0 | 0 | 0 | 0 | 0 | 0 | 0 | 0 | 0 | 0 | 0 | 0 | 0 | 0 | 0 | 0 | 0 | 0
TAS1 | Wind | 0 | 0 | 0 | 0 | 0 | 0 | 0 | 0 | 0 | 0 | 0 | 0 | 0 | 0 | 0 | 0 | 0 | 0 | 0 | 0 | 0 | 0 | 0 | 0 | 0 | 0 | 0
TAS1 | Solar PV | 0 | 0 | 0 | 0 | 0 | 0 | 0 | 0 | 0 | 0 | 0 | 0 | 0 | 0 | 0 | 0 | 0 | 0 | 0 | 0 | 0 | 0 | 0 | 0 | 0 | 0 | 0
TAS1 | Grid Battery | 0 | 0 | 0 | 0 | 0 | 0 | 0 | 0 | 0 | 0 | 0 | 0 | 0 | 0 | 0 | 0 | 0 | 0 | 0 | 0 | 0 | 0 | 0 | 0 | 0 | 0 | 0
TAS1 | Pumped Hydro | 0 | 0 | 0 | 0 | 0 | 0 | 0 | 0 | 0 | 0 | 0 | 0 | 0 | 0 | 0 | 0 | 0 | 0 | 0 | 0 | 0 | 0 | 0 | 0 | 0 | 0 | 0
TAS1 | VPP | 0 | 0 | 0 | 0 | 0 | 0 | 0 | 0 | 0 | 0 | 0 | 0 | 0 | 0 | 0 | 0 | 0 | 0 | 0 | 0 | 0 | 0 | 0 | 0 | 0 | 0 | 0
Total excluding storage |  | 0.0077321 | 0.014728 | 0.014866 | 19.7417 | 0.014799 | 0.014944 | 143.7601 | 352.4167 | 319.9159 | 1359.8781 | 1145.2452 | 2323.9051 | 945.1976 | 681.9446 | 1581.8198 | 941.7801 | 2248.0622 | 444.3529 | 411.7221 | 449.2411 | 460.1111 | 221.9532 | 176.5775 | 60.9994 | 160.775 | 271.7599 | 225.1409

## BaseCase_Build Cost
New generation build cost (CAPEX) by technology ($000s) - BaseCase, Offshore Wind Scenario
CAPEX | Real June 2021 dollars discounted to 1 July 2021. The total capital costs are annualised for modelling purposes.
Explicitly modelled generation
Region | Technology | 2023-24 | 2024-25 | 2025-26 | 2026-27 | 2027-28 | 2028-29 | 2029-30 | 2030-31 | 2031-32 | 2032-33 | 2033-34 | 2034-35 | 2035-36 | 2036-37 | 2037-38 | 2038-39 | 2039-40 | 2040-41 | 2041-42 | 2042-43 | 2043-44 | 2044-45 | 2045-46 | 2046-47 | 2047-48 | 2048-49 | 2049-50
NEM | Black Coal | 0 | 0 | 0 | 0 | 0 | 0 | 0 | 0 | 0 | 0 | 0 | 0 | 0 | 0 | 0 | 0 | 0 | 0 | 0 | 0 | 0 | 0 | 0 | 0 | 0 | 0 | 0
NEM | Brown Coal | 0 | 0 | 0 | 0 | 0 | 0 | 0 | 0 | 0 | 0 | 0 | 0 | 0 | 0 | 0 | 0 | 0 | 0 | 0 | 0 | 0 | 0 | 0 | 0 | 0 | 0 | 0
NEM | CCGT | 0 | 0 | 0 | 0 | 0 | 0 | 0 | 0 | 0 | 0 | 0 | 0 | 0 | 0 | 0 | 0 | 0 | 0 | 0 | 0 | 0 | 0 | 0 | 0 | 0 | 0 | 0
NEM | Gas - Steam | 0 | 0 | 0 | 0 | 0 | 0 | 0 | 0 | 0 | 0 | 0 | 0 | 0 | 0 | 0 | 0 | 0 | 0 | 0 | 0 | 0 | 0 | 0 | 0 | 0 | 0 | 0
NEM | OCGT / Diesel | 0 | 0.068517 | 0.064945 | 0.063388 | 0.060566 | 5647.1482 | 5352.7477 | 5073.6978 | 4822.0145 | 4557.8115 | 4320.2008 | 8020.5291 | 45558.4412 | 43062.211 | 90453.8355 | 85738.2328 | 81485.1446 | 77020.4245 | 79559.8704 | 75412.1996 | 95453.2891 | 131189.2202 | 124349.9718 | 160708.0058 | 152736.0029 | 187529.2325 | 177752.8092
NEM | Hydro | 0 | 0 | 0 | 0 | 0 | 0 | 0 | 0 | 0 | 0 | 0 | 0 | 0 | 0 | 0 | 0 | 0 | 0 | 0 | 0 | 0 | 0 | 0 | 0 | 0 | 0 | 0
NEM | Hydrogen Turbine | 0 | 0 | 0 | 0 | 0 | 0 | 0 | 0 | 0 | 0 | 0 | 0 | 0 | 0 | 0 | 0 | 0 | 0 | 0 | 0 | 0 | 0 | 0 | 0 | 0 | 0 | 0
NEM | Wind | 0 | 761758.8753 | 728688.3021 | 958318.1804 | 1435234.7111 | 1976633.973 | 2111496.5428 | 2367154.9432 | 2387440.4421 | 2510607.1941 | 2665688.2532 | 2654455.4703 | 2750207.7695 | 2787419.3243 | 2983893.5315 | 2962268.9349 | 2960609.8878 | 2975963.1113 | 2847336.7601 | 2854324.9881 | 2803334.029 | 2667880.8166 | 2562074.8678 | 2725589.826 | 2692479.3582 | 2681128.2108 | 2395149.3849
NEM | Solar PV | 0 | 0.24561 | 56193.5338 | 53264.0508 | 50621.9573 | 84893.729 | 127228.0503 | 221748.8784 | 229587.5024 | 337479.5824 | 401337.1118 | 434571.5159 | 413014.3733 | 390384.5624 | 480391.6706 | 480672.3166 | 657141.6925 | 724198.9794 | 809998.1296 | 925607.9783 | 981751.4874 | 945082.4818 | 907801.448 | 952012.5777 | 919392.8017 | 932244.4851 | 983539.8466
NEM | Grid Battery | 0 | 0.29236 | 50785.6125 | 48138.2348 | 104079.0394 | 205429.4592 | 200248.6293 | 213867.9199 | 207161.5892 | 327996.7121 | 346724.1742 | 328648.5083 | 324146.8656 | 306386.2679 | 293153.9093 | 277871.0072 | 354998.1203 | 347884.0291 | 450559.9904 | 513336.7092 | 509684.9537 | 519661.6331 | 475177.4836 | 454978.3069 | 412432.5947 | 404767.7424 | 382057.5284
NEM | Pumped Hydro | 0 | 0 | 70451.221 | 66778.5122 | 63465.9509 | 85953.0528 | 81472.1224 | 82758.902 | 93900.628 | 108061.6743 | 117429.8281 | 111308.3001 | 121091.7147 | 114456.8805 | 257254.9731 | 243843.5784 | 280098.5447 | 281517.9685 | 266841.6884 | 258494.0792 | 246214.0837 | 236769.993 | 231945.507 | 260307.7169 | 247395.0202 | 233839.8029 | 221649.1073
NEM | VPP | 0 | 0 | 0 | 0 | 0 | 0 | 0 | 0 | 0 | 0 | 0 | 0 | 0 | 0 | 0 | 0 | 0 | 0 | 0 | 0 | 0 | 0 | 0 | 0 | 0 | 0 | 0
Total excluding storage |  | 0 | 761759.4818 | 906118.7343 | 1126499.0416 | 1653401.7192 | 2358557.3621 | 2525798.0925 | 2890604.3412 | 2922912.1763 | 3288702.9745 | 3535499.5681 | 3537004.3237 | 3654019.1644 | 3641709.2462 | 4105147.92 | 4050394.0699 | 4334333.3899 | 4406584.5128 | 4454296.4389 | 4627175.9544 | 4636437.8428 | 4500584.1447 | 4301349.2782 | 4553596.4332 | 4424435.7779 | 4439509.4737 | 4160148.6763
Region | Technology | 2023-24 | 2024-25 | 2025-26 | 2026-27 | 2027-28 | 2028-29 | 2029-30 | 2030-31 | 2031-32 | 2032-33 | 2033-34 | 2034-35 | 2035-36 | 2036-37 | 2037-38 | 2038-39 | 2039-40 | 2040-41 | 2041-42 | 2042-43 | 2043-44 | 2044-45 | 2045-46 | 2046-47 | 2047-48 | 2048-49 | 2049-50
NSW1 | Black Coal | 0 | 0 | 0 | 0 | 0 | 0 | 0 | 0 | 0 | 0 | 0 | 0 | 0 | 0 | 0 | 0 | 0 | 0 | 0 | 0 | 0 | 0 | 0 | 0 | 0 | 0 | 0
NSW1 | Brown Coal | 0 | 0 | 0 | 0 | 0 | 0 | 0 | 0 | 0 | 0 | 0 | 0 | 0 | 0 | 0 | 0 | 0 | 0 | 0 | 0 | 0 | 0 | 0 | 0 | 0 | 0 | 0
NSW1 | CCGT | 0 | 0 | 0 | 0 | 0 | 0 | 0 | 0 | 0 | 0 | 0 | 0 | 0 | 0 | 0 | 0 | 0 | 0 | 0 | 0 | 0 | 0 | 0 | 0 | 0 | 0 | 0
NSW1 | Gas - Steam | 0 | 0 | 0 | 0 | 0 | 0 | 0 | 0 | 0 | 0 | 0 | 0 | 0 | 0 | 0 | 0 | 0 | 0 | 0 | 0 | 0 | 0 | 0 | 0 | 0 | 0 | 0
NSW1 | OCGT / Diesel | 0 | 0.028919 | 0.027411 | 0.025982 | 0.024714 | 0.023398 | 0.02222 | 0.021098 | 0.020069 | 0.018991 | 0.018044 | 0.01716 | 0.016323 | 0.01547 | 21373.9695 | 20259.6867 | 19254.6947 | 18199.6947 | 17250.8955 | 16351.5597 | 15540.4325 | 14688.9482 | 13923.1737 | 30479.8845 | 28967.9142 | 27380.7093 | 25953.2714
NSW1 | Hydro | 0 | 0 | 0 | 0 | 0 | 0 | 0 | 0 | 0 | 0 | 0 | 0 | 0 | 0 | 0 | 0 | 0 | 0 | 0 | 0 | 0 | 0 | 0 | 0 | 0 | 0 | 0
NSW1 | Hydrogen Turbine | 0 | 0 | 0 | 0 | 0 | 0 | 0 | 0 | 0 | 0 | 0 | 0 | 0 | 0 | 0 | 0 | 0 | 0 | 0 | 0 | 0 | 0 | 0 | 0 | 0 | 0 | 0
NSW1 | Wind | 0 | 337705.072 | 326741.5683 | 415039.6528 | 774242.2053 | 801903.3253 | 790576.7818 | 801599.1789 | 761835.4416 | 775421.2955 | 798969.6063 | 764144.8009 | 840526.0892 | 825281.2791 | 814940.1135 | 772455.0907 | 745070.5018 | 739428.776 | 705008.7646 | 763744.0012 | 773566.0631 | 731180.9692 | 697875.5737 | 703732.9418 | 724046.3137 | 712146.808 | 595846.0975
NSW1 | Solar PV | 0 | 0.095303 | 56193.357 | 53263.849 | 50621.7641 | 77690.1498 | 119019.722 | 183128.1727 | 174044.0062 | 167119.728 | 184702.3255 | 175073.3033 | 166388.7025 | 157271.9625 | 192414.6539 | 195038.3555 | 234158.8508 | 253563.183 | 276903.2945 | 281030.4375 | 269772.3111 | 254990.9925 | 241697.6238 | 259301.2226 | 254016.9003 | 263969.2526 | 291571.7678
NSW1 | Grid Battery | 0 | 0.18277 | 50785.4929 | 48137.9222 | 104078.7255 | 131804.5051 | 130461.9364 | 123660.6392 | 117526.393 | 124890.5699 | 118379.6889 | 112208.2363 | 106642.1036 | 100798.9885 | 95544.0661 | 90563.0969 | 129197.0224 | 122118.0935 | 126337.7648 | 121855.8507 | 115811.1428 | 125627.6611 | 101685.5715 | 100957.5984 | 75973.2664 | 80722.4839 | 74620.872
NSW1 | Pumped Hydro | 0 | 0 | 70451.0258 | 66778.2253 | 63465.664 | 59988.2713 | 56860.922 | 53896.6105 | 51223.0419 | 48416.439 | 45892.3607 | 43499.8685 | 41342.0378 | 39076.8327 | 37039.7402 | 35108.7589 | 33367.1718 | 31538.924 | 29894.7159 | 28336.2261 | 26930.5938 | 25455.0676 | 24128.0266 | 22870.2439 | 21735.7539 | 20544.8126 | 19473.7563
NSW1 | VPP | 0 | 0 | 0 | 0 | 0 | 0 | 0 | 0 | 0 | 0 | 0 | 0 | 0 | 0 | 0 | 0 | 0 | 0 | 0 | 0 | 0 | 0 | 0 | 0 | 0 | 0 | 0
Total excluding storage |  | 0 | 337705.379 | 504171.4714 | 583219.6752 | 992408.3836 | 1071386.2749 | 1096919.3844 | 1162284.6224 | 1104628.9028 | 1115848.0514 | 1147943.9995 | 1094926.2261 | 1154898.9494 | 1122429.0782 | 1161312.5432 | 1113424.9887 | 1161048.2414 | 1164848.6712 | 1155395.4354 | 1211318.0752 | 1201620.5432 | 1151943.6385 | 1079309.9693 | 1117341.8912 | 1104740.1485 | 1104764.0664 | 1007465.7649
Region | Technology | 2023-24 | 2024-25 | 2025-26 | 2026-27 | 2027-28 | 2028-29 | 2029-30 | 2030-31 | 2031-32 | 2032-33 | 2033-34 | 2034-35 | 2035-36 | 2036-37 | 2037-38 | 2038-39 | 2039-40 | 2040-41 | 2041-42 | 2042-43 | 2043-44 | 2044-45 | 2045-46 | 2046-47 | 2047-48 | 2048-49 | 2049-50
QLD1 | Black Coal | 0 | 0 | 0 | 0 | 0 | 0 | 0 | 0 | 0 | 0 | 0 | 0 | 0 | 0 | 0 | 0 | 0 | 0 | 0 | 0 | 0 | 0 | 0 | 0 | 0 | 0 | 0
QLD1 | Brown Coal | 0 | 0 | 0 | 0 | 0 | 0 | 0 | 0 | 0 | 0 | 0 | 0 | 0 | 0 | 0 | 0 | 0 | 0 | 0 | 0 | 0 | 0 | 0 | 0 | 0 | 0 | 0
QLD1 | CCGT | 0 | 0 | 0 | 0 | 0 | 0 | 0 | 0 | 0 | 0 | 0 | 0 | 0 | 0 | 0 | 0 | 0 | 0 | 0 | 0 | 0 | 0 | 0 | 0 | 0 | 0 | 0
QLD1 | Gas - Steam | 0 | 0 | 0 | 0 | 0 | 0 | 0 | 0 | 0 | 0 | 0 | 0 | 0 | 0 | 0 | 0 | 0 | 0 | 0 | 0 | 0 | 0 | 0 | 0 | 0 | 0 | 0
QLD1 | OCGT / Diesel | 0 | 0.0080819 | 0.0076605 | 0.0077522 | 0.0074298 | 5647.0975 | 5352.6991 | 5073.6485 | 4821.9676 | 4557.7632 | 4320.1548 | 4094.9335 | 3891.8023 | 3678.5634 | 31749.4089 | 30094.2264 | 28601.3873 | 27034.265 | 25624.8957 | 24289.0007 | 23084.1324 | 21819.3106 | 20681.811 | 45161.7827 | 42921.5093 | 83731.6758 | 79366.5152
QLD1 | Hydro | 0 | 0 | 0 | 0 | 0 | 0 | 0 | 0 | 0 | 0 | 0 | 0 | 0 | 0 | 0 | 0 | 0 | 0 | 0 | 0 | 0 | 0 | 0 | 0 | 0 | 0 | 0
QLD1 | Hydrogen Turbine | 0 | 0 | 0 | 0 | 0 | 0 | 0 | 0 | 0 | 0 | 0 | 0 | 0 | 0 | 0 | 0 | 0 | 0 | 0 | 0 | 0 | 0 | 0 | 0 | 0 | 0 | 0
QLD1 | Wind | 0 | 153863.0701 | 145841.7732 | 198406.0338 | 313909.8464 | 624291.2528 | 594167.0235 | 721312.4865 | 686473.3203 | 760990.4738 | 799888.2245 | 758313.7672 | 720697.2245 | 681208.9072 | 770910.9415 | 730721.2719 | 694473.4692 | 671448.799 | 658834.5945 | 667626.5781 | 659418.5498 | 623287.8008 | 590794.1261 | 731710.7315 | 715601.1277 | 708556.1628 | 641159.5464
QLD1 | Solar PV | 0 | 0.040666 | 0.055878 | 0.055366 | 0.053342 | 7203.4451 | 8208.197 | 38620.499 | 55543.2992 | 80218.0839 | 131192.3491 | 146658.9613 | 139383.8684 | 131746.7717 | 174081.3078 | 177675.9396 | 310802.4807 | 339919.8706 | 327883.5992 | 448864.1094 | 426617.3555 | 403242.21 | 394143.4185 | 424679.9605 | 410640.3413 | 413016.4428 | 441472.9283
QLD1 | Grid Battery | 0 | 0.024893 | 0.027408 | 0.03905 | 0.046276 | 73624.701 | 69786.4468 | 80778.8947 | 80674.4975 | 108631.6174 | 138795.1718 | 131559.4048 | 125033.3337 | 118182.5288 | 112021.3545 | 106181.3795 | 148031.44 | 139920.5269 | 167618.3165 | 243041.1331 | 230984.9542 | 218328.8579 | 206946.7835 | 196158.0846 | 186427.5594 | 182233.9916 | 172733.6414
QLD1 | Pumped Hydro | 0 | 0 | 0.045133 | 0.065868 | 0.065142 | 25964.5618 | 24610.9595 | 23327.9243 | 22170.7307 | 20955.9561 | 34865.1622 | 33047.549 | 31408.2096 | 29687.2965 | 172254.6591 | 163274.5589 | 203526.1884 | 192374.6163 | 182345.6083 | 172839.4401 | 164265.6513 | 155265.2358 | 147170.8398 | 179952.5047 | 171025.8686 | 161655.0499 | 153227.5355
QLD1 | VPP | 0 | 0 | 0 | 0 | 0 | 0 | 0 | 0 | 0 | 0 | 0 | 0 | 0 | 0 | 0 | 0 | 0 | 0 | 0 | 0 | 0 | 0 | 0 | 0 | 0 | 0 | 0
Total excluding storage |  | 0 | 153863.1437 | 145841.9093 | 198406.2019 | 313910.0186 | 736731.0582 | 702125.3258 | 869113.4528 | 849683.8153 | 975353.8944 | 1109061.0624 | 1073674.6157 | 1020414.4384 | 964504.0676 | 1261017.6719 | 1207947.3763 | 1385434.9657 | 1370698.0778 | 1362307.0142 | 1556660.2614 | 1504370.6432 | 1421943.415 | 1359736.9789 | 1577663.064 | 1526616.4064 | 1549193.323 | 1487960.1668
Region | Technology | 2023-24 | 2024-25 | 2025-26 | 2026-27 | 2027-28 | 2028-29 | 2029-30 | 2030-31 | 2031-32 | 2032-33 | 2033-34 | 2034-35 | 2035-36 | 2036-37 | 2037-38 | 2038-39 | 2039-40 | 2040-41 | 2041-42 | 2042-43 | 2043-44 | 2044-45 | 2045-46 | 2046-47 | 2047-48 | 2048-49 | 2049-50
VIC1 | Black Coal | 0 | 0 | 0 | 0 | 0 | 0 | 0 | 0 | 0 | 0 | 0 | 0 | 0 | 0 | 0 | 0 | 0 | 0 | 0 | 0 | 0 | 0 | 0 | 0 | 0 | 0 | 0
VIC1 | Brown Coal | 0 | 0 | 0 | 0 | 0 | 0 | 0 | 0 | 0 | 0 | 0 | 0 | 0 | 0 | 0 | 0 | 0 | 0 | 0 | 0 | 0 | 0 | 0 | 0 | 0 | 0 | 0
VIC1 | CCGT | 0 | 0 | 0 | 0 | 0 | 0 | 0 | 0 | 0 | 0 | 0 | 0 | 0 | 0 | 0 | 0 | 0 | 0 | 0 | 0 | 0 | 0 | 0 | 0 | 0 | 0 | 0
VIC1 | Gas - Steam | 0 | 0 | 0 | 0 | 0 | 0 | 0 | 0 | 0 | 0 | 0 | 0 | 0 | 0 | 0 | 0 | 0 | 0 | 0 | 0 | 0 | 0 | 0 | 0 | 0 | 0 | 0
VIC1 | OCGT / Diesel | 0 | 0.015819 | 0.014994 | 0.014243 | 0.013554 | 0.012866 | 0.01223 | 0.011647 | 0.011086 | 0.012245 | 0.011632 | 3925.5609 | 41666.5632 | 39383.576 | 37330.4038 | 35384.2691 | 33629.0144 | 31786.4192 | 36684.0348 | 34771.597 | 50787.7704 | 88970.9798 | 84332.6823 | 79936.1918 | 75970.9161 | 71808.3306 | 68064.7642
VIC1 | Hydro | 0 | 0 | 0 | 0 | 0 | 0 | 0 | 0 | 0 | 0 | 0 | 0 | 0 | 0 | 0 | 0 | 0 | 0 | 0 | 0 | 0 | 0 | 0 | 0 | 0 | 0 | 0
VIC1 | Hydrogen Turbine | 0 | 0 | 0 | 0 | 0 | 0 | 0 | 0 | 0 | 0 | 0 | 0 | 0 | 0 | 0 | 0 | 0 | 0 | 0 | 0 | 0 | 0 | 0 | 0 | 0 | 0 | 0
VIC1 | Wind | 0 | 121781.6556 | 115432.8489 | 162606.9349 | 154540.7552 | 256853.5316 | 354689.4283 | 472622.2945 | 539035.59 | 594289.0699 | 699706.4651 | 784012.1073 | 858260.9983 | 968326.6224 | 1064715.1008 | 1143142.4478 | 1211437.6675 | 1263932.4424 | 1198040.2305 | 1135583.1617 | 1091109.6908 | 1035379.0439 | 1009866.7751 | 985256.5397 | 936588.7568 | 946372.1439 | 886043.9196
VIC1 | Solar PV | 0 | 0.036879 | 0.035689 | 0.063406 | 0.060528 | 0.057516 | 0.056003 | 0.090667 | 0.086199 | 64600.7289 | 61232.9185 | 73153.5512 | 69524.7318 | 65715.3447 | 62289.4269 | 59042.112 | 59676.6615 | 56406.8682 | 90254.9045 | 85782.8001 | 129158.6137 | 138128.88 | 130993.2024 | 128073.8689 | 121720.6991 | 126339.8162 | 124351.8943
VIC1 | Grid Battery | 0 | 0.038095 | 0.036458 | 0.18592 | 0.17731 | 0.16761 | 0.15928 | 7780.293 | 7394.3484 | 64976.0778 | 61588.6996 | 58377.9153 | 55482.0497 | 52442.0869 | 49708.1395 | 47116.7203 | 44779.4721 | 42325.928 | 83485.5965 | 79133.2672 | 78190.9955 | 89363.5754 | 84704.8109 | 80288.8744 | 76306.1043 | 72125.1623 | 68365.097
VIC1 | Pumped Hydro | 0 | 0 | 0.043412 | 0.093752 | 0.089615 | 0.085259 | 0.085885 | 0.15426 | 0.14679 | 0.1518 | 0.14427 | 0.22877 | 0.27385 | 0.25939 | 4650.1383 | 4407.7143 | 4189.0683 | 20726.0676 | 19645.564 | 24184.9511 | 23527.9756 | 22238.8355 | 28598.4373 | 27107.5239 | 25762.8416 | 24351.2541 | 23081.7579
VIC1 | VPP | 0 | 0 | 0 | 0 | 0 | 0 | 0 | 0 | 0 | 0 | 0 | 0 | 0 | 0 | 0 | 0 | 0 | 0 | 0 | 0 | 0 | 0 | 0 | 0 | 0 | 0 | 0
Total excluding storage |  | 0 | 121781.7464 | 115432.9795 | 162607.2922 | 154541.0962 | 256853.8549 | 354689.7417 | 480402.8442 | 546430.1824 | 723866.0406 | 822528.2391 | 919469.3635 | 1024934.6169 | 1125867.8893 | 1218693.2093 | 1289093.2633 | 1353711.8838 | 1415177.7254 | 1428110.3304 | 1359455.7771 | 1372775.046 | 1374081.3146 | 1338495.908 | 1300662.9988 | 1236349.3179 | 1240996.7071 | 1169907.4331
Region | Technology | 2023-24 | 2024-25 | 2025-26 | 2026-27 | 2027-28 | 2028-29 | 2029-30 | 2030-31 | 2031-32 | 2032-33 | 2033-34 | 2034-35 | 2035-36 | 2036-37 | 2037-38 | 2038-39 | 2039-40 | 2040-41 | 2041-42 | 2042-43 | 2043-44 | 2044-45 | 2045-46 | 2046-47 | 2047-48 | 2048-49 | 2049-50
SA1 | Black Coal | 0 | 0 | 0 | 0 | 0 | 0 | 0 | 0 | 0 | 0 | 0 | 0 | 0 | 0 | 0 | 0 | 0 | 0 | 0 | 0 | 0 | 0 | 0 | 0 | 0 | 0 | 0
SA1 | Brown Coal | 0 | 0 | 0 | 0 | 0 | 0 | 0 | 0 | 0 | 0 | 0 | 0 | 0 | 0 | 0 | 0 | 0 | 0 | 0 | 0 | 0 | 0 | 0 | 0 | 0 | 0 | 0
SA1 | CCGT | 0 | 0 | 0 | 0 | 0 | 0 | 0 | 0 | 0 | 0 | 0 | 0 | 0 | 0 | 0 | 0 | 0 | 0 | 0 | 0 | 0 | 0 | 0 | 0 | 0 | 0 | 0
SA1 | Gas - Steam | 0 | 0 | 0 | 0 | 0 | 0 | 0 | 0 | 0 | 0 | 0 | 0 | 0 | 0 | 0 | 0 | 0 | 0 | 0 | 0 | 0 | 0 | 0 | 0 | 0 | 0 | 0
SA1 | OCGT / Diesel | 0 | 0.0081958 | 0.0077685 | 0.0086402 | 0.0082403 | 0.0078364 | 0.0074821 | 0.0086182 | 0.0082404 | 0.0086632 | 0.0082775 | 0.009294 | 0.040643 | 0.03844 | 0.036509 | 0.034623 | 0.032969 | 0.031185 | 0.029579 | 0.028066 | 6040.9402 | 5709.9461 | 5412.2712 | 5130.1149 | 4875.633 | 4608.4882 | 4368.2331
SA1 | Hydro | 0 | 0 | 0 | 0 | 0 | 0 | 0 | 0 | 0 | 0 | 0 | 0 | 0 | 0 | 0 | 0 | 0 | 0 | 0 | 0 | 0 | 0 | 0 | 0 | 0 | 0 | 0
SA1 | Hydrogen Turbine | 0 | 0 | 0 | 0 | 0 | 0 | 0 | 0 | 0 | 0 | 0 | 0 | 0 | 0 | 0 | 0 | 0 | 0 | 0 | 0 | 0 | 0 | 0 | 0 | 0 | 0 | 0
SA1 | Wind | 0 | 58688.047 | 55628.4806 | 98870.9584 | 93966.4618 | 171951.3314 | 183778.9546 | 192172.8609 | 182640.0285 | 173029.8191 | 171032.4533 | 162116.0703 | 154074.8461 | 145632.8048 | 175062.2463 | 165935.7832 | 160893.227 | 156543.6557 | 148382.6127 | 157446.5477 | 155760.0068 | 161318.9638 | 152908.9717 | 200027.6012 | 216582.8817 | 219853.3862 | 206318.1768
SA1 | Solar PV | 0 | 0.056558 | 0.06982 | 0.067207 | 0.064117 | 0.06204 | 0.060908 | 0.098648 | 0.093831 | 25541.0098 | 24209.4884 | 39685.6705 | 37717.0425 | 35650.4568 | 51606.2562 | 48915.8849 | 52190.8013 | 70472.4278 | 111319.7151 | 106483.6014 | 152927.1688 | 145623.8555 | 138032.0906 | 137175.4282 | 130370.7709 | 126419.7426 | 123774.3212
SA1 | Grid Battery | 0 | 0.026756 | 0.032575 | 0.06239 | 0.061453 | 0.058107 | 0.055844 | 1648.0421 | 1566.2927 | 29498.3809 | 27960.551 | 26502.8921 | 36989.3214 | 34962.6092 | 35880.2929 | 34009.7568 | 32990.1344 | 43519.4317 | 73118.2607 | 69306.4088 | 84697.8102 | 86341.4813 | 81840.2644 | 77573.6998 | 73725.6166 | 69686.0558 | 66337.87
SA1 | Pumped Hydro | 0 | 0 | 0.053269 | 0.070637 | 0.068625 | 0.065718 | 0.064115 | 0.080141 | 0.076477 | 0.074988 | 0.072243 | 0.069967 | 0.082875 | 0.078817 | 0.09065 | 0.086297 | 0.084089 | 0.087918 | 0.090916 | 0.087695 | 0.085605 | 0.099772 | 0.094717 | 0.08994 | 0.085681 | 0.081397 | 0.081079
SA1 | VPP | 0 | 0 | 0 | 0 | 0 | 0 | 0 | 0 | 0 | 0 | 0 | 0 | 0 | 0 | 0 | 0 | 0 | 0 | 0 | 0 | 0 | 0 | 0 | 0 | 0 | 0 | 0
Total excluding storage |  | 0 | 58688.1385 | 55628.644 | 98871.1672 | 93966.6643 | 171951.5252 | 183779.1429 | 193821.0904 | 184206.4998 | 228069.2935 | 223202.5732 | 228304.7122 | 228781.3335 | 216245.9881 | 262548.9226 | 248861.5458 | 246074.2797 | 270535.6343 | 332820.709 | 333236.6736 | 399426.0115 | 398994.3465 | 378193.6926 | 419906.9341 | 425554.9879 | 420567.7542 | 400798.6822
Region | Technology | 2023-24 | 2024-25 | 2025-26 | 2026-27 | 2027-28 | 2028-29 | 2029-30 | 2030-31 | 2031-32 | 2032-33 | 2033-34 | 2034-35 | 2035-36 | 2036-37 | 2037-38 | 2038-39 | 2039-40 | 2040-41 | 2041-42 | 2042-43 | 2043-44 | 2044-45 | 2045-46 | 2046-47 | 2047-48 | 2048-49 | 2049-50
TAS1 | Black Coal | 0 | 0 | 0 | 0 | 0 | 0 | 0 | 0 | 0 | 0 | 0 | 0 | 0 | 0 | 0 | 0 | 0 | 0 | 0 | 0 | 0 | 0 | 0 | 0 | 0 | 0 | 0
TAS1 | Brown Coal | 0 | 0 | 0 | 0 | 0 | 0 | 0 | 0 | 0 | 0 | 0 | 0 | 0 | 0 | 0 | 0 | 0 | 0 | 0 | 0 | 0 | 0 | 0 | 0 | 0 | 0 | 0
TAS1 | CCGT | 0 | 0 | 0 | 0 | 0 | 0 | 0 | 0 | 0 | 0 | 0 | 0 | 0 | 0 | 0 | 0 | 0 | 0 | 0 | 0 | 0 | 0 | 0 | 0 | 0 | 0 | 0
TAS1 | Gas - Steam | 0 | 0 | 0 | 0 | 0 | 0 | 0 | 0 | 0 | 0 | 0 | 0 | 0 | 0 | 0 | 0 | 0 | 0 | 0 | 0 | 0 | 0 | 0 | 0 | 0 | 0 | 0
TAS1 | OCGT / Diesel | 0 | 0.0075017 | 0.0071107 | 0.0067704 | 0.006628 | 0.0066022 | 0.0066949 | 0.0079203 | 0.0075851 | 0.0084755 | 0.0080821 | 0.0081783 | 0.018785 | 0.017783 | 0.016884 | 0.016029 | 0.015265 | 0.014452 | 0.014788 | 0.014052 | 0.013595 | 0.0354 | 0.03358 | 0.031856 | 0.030304 | 0.028674 | 0.025246
TAS1 | Hydro | 0 | 0 | 0 | 0 | 0 | 0 | 0 | 0 | 0 | 0 | 0 | 0 | 0 | 0 | 0 | 0 | 0 | 0 | 0 | 0 | 0 | 0 | 0 | 0 | 0 | 0 | 0
TAS1 | Hydrogen Turbine | 0 | 0 | 0 | 0 | 0 | 0 | 0 | 0 | 0 | 0 | 0 | 0 | 0 | 0 | 0 | 0 | 0 | 0 | 0 | 0 | 0 | 0 | 0 | 0 | 0 | 0 | 0
TAS1 | Wind | 0 | 89721.0306 | 85043.6311 | 83394.6005 | 98575.4424 | 121634.5318 | 188284.3546 | 179448.1223 | 217456.0617 | 206876.5358 | 196091.504 | 185868.7246 | 176648.6114 | 166969.7109 | 158265.1293 | 150014.3413 | 148735.0222 | 144609.4382 | 137070.5577 | 129924.6995 | 123479.7184 | 116714.0389 | 110629.4212 | 104862.0117 | 99660.2783 | 94199.7098 | 65781.6446
TAS1 | Solar PV | 0 | 0.016201 | 0.015387 | 0.015872 | 0.0152 | 0.014443 | 0.014403 | 0.017404 | 0.016897 | 0.031843 | 0.030265 | 0.029597 | 0.028161 | 0.026677 | 0.025721 | 0.02461 | 312.8982 | 3836.6298 | 3636.6163 | 3447.0298 | 3276.0383 | 3096.5438 | 2935.1127 | 2782.0974 | 2644.0901 | 2499.2309 | 2368.935
TAS1 | Grid Battery | 0 | 0.019852 | 0.023106 | 0.025228 | 0.028911 | 0.027381 | 0.030941 | 0.050945 | 0.057566 | 0.066102 | 0.062931 | 0.059805 | 0.057262 | 0.054459 | 0.056249 | 0.05375 | 0.051402 | 0.048976 | 0.051849 | 0.049507 | 0.051037 | 0.057537 | 0.053307 | 0.049589 | 0.048045 | 0.048721 | 0.04794
TAS1 | Pumped Hydro | 0 | 0 | 0.053364 | 0.05665 | 0.063495 | 0.06878 | 0.090913 | 5534.1329 | 20506.6322 | 38689.0524 | 36672.0887 | 34760.5839 | 48341.1105 | 45692.4131 | 43310.3449 | 41052.46 | 39016.0322 | 36878.2726 | 34955.7094 | 33133.3742 | 31489.7774 | 33810.7544 | 32048.1086 | 30377.3544 | 28870.4705 | 27288.6049 | 25865.9765
TAS1 | VPP | 0 | 0 | 0 | 0 | 0 | 0 | 0 | 0 | 0 | 0 | 0 | 0 | 0 | 0 | 0 | 0 | 0 | 0 | 0 | 0 | 0 | 0 | 0 | 0 | 0 | 0 | 0
Total excluding storage |  | 0 | 89721.0742 | 85043.7301 | 83394.705 | 98575.5566 | 121634.649 | 188284.4976 | 184982.3315 | 237962.7759 | 245565.6946 | 232763.694 | 220629.4061 | 224989.8262 | 212662.2229 | 201575.5731 | 191066.8957 | 188064.0193 | 185324.404 | 175662.95 | 166505.1671 | 158245.5988 | 153621.4301 | 145612.7294 | 138021.5451 | 131174.9172 | 123987.623 | 94016.6293

## BaseCase_Rehab Cost
Rehabilition cost by technology ($000s) - BaseCase, Offshore Wind Scenario
Rehab | Real June 2021 dollars discounted to 1 July 2021
Explicitly modelled generation
Region | Technology | 2023-24 | 2024-25 | 2025-26 | 2026-27 | 2027-28 | 2028-29 | 2029-30 | 2030-31 | 2031-32 | 2032-33 | 2033-34 | 2034-35 | 2035-36 | 2036-37 | 2037-38 | 2038-39 | 2039-40 | 2040-41 | 2041-42 | 2042-43 | 2043-44 | 2044-45 | 2045-46 | 2046-47 | 2047-48 | 2048-49 | 2049-50
NEM | Black Coal | 0 | 0 | 0 | 0 | 0 | 0 | 0 | 0 | 0 | 0 | 0 | 0 | 0 | 0 | 0 | 0 | 0 | 0 | 0 | 0 | 0 | 0 | 0 | 0 | 0 | 0 | 0
NEM | Brown Coal | 0 | 0 | 0 | 0 | 0 | 0 | 0 | 0 | 0 | 0 | 0 | 0 | 0 | 0 | 0 | 0 | 0 | 0 | 0 | 0 | 0 | 0 | 0 | 0 | 0 | 0 | 0
NEM | CCGT | 0 | 0 | 0 | 0 | 0 | 0 | 0 | 0 | 0 | 0 | 0 | 0 | 0 | 0 | 0 | 0 | 0 | 0 | 0 | 0 | 0 | 0 | 0 | 0 | 0 | 0 | 0
NEM | Gas - Steam | 0 | 0 | 0 | 0 | 0 | 0 | 0 | 0 | 0 | 0 | 0 | 0 | 0 | 0 | 0 | 0 | 0 | 0 | 0 | 0 | 0 | 0 | 0 | 0 | 0 | 0 | 0
NEM | OCGT / Diesel | 0 | 0 | 0 | 0 | 0 | 0 | 0 | 0 | 0 | 0 | 0 | 0 | 0 | 0 | 0 | 0 | 0 | 0 | 0 | 0 | 0 | 0 | 0 | 0 | 0 | 0 | 0
NEM | Hydro | 0 | 0 | 0 | 0 | 0 | 0 | 0 | 0 | 0 | 0 | 0 | 0 | 0 | 0 | 0 | 0 | 0 | 0 | 0 | 0 | 0 | 0 | 0 | 0 | 0 | 0 | 0
NEM | Hydrogen Turbine | 0 | 0 | 0 | 0 | 0 | 0 | 0 | 0 | 0 | 0 | 0 | 0 | 0 | 0 | 0 | 0 | 0 | 0 | 0 | 0 | 0 | 0 | 0 | 0 | 0 | 0 | 0
NEM | Wind | 0 | 0 | 0 | 0 | 0 | 0 | 0 | 0 | 0 | 0 | 0 | 0 | 0 | 0 | 0 | 0 | 0 | 0 | 0 | 0 | 0 | 0 | 0 | 0 | 0 | 0 | 0
NEM | Solar PV | 0 | 0 | 0 | 0 | 0 | 0 | 0 | 0 | 0 | 0 | 0 | 0 | 0 | 0 | 0 | 0 | 0 | 0 | 0 | 0 | 0 | 0 | 0 | 0 | 0 | 0 | 0
NEM | Grid Battery | 0 | 0 | 0 | 0 | 0 | 0 | 0 | 0 | 0 | 0 | 0 | 0 | 0 | 0 | 0 | 0 | 0 | 0 | 0 | 0 | 0 | 0 | 0 | 0 | 0 | 0 | 0
NEM | Pumped Hydro | 0 | 0 | 0 | 0 | 0 | 0 | 0 | 0 | 0 | 0 | 0 | 0 | 0 | 0 | 0 | 0 | 0 | 0 | 0 | 0 | 0 | 0 | 0 | 0 | 0 | 0 | 0
NEM | VPP | 0 | 0 | 0 | 0 | 0 | 0 | 0 | 0 | 0 | 0 | 0 | 0 | 0 | 0 | 0 | 0 | 0 | 0 | 0 | 0 | 0 | 0 | 0 | 0 | 0 | 0 | 0
Total excluding storage |  | 0 | 0 | 0 | 0 | 0 | 0 | 0 | 0 | 0 | 0 | 0 | 0 | 0 | 0 | 0 | 0 | 0 | 0 | 0 | 0 | 0 | 0 | 0 | 0 | 0 | 0 | 0
Region | Technology | 2023-24 | 2024-25 | 2025-26 | 2026-27 | 2027-28 | 2028-29 | 2029-30 | 2030-31 | 2031-32 | 2032-33 | 2033-34 | 2034-35 | 2035-36 | 2036-37 | 2037-38 | 2038-39 | 2039-40 | 2040-41 | 2041-42 | 2042-43 | 2043-44 | 2044-45 | 2045-46 | 2046-47 | 2047-48 | 2048-49 | 2049-50
NSW1 | Black Coal | 0 | 0 | 0 | 0 | 0 | 0 | 0 | 0 | 0 | 0 | 0 | 0 | 0 | 0 | 0 | 0 | 0 | 0 | 0 | 0 | 0 | 0 | 0 | 0 | 0 | 0 | 0
NSW1 | Brown Coal | 0 | 0 | 0 | 0 | 0 | 0 | 0 | 0 | 0 | 0 | 0 | 0 | 0 | 0 | 0 | 0 | 0 | 0 | 0 | 0 | 0 | 0 | 0 | 0 | 0 | 0 | 0
NSW1 | CCGT | 0 | 0 | 0 | 0 | 0 | 0 | 0 | 0 | 0 | 0 | 0 | 0 | 0 | 0 | 0 | 0 | 0 | 0 | 0 | 0 | 0 | 0 | 0 | 0 | 0 | 0 | 0
NSW1 | Gas - Steam | 0 | 0 | 0 | 0 | 0 | 0 | 0 | 0 | 0 | 0 | 0 | 0 | 0 | 0 | 0 | 0 | 0 | 0 | 0 | 0 | 0 | 0 | 0 | 0 | 0 | 0 | 0
NSW1 | OCGT / Diesel | 0 | 0 | 0 | 0 | 0 | 0 | 0 | 0 | 0 | 0 | 0 | 0 | 0 | 0 | 0 | 0 | 0 | 0 | 0 | 0 | 0 | 0 | 0 | 0 | 0 | 0 | 0
NSW1 | Hydro | 0 | 0 | 0 | 0 | 0 | 0 | 0 | 0 | 0 | 0 | 0 | 0 | 0 | 0 | 0 | 0 | 0 | 0 | 0 | 0 | 0 | 0 | 0 | 0 | 0 | 0 | 0
NSW1 | Hydrogen Turbine | 0 | 0 | 0 | 0 | 0 | 0 | 0 | 0 | 0 | 0 | 0 | 0 | 0 | 0 | 0 | 0 | 0 | 0 | 0 | 0 | 0 | 0 | 0 | 0 | 0 | 0 | 0
NSW1 | Wind | 0 | 0 | 0 | 0 | 0 | 0 | 0 | 0 | 0 | 0 | 0 | 0 | 0 | 0 | 0 | 0 | 0 | 0 | 0 | 0 | 0 | 0 | 0 | 0 | 0 | 0 | 0
NSW1 | Solar PV | 0 | 0 | 0 | 0 | 0 | 0 | 0 | 0 | 0 | 0 | 0 | 0 | 0 | 0 | 0 | 0 | 0 | 0 | 0 | 0 | 0 | 0 | 0 | 0 | 0 | 0 | 0
NSW1 | Grid Battery | 0 | 0 | 0 | 0 | 0 | 0 | 0 | 0 | 0 | 0 | 0 | 0 | 0 | 0 | 0 | 0 | 0 | 0 | 0 | 0 | 0 | 0 | 0 | 0 | 0 | 0 | 0
NSW1 | Pumped Hydro | 0 | 0 | 0 | 0 | 0 | 0 | 0 | 0 | 0 | 0 | 0 | 0 | 0 | 0 | 0 | 0 | 0 | 0 | 0 | 0 | 0 | 0 | 0 | 0 | 0 | 0 | 0
NSW1 | VPP | 0 | 0 | 0 | 0 | 0 | 0 | 0 | 0 | 0 | 0 | 0 | 0 | 0 | 0 | 0 | 0 | 0 | 0 | 0 | 0 | 0 | 0 | 0 | 0 | 0 | 0 | 0
Total excluding storage |  | 0 | 0 | 0 | 0 | 0 | 0 | 0 | 0 | 0 | 0 | 0 | 0 | 0 | 0 | 0 | 0 | 0 | 0 | 0 | 0 | 0 | 0 | 0 | 0 | 0 | 0 | 0
Region | Technology | 2023-24 | 2024-25 | 2025-26 | 2026-27 | 2027-28 | 2028-29 | 2029-30 | 2030-31 | 2031-32 | 2032-33 | 2033-34 | 2034-35 | 2035-36 | 2036-37 | 2037-38 | 2038-39 | 2039-40 | 2040-41 | 2041-42 | 2042-43 | 2043-44 | 2044-45 | 2045-46 | 2046-47 | 2047-48 | 2048-49 | 2049-50
QLD1 | Black Coal | 0 | 0 | 0 | 0 | 0 | 0 | 0 | 0 | 0 | 0 | 0 | 0 | 0 | 0 | 0 | 0 | 0 | 0 | 0 | 0 | 0 | 0 | 0 | 0 | 0 | 0 | 0
QLD1 | Brown Coal | 0 | 0 | 0 | 0 | 0 | 0 | 0 | 0 | 0 | 0 | 0 | 0 | 0 | 0 | 0 | 0 | 0 | 0 | 0 | 0 | 0 | 0 | 0 | 0 | 0 | 0 | 0
QLD1 | CCGT | 0 | 0 | 0 | 0 | 0 | 0 | 0 | 0 | 0 | 0 | 0 | 0 | 0 | 0 | 0 | 0 | 0 | 0 | 0 | 0 | 0 | 0 | 0 | 0 | 0 | 0 | 0
QLD1 | Gas - Steam | 0 | 0 | 0 | 0 | 0 | 0 | 0 | 0 | 0 | 0 | 0 | 0 | 0 | 0 | 0 | 0 | 0 | 0 | 0 | 0 | 0 | 0 | 0 | 0 | 0 | 0 | 0
QLD1 | OCGT / Diesel | 0 | 0 | 0 | 0 | 0 | 0 | 0 | 0 | 0 | 0 | 0 | 0 | 0 | 0 | 0 | 0 | 0 | 0 | 0 | 0 | 0 | 0 | 0 | 0 | 0 | 0 | 0
QLD1 | Hydro | 0 | 0 | 0 | 0 | 0 | 0 | 0 | 0 | 0 | 0 | 0 | 0 | 0 | 0 | 0 | 0 | 0 | 0 | 0 | 0 | 0 | 0 | 0 | 0 | 0 | 0 | 0
QLD1 | Hydrogen Turbine | 0 | 0 | 0 | 0 | 0 | 0 | 0 | 0 | 0 | 0 | 0 | 0 | 0 | 0 | 0 | 0 | 0 | 0 | 0 | 0 | 0 | 0 | 0 | 0 | 0 | 0 | 0
QLD1 | Wind | 0 | 0 | 0 | 0 | 0 | 0 | 0 | 0 | 0 | 0 | 0 | 0 | 0 | 0 | 0 | 0 | 0 | 0 | 0 | 0 | 0 | 0 | 0 | 0 | 0 | 0 | 0
QLD1 | Solar PV | 0 | 0 | 0 | 0 | 0 | 0 | 0 | 0 | 0 | 0 | 0 | 0 | 0 | 0 | 0 | 0 | 0 | 0 | 0 | 0 | 0 | 0 | 0 | 0 | 0 | 0 | 0
QLD1 | Grid Battery | 0 | 0 | 0 | 0 | 0 | 0 | 0 | 0 | 0 | 0 | 0 | 0 | 0 | 0 | 0 | 0 | 0 | 0 | 0 | 0 | 0 | 0 | 0 | 0 | 0 | 0 | 0
QLD1 | Pumped Hydro | 0 | 0 | 0 | 0 | 0 | 0 | 0 | 0 | 0 | 0 | 0 | 0 | 0 | 0 | 0 | 0 | 0 | 0 | 0 | 0 | 0 | 0 | 0 | 0 | 0 | 0 | 0
QLD1 | VPP | 0 | 0 | 0 | 0 | 0 | 0 | 0 | 0 | 0 | 0 | 0 | 0 | 0 | 0 | 0 | 0 | 0 | 0 | 0 | 0 | 0 | 0 | 0 | 0 | 0 | 0 | 0
Total excluding storage |  | 0 | 0 | 0 | 0 | 0 | 0 | 0 | 0 | 0 | 0 | 0 | 0 | 0 | 0 | 0 | 0 | 0 | 0 | 0 | 0 | 0 | 0 | 0 | 0 | 0 | 0 | 0
Region | Technology | 2023-24 | 2024-25 | 2025-26 | 2026-27 | 2027-28 | 2028-29 | 2029-30 | 2030-31 | 2031-32 | 2032-33 | 2033-34 | 2034-35 | 2035-36 | 2036-37 | 2037-38 | 2038-39 | 2039-40 | 2040-41 | 2041-42 | 2042-43 | 2043-44 | 2044-45 | 2045-46 | 2046-47 | 2047-48 | 2048-49 | 2049-50
VIC1 | Black Coal | 0 | 0 | 0 | 0 | 0 | 0 | 0 | 0 | 0 | 0 | 0 | 0 | 0 | 0 | 0 | 0 | 0 | 0 | 0 | 0 | 0 | 0 | 0 | 0 | 0 | 0 | 0
VIC1 | Brown Coal | 0 | 0 | 0 | 0 | 0 | 0 | 0 | 0 | 0 | 0 | 0 | 0 | 0 | 0 | 0 | 0 | 0 | 0 | 0 | 0 | 0 | 0 | 0 | 0 | 0 | 0 | 0
VIC1 | CCGT | 0 | 0 | 0 | 0 | 0 | 0 | 0 | 0 | 0 | 0 | 0 | 0 | 0 | 0 | 0 | 0 | 0 | 0 | 0 | 0 | 0 | 0 | 0 | 0 | 0 | 0 | 0
VIC1 | Gas - Steam | 0 | 0 | 0 | 0 | 0 | 0 | 0 | 0 | 0 | 0 | 0 | 0 | 0 | 0 | 0 | 0 | 0 | 0 | 0 | 0 | 0 | 0 | 0 | 0 | 0 | 0 | 0
VIC1 | OCGT / Diesel | 0 | 0 | 0 | 0 | 0 | 0 | 0 | 0 | 0 | 0 | 0 | 0 | 0 | 0 | 0 | 0 | 0 | 0 | 0 | 0 | 0 | 0 | 0 | 0 | 0 | 0 | 0
VIC1 | Hydro | 0 | 0 | 0 | 0 | 0 | 0 | 0 | 0 | 0 | 0 | 0 | 0 | 0 | 0 | 0 | 0 | 0 | 0 | 0 | 0 | 0 | 0 | 0 | 0 | 0 | 0 | 0
VIC1 | Hydrogen Turbine | 0 | 0 | 0 | 0 | 0 | 0 | 0 | 0 | 0 | 0 | 0 | 0 | 0 | 0 | 0 | 0 | 0 | 0 | 0 | 0 | 0 | 0 | 0 | 0 | 0 | 0 | 0
VIC1 | Wind | 0 | 0 | 0 | 0 | 0 | 0 | 0 | 0 | 0 | 0 | 0 | 0 | 0 | 0 | 0 | 0 | 0 | 0 | 0 | 0 | 0 | 0 | 0 | 0 | 0 | 0 | 0
VIC1 | Solar PV | 0 | 0 | 0 | 0 | 0 | 0 | 0 | 0 | 0 | 0 | 0 | 0 | 0 | 0 | 0 | 0 | 0 | 0 | 0 | 0 | 0 | 0 | 0 | 0 | 0 | 0 | 0
VIC1 | Grid Battery | 0 | 0 | 0 | 0 | 0 | 0 | 0 | 0 | 0 | 0 | 0 | 0 | 0 | 0 | 0 | 0 | 0 | 0 | 0 | 0 | 0 | 0 | 0 | 0 | 0 | 0 | 0
VIC1 | Pumped Hydro | 0 | 0 | 0 | 0 | 0 | 0 | 0 | 0 | 0 | 0 | 0 | 0 | 0 | 0 | 0 | 0 | 0 | 0 | 0 | 0 | 0 | 0 | 0 | 0 | 0 | 0 | 0
VIC1 | VPP | 0 | 0 | 0 | 0 | 0 | 0 | 0 | 0 | 0 | 0 | 0 | 0 | 0 | 0 | 0 | 0 | 0 | 0 | 0 | 0 | 0 | 0 | 0 | 0 | 0 | 0 | 0
Total excluding storage |  | 0 | 0 | 0 | 0 | 0 | 0 | 0 | 0 | 0 | 0 | 0 | 0 | 0 | 0 | 0 | 0 | 0 | 0 | 0 | 0 | 0 | 0 | 0 | 0 | 0 | 0 | 0
Region | Technology | 2023-24 | 2024-25 | 2025-26 | 2026-27 | 2027-28 | 2028-29 | 2029-30 | 2030-31 | 2031-32 | 2032-33 | 2033-34 | 2034-35 | 2035-36 | 2036-37 | 2037-38 | 2038-39 | 2039-40 | 2040-41 | 2041-42 | 2042-43 | 2043-44 | 2044-45 | 2045-46 | 2046-47 | 2047-48 | 2048-49 | 2049-50
SA1 | Black Coal | 0 | 0 | 0 | 0 | 0 | 0 | 0 | 0 | 0 | 0 | 0 | 0 | 0 | 0 | 0 | 0 | 0 | 0 | 0 | 0 | 0 | 0 | 0 | 0 | 0 | 0 | 0
SA1 | Brown Coal | 0 | 0 | 0 | 0 | 0 | 0 | 0 | 0 | 0 | 0 | 0 | 0 | 0 | 0 | 0 | 0 | 0 | 0 | 0 | 0 | 0 | 0 | 0 | 0 | 0 | 0 | 0
SA1 | CCGT | 0 | 0 | 0 | 0 | 0 | 0 | 0 | 0 | 0 | 0 | 0 | 0 | 0 | 0 | 0 | 0 | 0 | 0 | 0 | 0 | 0 | 0 | 0 | 0 | 0 | 0 | 0
SA1 | Gas - Steam | 0 | 0 | 0 | 0 | 0 | 0 | 0 | 0 | 0 | 0 | 0 | 0 | 0 | 0 | 0 | 0 | 0 | 0 | 0 | 0 | 0 | 0 | 0 | 0 | 0 | 0 | 0
SA1 | OCGT / Diesel | 0 | 0 | 0 | 0 | 0 | 0 | 0 | 0 | 0 | 0 | 0 | 0 | 0 | 0 | 0 | 0 | 0 | 0 | 0 | 0 | 0 | 0 | 0 | 0 | 0 | 0 | 0
SA1 | Hydro | 0 | 0 | 0 | 0 | 0 | 0 | 0 | 0 | 0 | 0 | 0 | 0 | 0 | 0 | 0 | 0 | 0 | 0 | 0 | 0 | 0 | 0 | 0 | 0 | 0 | 0 | 0
SA1 | Hydrogen Turbine | 0 | 0 | 0 | 0 | 0 | 0 | 0 | 0 | 0 | 0 | 0 | 0 | 0 | 0 | 0 | 0 | 0 | 0 | 0 | 0 | 0 | 0 | 0 | 0 | 0 | 0 | 0
SA1 | Wind | 0 | 0 | 0 | 0 | 0 | 0 | 0 | 0 | 0 | 0 | 0 | 0 | 0 | 0 | 0 | 0 | 0 | 0 | 0 | 0 | 0 | 0 | 0 | 0 | 0 | 0 | 0
SA1 | Solar PV | 0 | 0 | 0 | 0 | 0 | 0 | 0 | 0 | 0 | 0 | 0 | 0 | 0 | 0 | 0 | 0 | 0 | 0 | 0 | 0 | 0 | 0 | 0 | 0 | 0 | 0 | 0
SA1 | Grid Battery | 0 | 0 | 0 | 0 | 0 | 0 | 0 | 0 | 0 | 0 | 0 | 0 | 0 | 0 | 0 | 0 | 0 | 0 | 0 | 0 | 0 | 0 | 0 | 0 | 0 | 0 | 0
SA1 | Pumped Hydro | 0 | 0 | 0 | 0 | 0 | 0 | 0 | 0 | 0 | 0 | 0 | 0 | 0 | 0 | 0 | 0 | 0 | 0 | 0 | 0 | 0 | 0 | 0 | 0 | 0 | 0 | 0
SA1 | VPP | 0 | 0 | 0 | 0 | 0 | 0 | 0 | 0 | 0 | 0 | 0 | 0 | 0 | 0 | 0 | 0 | 0 | 0 | 0 | 0 | 0 | 0 | 0 | 0 | 0 | 0 | 0
Total excluding storage |  | 0 | 0 | 0 | 0 | 0 | 0 | 0 | 0 | 0 | 0 | 0 | 0 | 0 | 0 | 0 | 0 | 0 | 0 | 0 | 0 | 0 | 0 | 0 | 0 | 0 | 0 | 0
Region | Technology | 2023-24 | 2024-25 | 2025-26 | 2026-27 | 2027-28 | 2028-29 | 2029-30 | 2030-31 | 2031-32 | 2032-33 | 2033-34 | 2034-35 | 2035-36 | 2036-37 | 2037-38 | 2038-39 | 2039-40 | 2040-41 | 2041-42 | 2042-43 | 2043-44 | 2044-45 | 2045-46 | 2046-47 | 2047-48 | 2048-49 | 2049-50
TAS1 | Black Coal | 0 | 0 | 0 | 0 | 0 | 0 | 0 | 0 | 0 | 0 | 0 | 0 | 0 | 0 | 0 | 0 | 0 | 0 | 0 | 0 | 0 | 0 | 0 | 0 | 0 | 0 | 0
TAS1 | Brown Coal | 0 | 0 | 0 | 0 | 0 | 0 | 0 | 0 | 0 | 0 | 0 | 0 | 0 | 0 | 0 | 0 | 0 | 0 | 0 | 0 | 0 | 0 | 0 | 0 | 0 | 0 | 0
TAS1 | CCGT | 0 | 0 | 0 | 0 | 0 | 0 | 0 | 0 | 0 | 0 | 0 | 0 | 0 | 0 | 0 | 0 | 0 | 0 | 0 | 0 | 0 | 0 | 0 | 0 | 0 | 0 | 0
TAS1 | Gas - Steam | 0 | 0 | 0 | 0 | 0 | 0 | 0 | 0 | 0 | 0 | 0 | 0 | 0 | 0 | 0 | 0 | 0 | 0 | 0 | 0 | 0 | 0 | 0 | 0 | 0 | 0 | 0
TAS1 | OCGT / Diesel | 0 | 0 | 0 | 0 | 0 | 0 | 0 | 0 | 0 | 0 | 0 | 0 | 0 | 0 | 0 | 0 | 0 | 0 | 0 | 0 | 0 | 0 | 0 | 0 | 0 | 0 | 0
TAS1 | Hydro | 0 | 0 | 0 | 0 | 0 | 0 | 0 | 0 | 0 | 0 | 0 | 0 | 0 | 0 | 0 | 0 | 0 | 0 | 0 | 0 | 0 | 0 | 0 | 0 | 0 | 0 | 0
TAS1 | Hydrogen Turbine | 0 | 0 | 0 | 0 | 0 | 0 | 0 | 0 | 0 | 0 | 0 | 0 | 0 | 0 | 0 | 0 | 0 | 0 | 0 | 0 | 0 | 0 | 0 | 0 | 0 | 0 | 0
TAS1 | Wind | 0 | 0 | 0 | 0 | 0 | 0 | 0 | 0 | 0 | 0 | 0 | 0 | 0 | 0 | 0 | 0 | 0 | 0 | 0 | 0 | 0 | 0 | 0 | 0 | 0 | 0 | 0
TAS1 | Solar PV | 0 | 0 | 0 | 0 | 0 | 0 | 0 | 0 | 0 | 0 | 0 | 0 | 0 | 0 | 0 | 0 | 0 | 0 | 0 | 0 | 0 | 0 | 0 | 0 | 0 | 0 | 0
TAS1 | Grid Battery | 0 | 0 | 0 | 0 | 0 | 0 | 0 | 0 | 0 | 0 | 0 | 0 | 0 | 0 | 0 | 0 | 0 | 0 | 0 | 0 | 0 | 0 | 0 | 0 | 0 | 0 | 0
TAS1 | Pumped Hydro | 0 | 0 | 0 | 0 | 0 | 0 | 0 | 0 | 0 | 0 | 0 | 0 | 0 | 0 | 0 | 0 | 0 | 0 | 0 | 0 | 0 | 0 | 0 | 0 | 0 | 0 | 0
TAS1 | VPP | 0 | 0 | 0 | 0 | 0 | 0 | 0 | 0 | 0 | 0 | 0 | 0 | 0 | 0 | 0 | 0 | 0 | 0 | 0 | 0 | 0 | 0 | 0 | 0 | 0 | 0 | 0
Total excluding storage |  | 0 | 0 | 0 | 0 | 0 | 0 | 0 | 0 | 0 | 0 | 0 | 0 | 0 | 0 | 0 | 0 | 0 | 0 | 0 | 0 | 0 | 0 | 0 | 0 | 0 | 0 | 0

## BaseCase_REZ Tx Cost
REZ transmission expansion cost by region ($000s) - BaseCase, Offshore Wind Scenario
REZ Expansion | Real June 2021 dollars discounted to 1 July 2021. As with the total capital costs, the REZ transmission expansion costs are annualised for modelling purposes.
Explicitly modelled generation
Region | Technology | 2023-24 | 2024-25 | 2025-26 | 2026-27 | 2027-28 | 2028-29 | 2029-30 | 2030-31 | 2031-32 | 2032-33 | 2033-34 | 2034-35 | 2035-36 | 2036-37 | 2037-38 | 2038-39 | 2039-40 | 2040-41 | 2041-42 | 2042-43 | 2043-44 | 2044-45 | 2045-46 | 2046-47 | 2047-48 | 2048-49 | 2049-50
NSW1 | Transmission | 0 | 0.00073361 | 0.00084866 | 0.0011367 | 0.0011945 | 0.0016156 | 0.0024548 | 2742.2388 | 3175.7974 | 6836.7245 | 12893.7609 | 12221.5744 | 11615.3169 | 10978.8926 | 10492.8984 | 10636.9798 | 11876.8728 | 17431.2695 | 16522.5307 | 26428.7376 | 25475.5494 | 24079.6975 | 25278.2169 | 49678.5598 | 54303.6844 | 62668.3378 | 59401.2689
QLD1 | Transmission | 69.5154 | 65.8377 | 62.4058 | 79.9538 | 89.1981 | 52098.0512 | 49406.1429 | 56875.2982 | 57175.0676 | 74489.711 | 85726.7555 | 82739.6523 | 78612.3815 | 75157.0133 | 112393.6706 | 108637.4138 | 139816.8289 | 159855.5235 | 156485.8197 | 202596.3224 | 212067.6974 | 201232.0513 | 194647.0765 | 205830.152 | 205469.6495 | 206167.8575 | 215658.1421
VIC1 | Transmission | 0 | 0.00022314 | 0.0002427 | 0.0002582 | 0.00025745 | 0.00027092 | 0.00042436 | 0.00048591 | 0.00070814 | 0.00081696 | 0.0010906 | 0.0010541 | 0.0014155 | 3256.286 | 3086.5271 | 14094.1888 | 19702.751 | 21657.7886 | 20778.3055 | 22381.3354 | 21271.0981 | 20105.6158 | 20329.6716 | 19269.8313 | 22270.4618 | 24971.4332 | 24757.9344
SA1 | Transmission | 57.1304 | 1403.27 | 1395.2443 | 2620.384 | 2490.3987 | 2381.0283 | 2258.2413 | 2419.5121 | 2299.4912 | 2852.7595 | 2704.042 | 2563.0741 | 2435.9327 | 2302.4638 | 7904.7054 | 7492.6121 | 7120.9397 | 9471.9973 | 11885.0138 | 12321.5755 | 24380.0082 | 26361.3192 | 25375.2307 | 35937.3143 | 39507.5146 | 38113.5146 | 36272.1571
TAS1 | Transmission | 0 | 0.00049753 | 59.11 | 562.3489 | 4175.6374 | 3946.8474 | 3741.0876 | 3546.0547 | 3370.1509 | 3185.4944 | 3019.426 | 2862.0152 | 2720.0435 | 2571.0073 | 2436.9738 | 2309.9278 | 2195.3427 | 2075.0559 | 1966.8776 | 1864.339 | 1771.8576 | 1674.7743 | 1587.4639 | 1504.7052 | 1430.0636 | 1351.7078 | 1281.2397
NEM | Total | 126.6458 | 1469.1092 | 1516.7612 | 3262.6881 | 6755.2357 | 58425.9288 | 55405.4747 | 65583.1043 | 66020.5079 | 87364.6902 | 104343.9854 | 100386.3171 | 95383.676 | 94265.6631 | 136314.7753 | 143171.1224 | 180712.7351 | 210491.6347 | 207638.5473 | 265592.31 | 284966.2107 | 273453.4582 | 267217.6595 | 312220.5627 | 322981.3739 | 333272.851 | 337370.7422

## BaseCase_USE+DSP Cost
USE+DSP cost by region ($000s) - BaseCase, Offshore Wind Scenario
USE+DSP | Real June 2021 dollars discounted to 1 July 2021
Explicitly modelled generation
Region | Technology | 2023-24 | 2024-25 | 2025-26 | 2026-27 | 2027-28 | 2028-29 | 2029-30 | 2030-31 | 2031-32 | 2032-33 | 2033-34 | 2034-35 | 2035-36 | 2036-37 | 2037-38 | 2038-39 | 2039-40 | 2040-41 | 2041-42 | 2042-43 | 2043-44 | 2044-45 | 2045-46 | 2046-47 | 2047-48 | 2048-49 | 2049-50
NSW1 | USE+DSP | 32851.4756 | 37304.4669 | 110332.3996 | 1139.4443 | 14624.4395 | 18.3534 | 0.13276 | 848.8096 | 0.13371 | 817.8979 | 9269.0031 | 72.7746 | 423.6028 | 25.6669 | 6181.5725 | 0.13597 | 2555.3572 | 4143.1243 | 4247.9405 | 6449.3892 | 12035.8284 | 9629.9974 | 11123.0431 | 12479.9351 | 11354.311 | 10933.4711 | 11325.5619
QLD1 | USE+DSP | 0.015789 | 0.015646 | 0.015959 | 538.0027 | 22.9009 | 76409.1841 | 0.01643 | 2909.4178 | 1261.5515 | 808.6966 | 1004.9579 | 1846.6557 | 2678.6373 | 334.2303 | 5620.9353 | 0.016888 | 8223.5751 | 4811.5985 | 5400.1059 | 9438.5372 | 24881.8729 | 24717.0466 | 50014.6089 | 56392.7686 | 52772.6729 | 58493.645 | 51770.2491
VIC1 | USE+DSP | 26909.3038 | 20800.1762 | 24.5123 | 31547.5978 | 434.6485 | 0.1694 | 685.3405 | 872.1509 | 0.17108 | 1120.8643 | 0.17765 | 1751.4323 | 2289.853 | 0.17631 | 1427.2813 | 13.5647 | 1606.8391 | 2244.3423 | 4991.5911 | 2829.5912 | 5554.9153 | 14667.2961 | 2484.8096 | 3412.872 | 3270.6255 | 5046.2512 | 3214.1807
SA1 | USE+DSP | 808.6517 | 0.018415 | 8.8025 | 848.6704 | 427.4228 | 0.018878 | 0.01886 | 948.2868 | 0.018957 | 1219.209 | 0.019555 | 111.0377 | 876.292 | 0.019368 | 5785.9016 | 0.019871 | 557.6487 | 2450.9782 | 1953.5515 | 2030.2763 | 5081.8814 | 14793.1556 | 3609.17 | 4701.1619 | 4188.3053 | 5032.4511 | 5324.2767
TAS1 | USE+DSP | 0.011113 | 0.010976 | 0.011047 | 0.011098 | 0.011131 | 0.011148 | 0.011281 | 44.7376 | 0.011624 | 89.7662 | 0.012056 | 212.3789 | 567.3126 | 0.01164 | 354.5667 | 0.01184 | 100.1973 | 418.4051 | 1183.9224 | 976.3064 | 1763.9158 | 1693.0831 | 1174.3343 | 1719.1786 | 1295.4482 | 2491.4592 | 1409.7375
NEM | Total | 60569.458 | 58104.6881 | 110365.7414 | 34073.7264 | 15509.4228 | 76427.7369 | 685.5198 | 5623.4026 | 1261.8868 | 4056.4339 | 10274.1702 | 3994.2792 | 6835.6978 | 360.1046 | 19370.2574 | 13.7493 | 13043.6174 | 14068.4484 | 17777.1114 | 21724.1003 | 49318.4139 | 65500.5787 | 68405.9659 | 78705.9162 | 72881.3629 | 81997.2776 | 73044.0059

## Option 5_CF
Annual capacity factor by technology - Option 5, Offshore Wind Scenario
Explicitly modelled generation
Region | Technology | 2023-24 | 2024-25 | 2025-26 | 2026-27 | 2027-28 | 2028-29 | 2029-30 | 2030-31 | 2031-32 | 2032-33 | 2033-34 | 2034-35 | 2035-36 | 2036-37 | 2037-38 | 2038-39 | 2039-40 | 2040-41 | 2041-42 | 2042-43 | 2043-44 | 2044-45 | 2045-46 | 2046-47 | 2047-48 | 2048-49 | 2049-50
NEM | Black Coal | 58.97% | 51.63% | 52.7% | 63.33% | 60.34% | 61.75% | 63.31% | 60.26% | 57.56% | 58.74% | 63.47% | 62.93% | 54.57% | 52.85% | 55.68% | 52.34% | 56.28% | 44.89% | 44.17% | - | - | - | - | - | - | - | -
NEM | Brown Coal | 68.72% | 60.32% | 65.9% | 63.04% | 63.95% | 63.48% | 65.66% | 64% | 50.52% | - | - | - | - | - | - | - | - | - | - | - | - | - | - | - | - | - | -
NEM | CCGT | 8.14% | 6.614% | 12.97% | 16.47% | 16.93% | 19.38% | 22.42% | 27.18% | 23.25% | 23% | 32.15% | 36.04% | 26.56% | 27.34% | 28.02% | 30.29% | 30.67% | 26.64% | 23.24% | 26.12% | 27.74% | 23.54% | 24.78% | 28.99% | 28.77% | 28.46% | 28.96%
NEM | Gas - Steam | 0.9865% | 0.9478% | 2.997% | 3.759% | 2.502% | 4.785% | 3.746% | 22.44% | 3.134% | 7.724% | 8.41% | 13.6% | 7.366% | 9.094% | 12.38% | 9.799% | - | - | - | - | - | - | - | - | - | - | -
NEM | OCGT / Diesel | 0.3094% | 0.2412% | 0.54% | 0.5914% | 0.4365% | 0.5474% | 0.4404% | 2.305% | 1.004% | 1.697% | 3.873% | 6.749% | 3.552% | 4.532% | 4.047% | 3.002% | 8.833% | 8.212% | 4.23% | 5.633% | 9.117% | 5.248% | 6.716% | 8.679% | 5.866% | 7.044% | 6.681%
NEM | Hydro | 26.73% | 23.99% | 24.59% | 23.58% | 20.19% | 24.68% | 26.52% | 26.02% | 24.91% | 23.73% | 27.11% | 27.03% | 24.42% | 22.47% | 26.83% | 23.95% | 21.4% | 20.07% | 19.21% | 21.93% | 23.13% | 20.91% | 19.78% | 25.81% | 24.2% | 24.25% | 22.58%
NEM | Hydrogen Turbine | bar: 2023-24 to 2049-50
NEM | Wind | 32.72% | 33.4% | 34.06% | 35.51% | 37.27% | 36.29% | 36.18% | 35.48% | 37.25% | 35.84% | 35.2% | 34.85% | 35.74% | 36.72% | 35.7% | 35.71% | 34.67% | 34.68% | 33.96% | 33.86% | 33.49% | 34.02% | 35.22% | 34.2% | 33.79% | 32.74% | 32.67%
NEM | Solar PV | 26.38% | 22.22% | 23.44% | 24.67% | 24.44% | 22.38% | 23.54% | 24.33% | 24.68% | 24.81% | 24.37% | 23.87% | 24.52% | 24.7% | 21.01% | 22.29% | 22.19% | 20.94% | 21.26% | 21.37% | 20.55% | 20.4% | 20.86% | 18.13% | 18.62% | 19.05% | 18.48%
NEM | Grid Battery | 4.757% | 4.715% | 7.353% | 11.15% | 15.28% | 17.31% | 17.55% | 19.21% | 18.61% | 20.86% | 19.96% | 19.15% | 19.77% | 20.05% | 17.95% | 18.31% | 19.43% | 18.95% | 20.17% | 20.29% | 19.27% | 19.17% | 19.79% | 16.69% | 16.9% | 16.72% | 16.05%
NEM | Pumped Hydro | 7.629% | 12.58% | 13.03% | 19.43% | 9.892% | 12.91% | 14.38% | 19.34% | 19.64% | 18.48% | 20.41% | 20.22% | 21.16% | 22.07% | 20.24% | 20.59% | 20.52% | 17.8% | 18.29% | 19.35% | 17.42% | 16.28% | 16.27% | 16.87% | 15.19% | 15.14% | 13.02%
NEM | VPP | 7.922% | 8.081% | 8.665% | 8.514% | 8.235% | 7.731% | 7.557% | 7.46% | 7.285% | 7.251% | 7.251% | 6.896% | 7.003% | 6.948% | 6.486% | 6.354% | 6.395% | 6.025% | 6.278% | 6.233% | 6.076% | 6.213% | 6.37% | 6.009% | 5.985% | 5.962% | 5.754%
Region | Technology | 2023-24 | 2024-25 | 2025-26 | 2026-27 | 2027-28 | 2028-29 | 2029-30 | 2030-31 | 2031-32 | 2032-33 | 2033-34 | 2034-35 | 2035-36 | 2036-37 | 2037-38 | 2038-39 | 2039-40 | 2040-41 | 2041-42 | 2042-43 | 2043-44 | 2044-45 | 2045-46 | 2046-47 | 2047-48 | 2048-49 | 2049-50
NSW1 | Black Coal | 57.9% | 48.24% | 44.39% | 64.24% | 58.58% | 63.9% | 66.73% | 58.12% | 56.06% | 57.35% | 62.8% | 63.63% | 55.33% | 48.56% | 54.14% | 53.21% | - | - | - | - | - | - | - | - | - | - | -
NSW1 | Brown Coal | bar: 2023-24 to 2049-50
NSW1 | CCGT | 0.3544% | 0.1609% | 7.953% | 17.6% | 20.02% | 16.78% | 27.76% | 29.1% | 25.62% | 24.01% | 37.47% | 43.74% | 27.83% | 27.73% | 29.97% | 34.7% | 36.1% | 29.04% | 26.21% | 28.66% | - | - | - | - | - | - | -
NSW1 | Gas - Steam | bar: 2023-24 to 2049-50
NSW1 | OCGT / Diesel | 0.05169% | 0.02283% | 0.1551% | 0.1466% | 0.1194% | 0.02506% | 0.0001788% | 0.6517% | 0.106% | 0.4941% | 1.143% | 4.13% | 1.593% | 2.859% | 1.867% | 1.353% | 6.987% | 7.752% | 3.537% | 4.184% | 8.735% | 5.772% | 8.199% | 7.945% | 7.554% | 6.599% | 7.738%
NSW1 | Hydro | 9.225% | 12.9% | 13.51% | 13.58% | 11.34% | 16.21% | 13.73% | 14.07% | 13.17% | 11.64% | 14.58% | 15.04% | 13.86% | 12.28% | 17.15% | 14.15% | 12.52% | 12.25% | 11.19% | 13.09% | 13.41% | 12.38% | 10.52% | 16.49% | 15.73% | 15.92% | 15.27%
NSW1 | Hydrogen Turbine | bar: 2023-24 to 2049-50
NSW1 | Wind | 36.22% | 33.89% | 34.02% | 35.41% | 35.91% | 36.38% | 34.52% | 34.25% | 34.02% | 34.18% | 33.21% | 32.8% | 34.09% | 34.23% | 34.65% | 33.11% | 32.45% | 30.49% | 32.03% | 30.87% | 29.95% | 31.11% | 31.52% | 32.49% | 30.66% | 29.9% | 28.02%
NSW1 | Solar PV | 26.9% | 21.21% | 22.17% | 24.47% | 24.7% | 22.41% | 23.28% | 24.71% | 24.47% | 24.72% | 24.34% | 23.7% | 25.06% | 24.93% | 21.3% | 22.04% | 23.06% | 21.33% | 21.82% | 20.93% | 20.04% | 21.05% | 21.29% | 18.93% | 18.51% | 19.21% | 18.52%
NSW1 | Grid Battery | 4.71% | 5.72% | 12.26% | 23.82% | 24.35% | 22.13% | 22.44% | 24.26% | 23% | 23.88% | 22.31% | 20.76% | 22.53% | 22.43% | 20.47% | 20.49% | 20.62% | 19.75% | 21.96% | 20.48% | 18.34% | 19.53% | 19.84% | 17% | 16.7% | 17.54% | 17.31%
NSW1 | Pumped Hydro | 5.257% | 10.47% | 17.33% | 27.21% | 8.948% | 14.26% | 15.69% | 21.33% | 21.68% | 20.43% | 23.06% | 22.77% | 23.73% | 25.37% | 24.01% | 22.6% | 21.08% | 16.16% | 18.03% | 18.6% | 16.52% | 15.33% | 15.98% | 19.39% | 15.99% | 15.34% | 12.3%
NSW1 | VPP | 6.814% | 7.847% | 8.791% | 8.681% | 8.388% | 7.747% | 7.466% | 7.554% | 7.362% | 7.421% | 7.365% | 7.022% | 7.212% | 7.061% | 6.663% | 6.572% | 6.648% | 6.32% | 6.633% | 6.49% | 6.277% | 6.53% | 6.573% | 6.162% | 6.162% | 6.25% | 6.122%
Region | Technology | 2023-24 | 2024-25 | 2025-26 | 2026-27 | 2027-28 | 2028-29 | 2029-30 | 2030-31 | 2031-32 | 2032-33 | 2033-34 | 2034-35 | 2035-36 | 2036-37 | 2037-38 | 2038-39 | 2039-40 | 2040-41 | 2041-42 | 2042-43 | 2043-44 | 2044-45 | 2045-46 | 2046-47 | 2047-48 | 2048-49 | 2049-50
QLD1 | Black Coal | 60.08% | 55.1% | 62.02% | 62.59% | 61.55% | 60.21% | 61.24% | 62.13% | 58.87% | 60.32% | 64.03% | 62.37% | 53.94% | 56.37% | 56.94% | 51.63% | 56.28% | 44.89% | 44.17% | - | - | - | - | - | - | - | -
QLD1 | Brown Coal | bar: 2023-24 to 2049-50
QLD1 | CCGT | 7.298% | 6.109% | 12.04% | 18.15% | 18.98% | 22.24% | 24.76% | 29.52% | 27.83% | 26.71% | 37.02% | 39.75% | 32.26% | 34.33% | 32.12% | 33.89% | 34.41% | 30.84% | 26.54% | 30.16% | 33.15% | 28.12% | 36.93% | 62.48% | 62.02% | 61.35% | 62.42%
QLD1 | Gas - Steam | bar: 2023-24 to 2049-50
QLD1 | OCGT / Diesel | 0.01426% | 2.877e-06% | 0.01576% | 0.1074% | 0.1438% | 0.1276% | 0.06214% | 2.681% | 2.077% | 2.081% | 8.654% | 10.25% | 7.485% | 10.19% | 5.263% | 4.074% | 9.951% | 9.339% | 4.229% | 7.773% | 9.57% | 6.499% | 9.622% | 11.87% | 5.541% | 6.967% | 6.703%
QLD1 | Hydro | 54.44% | 54.49% | 55.85% | 53.53% | 54.62% | 55.36% | 55.06% | 54.58% | 54.53% | 54.64% | 54.12% | 53.49% | 53.03% | 53.51% | 38.45% | 36.07% | 30.42% | 27.1% | 25.32% | - | - | - | - | - | - | - | -
QLD1 | Hydrogen Turbine | bar: 2023-24 to 2049-50
QLD1 | Wind | 40.65% | 36.72% | 38.82% | 38.59% | 39.91% | 37.77% | 37.35% | 36.85% | 36.19% | 35.58% | 33.47% | 33.38% | 32.91% | 35.11% | 34.51% | 34.06% | 33.85% | 31.69% | 32.22% | 31.08% | 31.37% | 30.58% | 32.34% | 31.84% | 30.91% | 31.51% | 29.64%
QLD1 | Solar PV | 26.91% | 24.12% | 26.33% | 26.61% | 25.76% | 23.23% | 25.53% | 25.38% | 26.33% | 25.88% | 25.34% | 24.92% | 24.92% | 25.03% | 21.1% | 23.58% | 22.33% | 21.53% | 22.1% | 22.82% | 22.52% | 21.55% | 21.6% | 18.6% | 19.97% | 20.44% | 20.01%
QLD1 | Grid Battery | 6.123% | 6.097% | 6.219% | 6.298% | 6.3% | 21.32% | 21.37% | 22.7% | 22.44% | 23.15% | 22.24% | 22.01% | 22.01% | 22.79% | 19.39% | 20.47% | 21.58% | 22.05% | 21.98% | 22.97% | 21.91% | 21.46% | 21.83% | 18.37% | 19.41% | 18.37% | 18.3%
QLD1 | Pumped Hydro | 8.628% | 13.47% | 9.291% | 12.66% | 13.09% | 8.895% | 10.47% | 13.48% | 13.11% | 11.29% | 12.35% | 14.67% | 15.7% | 15.68% | 16.52% | 19.01% | 20.05% | 19.04% | 18.7% | 20.03% | 18.29% | 16.79% | 16.05% | 14.92% | 14.33% | 14.7% | 13.06%
QLD1 | VPP | 8.296% | 8.164% | 8.263% | 8.479% | 8.117% | 7.709% | 7.578% | 7.619% | 7.486% | 7.424% | 7.494% | 7.318% | 7.188% | 7.251% | 6.685% | 6.688% | 6.81% | 6.726% | 6.784% | 6.935% | 6.914% | 6.799% | 6.937% | 6.735% | 6.705% | 6.501% | 6.526%
Region | Technology | 2023-24 | 2024-25 | 2025-26 | 2026-27 | 2027-28 | 2028-29 | 2029-30 | 2030-31 | 2031-32 | 2032-33 | 2033-34 | 2034-35 | 2035-36 | 2036-37 | 2037-38 | 2038-39 | 2039-40 | 2040-41 | 2041-42 | 2042-43 | 2043-44 | 2044-45 | 2045-46 | 2046-47 | 2047-48 | 2048-49 | 2049-50
VIC1 | Black Coal | bar: 2023-24 to 2049-50
VIC1 | Brown Coal | 68.72% | 60.32% | 65.9% | 63.04% | 63.95% | 63.48% | 65.66% | 64% | 50.52% | - | - | - | - | - | - | - | - | - | - | - | - | - | - | - | - | - | -
VIC1 | CCGT | bar: 2023-24 to 2049-50
VIC1 | Gas - Steam | 0.386% | 0.4192% | 1.612% | 3.759% | 2.502% | 4.785% | 3.746% | 22.44% | 3.134% | 7.724% | 8.41% | 13.6% | 7.366% | 9.094% | 12.38% | 9.799% | - | - | - | - | - | - | - | - | - | - | -
VIC1 | OCGT / Diesel | 0.1382% | 0.09496% | 0.2358% | 0.881% | 0.5082% | 0.7668% | 0.4682% | 2.47% | 0.3015% | 1.754% | 2.009% | 5.607% | 2.465% | 2.203% | 4.586% | 2.726% | 9.262% | 6.83% | 4.571% | 4.953% | 8.714% | 4.413% | 4.843% | 7.599% | 5.319% | 7.966% | 6.324%
VIC1 | Hydro | 13.86% | 16.82% | 17.37% | 16.47% | 13.77% | 20.66% | 17.22% | 14.89% | 14.91% | 13.6% | 16.62% | 17.17% | 16.34% | 13.67% | 20.56% | 17.22% | 14.9% | 14.89% | 13.6% | 16.6% | 17.17% | 16.26% | 13.65% | 20.52% | 20.56% | 20.54% | 20.51%
VIC1 | Hydrogen Turbine | bar: 2023-24 to 2049-50
VIC1 | Wind | 28.18% | 29.22% | 30.04% | 31.41% | 35.85% | 33.89% | 35.93% | 34.61% | 39.67% | 35.84% | 37.23% | 37.27% | 38% | 38.56% | 36.61% | 38.67% | 36.36% | 39.23% | 35.98% | 38.13% | 38.18% | 38.71% | 40.4% | 37.79% | 39.73% | 36.73% | 40.01%
VIC1 | Solar PV | 23.27% | 19.9% | 20.07% | 20.37% | 19.93% | 19.6% | 19.34% | 19.27% | 21.4% | 23.33% | 22.76% | 22.05% | 22.14% | 22.96% | 21.4% | 20.86% | 19.45% | 17.08% | 18.03% | 18.79% | 16.91% | 17.61% | 18.88% | 16.5% | 16.62% | 16.4% | 15.13%
VIC1 | Grid Battery | 4.866% | 4.53% | 5.321% | 5.228% | 5.032% | 4.82% | 4.757% | 6.826% | 6.735% | 9.64% | 9.32% | 8.591% | 9.884% | 9.291% | 8.693% | 8.378% | 8.394% | 7.145% | 14.05% | 14.06% | 12.6% | 13.55% | 13.62% | 12.4% | 12.55% | 12.59% | 10.69%
VIC1 | Pumped Hydro | bar: 2023-24 to 2049-50
VIC1 | VPP | 8.35% | 7.833% | 9.408% | 8.921% | 8.584% | 7.999% | 7.814% | 7.364% | 7.023% | 6.936% | 6.908% | 6.394% | 6.723% | 6.597% | 6.065% | 5.762% | 5.678% | 4.98% | 5.318% | 5.191% | 4.888% | 5.242% | 5.481% | 5.051% | 5.159% | 5.136% | 4.612%
Region | Technology | 2023-24 | 2024-25 | 2025-26 | 2026-27 | 2027-28 | 2028-29 | 2029-30 | 2030-31 | 2031-32 | 2032-33 | 2033-34 | 2034-35 | 2035-36 | 2036-37 | 2037-38 | 2038-39 | 2039-40 | 2040-41 | 2041-42 | 2042-43 | 2043-44 | 2044-45 | 2045-46 | 2046-47 | 2047-48 | 2048-49 | 2049-50
SA1 | Black Coal | bar: 2023-24 to 2049-50
SA1 | Brown Coal | bar: 2023-24 to 2049-50
SA1 | CCGT | 17.26% | 16.11% | 25.07% | 16.93% | 14.82% | 20.54% | 19.72% | 29.21% | 16.56% | 20.01% | 25.66% | 32.58% | 18.71% | 21.71% | - | - | - | - | - | - | - | - | - | - | - | - | -
SA1 | Gas - Steam | 1.362% | 1.278% | 3.862% | - | - | - | - | - | - | - | - | - | - | - | - | - | - | - | - | - | - | - | - | - | - | - | -
SA1 | OCGT / Diesel | 1.298% | 1.178% | 2.398% | 1.737% | 1.361% | 1.895% | 1.803% | 5.641% | 2.431% | 4.732% | 7.297% | 11.93% | 6.322% | 6.992% | 9.979% | 9.346% | 14.81% | 11.47% | 6.946% | 8.281% | 10.98% | 4.993% | 4.583% | 5.241% | 3.414% | 4.719% | 4.18%
SA1 | Hydro | bar: 2023-24 to 2049-50
SA1 | Hydrogen Turbine | bar: 2023-24 to 2049-50
SA1 | Wind | 32.79% | 32.41% | 31.41% | 34.81% | 34.62% | 33.28% | 33.35% | 32.01% | 34.44% | 32.28% | 33.29% | 30.28% | 34.66% | 35.23% | 32.56% | 33.76% | 32.56% | 34.73% | 31.4% | 32.73% | 30.12% | 32.8% | 33.11% | 31.38% | 31.77% | 29.84% | 30.55%
SA1 | Solar PV | 25.52% | 21.91% | 22.5% | 21.8% | 21.89% | 21.65% | 21.01% | 19.98% | 19.65% | 21.96% | 21.05% | 21.59% | 21.64% | 23.53% | 18.96% | 19.14% | 18.63% | 18.11% | 18.44% | 17.31% | 17.24% | 16.72% | 18.64% | 15.53% | 15.26% | 15.3% | 14.57%
SA1 | Grid Battery | 4.392% | 4.468% | 4.325% | 4.26% | 4.272% | 4.189% | 4.115% | 4.234% | 4.207% | 14.68% | 14.14% | 13.42% | 14.72% | 15.18% | 14.65% | 14.54% | 14.48% | 13.38% | 17.31% | 15.46% | 17.92% | 16.71% | 18.82% | 15% | 13.92% | 14.03% | 12.02%
SA1 | Pumped Hydro | bar: 2023-24 to 2049-50
SA1 | VPP | 9.091% | 9.069% | 8.67% | 8.172% | 8.007% | 7.731% | 7.594% | 7.386% | 7.305% | 7.272% | 7.337% | 6.862% | 6.855% | 7.013% | 6.714% | 6.54% | 6.461% | 5.987% | 6.462% | 6.374% | 6.417% | 6.317% | 6.76% | 6.263% | 5.846% | 5.946% | 5.578%
Region | Technology | 2023-24 | 2024-25 | 2025-26 | 2026-27 | 2027-28 | 2028-29 | 2029-30 | 2030-31 | 2031-32 | 2032-33 | 2033-34 | 2034-35 | 2035-36 | 2036-37 | 2037-38 | 2038-39 | 2039-40 | 2040-41 | 2041-42 | 2042-43 | 2043-44 | 2044-45 | 2045-46 | 2046-47 | 2047-48 | 2048-49 | 2049-50
TAS1 | Black Coal | bar: 2023-24 to 2049-50
TAS1 | Brown Coal | bar: 2023-24 to 2049-50
TAS1 | CCGT | bar: 2023-24 to 2049-50
TAS1 | Gas - Steam | bar: 2023-24 to 2049-50
TAS1 | OCGT / Diesel | 6.821e-06% | 1.397e-05% | 1.484e-05% | 0.0111% | 1.63e-05% | 1.731e-05% | 0.0919% | 0.2709% | 0.1212% | 0.5736% | 0.2883% | 1.379% | 0.8025% | 0.5909% | 0.7104% | 0.6843% | 2.265% | 1.322% | 1.187% | 1.239% | 1.559% | 0.8972% | 0.5022% | 0.609% | 0.7844% | 1.527% | 1.213%
TAS1 | Hydro | 53.84% | 39.5% | 40.1% | 37.99% | 32.59% | 34.81% | 45.73% | 46.03% | 43.65% | 42.83% | 47.21% | 46.07% | 40.34% | 38.52% | 41.68% | 39.3% | 35.73% | 32.22% | 31.98% | 35.42% | 38.05% | 33.49% | 34.39% | 39.73% | 35.82% | 35.79% | 31.66%
TAS1 | Hydrogen Turbine | bar: 2023-24 to 2049-50
TAS1 | Wind | 37.86% | 44.82% | 47.84% | 48.41% | 50.6% | 47.24% | 47.38% | 46.45% | 49.19% | 48.77% | 46.88% | 48.21% | 48.47% | 49.99% | 47.64% | 46.18% | 43.94% | 45.8% | 44.92% | 43.79% | 45.56% | 47.47% | 49.6% | 47.91% | 46.6% | 45.29% | 48.47%
TAS1 | Solar PV | - | - | - | - | - | - | - | - | - | - | - | - | - | - | - | - | - | 15.58% | 16.22% | 18.75% | 17.56% | 18.3% | 18.45% | 15.53% | 17.51% | 17.65% | 16.03%
TAS1 | Grid Battery | bar: 2023-24 to 2049-50
TAS1 | Pumped Hydro | - | - | - | - | - | - | - | 18.56% | 24.83% | 20.79% | 20.6% | 19.56% | 20.4% | 20.03% | 20.25% | 19.13% | 20.57% | 18.25% | 17.42% | 19.1% | 16.83% | 17.43% | 18.25% | 18.21% | 16.94% | 16.74% | 15.39%
TAS1 | VPP | 0.7728% | 3.571% | 3.047% | 3.723% | 4.269% | 4.436% | 5.319% | 5.502% | 6.425% | 5.843% | 5.683% | 4.983% | 5.076% | 4.753% | 4.722% | 4.194% | 4.548% | 3.844% | 3.938% | 3.941% | 3.661% | 3.964% | 3.996% | 3.729% | 3.682% | 3.782% | 3.504%
Explicitly modelled pumping
Region | Technology | 2023-24 | 2024-25 | 2025-26 | 2026-27 | 2027-28 | 2028-29 | 2029-30 | 2030-31 | 2031-32 | 2032-33 | 2033-34 | 2034-35 | 2035-36 | 2036-37 | 2037-38 | 2038-39 | 2039-40 | 2040-41 | 2041-42 | 2042-43 | 2043-44 | 2044-45 | 2045-46 | 2046-47 | 2047-48 | 2048-49 | 2049-50
NEM | Grid Battery pump | 5.927% | 5.9% | 9.116% | 13.85% | 18.86% | 21.13% | 21.46% | 23.43% | 22.77% | 25.31% | 24.24% | 23.28% | 23.97% | 24.32% | 21.84% | 22.23% | 23.49% | 23.03% | 24.38% | 24.54% | 23.27% | 23.15% | 23.95% | 20.14% | 20.44% | 20.17% | 19.38%
NEM | Pumped Hydro Pump | 11.2% | 19.48% | 18.35% | 26.94% | 16.02% | 17.1% | 20.39% | 25.96% | 27.73% | 24.92% | 28.09% | 26.48% | 28.39% | 30.17% | 26.8% | 27.6% | 26.88% | 23.82% | 23.88% | 26.02% | 22.16% | 21.4% | 21.96% | 22.09% | 20.15% | 19.82% | 16.67%
NEM | VPP pump | 9.293% | 9.517% | 10.2% | 10.01% | 9.7% | 9.087% | 8.899% | 8.769% | 8.592% | 8.519% | 8.529% | 8.123% | 8.23% | 8.172% | 7.646% | 7.481% | 7.505% | 7.109% | 7.369% | 7.342% | 7.146% | 7.304% | 7.509% | 7.057% | 7.052% | 7.003% | 6.767%
Region | Technology | 2023-24 | 2024-25 | 2025-26 | 2026-27 | 2027-28 | 2028-29 | 2029-30 | 2030-31 | 2031-32 | 2032-33 | 2033-34 | 2034-35 | 2035-36 | 2036-37 | 2037-38 | 2038-39 | 2039-40 | 2040-41 | 2041-42 | 2042-43 | 2043-44 | 2044-45 | 2045-46 | 2046-47 | 2047-48 | 2048-49 | 2049-50
NSW1 | Grid Battery pump | 5.586% | 6.809% | 14.76% | 28.69% | 29.39% | 26.61% | 27.07% | 29.18% | 27.78% | 28.73% | 26.87% | 25.03% | 27.12% | 27.02% | 24.73% | 24.7% | 24.78% | 23.89% | 26.43% | 24.65% | 22.08% | 23.52% | 23.99% | 20.4% | 20.2% | 21.05% | 20.85%
NSW1 | Pumped Hydro Pump | 9.076% | 17.39% | 20.34% | 30.79% | 15.03% | 17.97% | 21.46% | 27.3% | 29.46% | 26.43% | 30.5% | 28.23% | 30.53% | 33.23% | 30.06% | 29.55% | 26.52% | 21.4% | 22.73% | 24.93% | 19.78% | 19.66% | 21.27% | 24.23% | 20.56% | 19.04% | 15%
NSW1 | VPP pump | 7.989% | 9.236% | 10.34% | 10.21% | 9.873% | 9.111% | 8.784% | 8.887% | 8.686% | 8.714% | 8.665% | 8.267% | 8.478% | 8.307% | 7.863% | 7.734% | 7.799% | 7.459% | 7.782% | 7.64% | 7.381% | 7.681% | 7.754% | 7.228% | 7.267% | 7.337% | 7.203%
Region | Technology | 2023-24 | 2024-25 | 2025-26 | 2026-27 | 2027-28 | 2028-29 | 2029-30 | 2030-31 | 2031-32 | 2032-33 | 2033-34 | 2034-35 | 2035-36 | 2036-37 | 2037-38 | 2038-39 | 2039-40 | 2040-41 | 2041-42 | 2042-43 | 2043-44 | 2044-45 | 2045-46 | 2046-47 | 2047-48 | 2048-49 | 2049-50
QLD1 | Grid Battery pump | 7.268% | 7.258% | 7.424% | 7.477% | 7.5% | 25.68% | 25.74% | 27.34% | 27.12% | 27.84% | 26.8% | 26.56% | 26.47% | 27.43% | 23.45% | 24.63% | 25.97% | 26.64% | 26.48% | 27.69% | 26.37% | 25.86% | 26.28% | 22.17% | 23.33% | 22.15% | 22.03%
QLD1 | Pumped Hydro Pump | 15% | 23.23% | 14.71% | 19.92% | 20.66% | 13.56% | 16.04% | 20.65% | 20.18% | 17.18% | 18.86% | 21.53% | 22.95% | 23.1% | 22.85% | 25.85% | 27.23% | 26.2% | 25.34% | 27.32% | 24.64% | 22.85% | 22.12% | 19.99% | 19.33% | 20.1% | 17.38%
QLD1 | VPP pump | 9.733% | 9.605% | 9.748% | 9.958% | 9.55% | 9.07% | 8.916% | 8.963% | 8.831% | 8.714% | 8.822% | 8.622% | 8.452% | 8.521% | 7.889% | 7.859% | 8.001% | 7.931% | 7.975% | 8.16% | 8.133% | 8% | 8.158% | 7.931% | 7.877% | 7.656% | 7.669%
Region | Technology | 2023-24 | 2024-25 | 2025-26 | 2026-27 | 2027-28 | 2028-29 | 2029-30 | 2030-31 | 2031-32 | 2032-33 | 2033-34 | 2034-35 | 2035-36 | 2036-37 | 2037-38 | 2038-39 | 2039-40 | 2040-41 | 2041-42 | 2042-43 | 2043-44 | 2044-45 | 2045-46 | 2046-47 | 2047-48 | 2048-49 | 2049-50
VIC1 | Grid Battery pump | 5.779% | 5.411% | 6.334% | 6.206% | 6.008% | 5.72% | 5.681% | 8.151% | 8.084% | 11.57% | 11.17% | 10.35% | 11.84% | 11.16% | 10.44% | 10.11% | 10.04% | 8.618% | 16.92% | 17.03% | 15.18% | 16.26% | 16.49% | 14.85% | 15.2% | 15.08% | 12.88%
VIC1 | Pumped Hydro Pump | bar: 2023-24 to 2049-50
VIC1 | VPP pump | 9.796% | 9.243% | 11.08% | 10.48% | 10.12% | 9.391% | 9.215% | 8.645% | 8.286% | 8.153% | 8.118% | 7.543% | 7.89% | 7.761% | 7.136% | 6.803% | 6.658% | 5.883% | 6.234% | 6.129% | 5.75% | 6.147% | 6.471% | 5.921% | 6.092% | 6.02% | 5.425%
Region | Technology | 2023-24 | 2024-25 | 2025-26 | 2026-27 | 2027-28 | 2028-29 | 2029-30 | 2030-31 | 2031-32 | 2032-33 | 2033-34 | 2034-35 | 2035-36 | 2036-37 | 2037-38 | 2038-39 | 2039-40 | 2040-41 | 2041-42 | 2042-43 | 2043-44 | 2044-45 | 2045-46 | 2046-47 | 2047-48 | 2048-49 | 2049-50
SA1 | Grid Battery pump | 5.784% | 5.905% | 5.703% | 5.625% | 5.657% | 5.516% | 5.448% | 5.619% | 5.598% | 18.63% | 17.88% | 17% | 18.43% | 19.01% | 18.35% | 18.28% | 18.07% | 16.75% | 21.21% | 19.06% | 21.92% | 20.44% | 23.11% | 18.27% | 17.11% | 17.08% | 14.71%
SA1 | Pumped Hydro Pump | bar: 2023-24 to 2049-50
SA1 | VPP pump | 10.67% | 10.69% | 10.19% | 9.614% | 9.444% | 9.075% | 8.958% | 8.669% | 8.594% | 8.571% | 8.625% | 8.067% | 8.065% | 8.251% | 7.898% | 7.718% | 7.579% | 7.067% | 7.58% | 7.52% | 7.538% | 7.424% | 7.976% | 7.346% | 6.901% | 6.973% | 6.562%
Region | Technology | 2023-24 | 2024-25 | 2025-26 | 2026-27 | 2027-28 | 2028-29 | 2029-30 | 2030-31 | 2031-32 | 2032-33 | 2033-34 | 2034-35 | 2035-36 | 2036-37 | 2037-38 | 2038-39 | 2039-40 | 2040-41 | 2041-42 | 2042-43 | 2043-44 | 2044-45 | 2045-46 | 2046-47 | 2047-48 | 2048-49 | 2049-50
TAS1 | Grid Battery pump | bar: 2023-24 to 2049-50
TAS1 | Pumped Hydro Pump | - | - | - | - | - | - | - | 24.42% | 32.97% | 27.32% | 27.25% | 25.75% | 26.71% | 26.66% | 26.38% | 25.24% | 27.01% | 24.22% | 22.72% | 25.28% | 22.04% | 22.89% | 24.32% | 23.66% | 22.6% | 21.71% | 20.26%
TAS1 | VPP pump | 0.8825% | 4.212% | 3.58% | 4.379% | 5.047% | 5.2% | 6.282% | 6.453% | 7.559% | 6.879% | 6.682% | 5.887% | 5.951% | 5.615% | 5.534% | 4.935% | 5.349% | 4.527% | 4.631% | 4.636% | 4.307% | 4.663% | 4.724% | 4.364% | 4.355% | 4.427% | 4.123%
Non-controllable capacity
Region | Technology | 2023-24 | 2024-25 | 2025-26 | 2026-27 | 2027-28 | 2028-29 | 2029-30 | 2030-31 | 2031-32 | 2032-33 | 2033-34 | 2034-35 | 2035-36 | 2036-37 | 2037-38 | 2038-39 | 2039-40 | 2040-41 | 2041-42 | 2042-43 | 2043-44 | 2044-45 | 2045-46 | 2046-47 | 2047-48 | 2048-49 | 2049-50
NEM | Distributed PV | 14.23% | 13.97% | 13.66% | 14.76% | 14.89% | 13.44% | 14.16% | 14.79% | 15.16% | 15.21% | 14.84% | 14.44% | 15.53% | 15.58% | 13.97% | 14.7% | 15.35% | 15.67% | 15.69% | 15.31% | 14.87% | 15.93% | 15.94% | 14.29% | 15.04% | 15.67% | 15.97%
NEM | Behind the meter battery | 4.897% | 4.862% | 4.791% | 4.705% | 4.639% | 4.529% | 4.488% | 4.437% | 4.376% | 4.329% | 4.385% | 4.417% | 4.433% | 4.398% | 4.361% | 4.299% | 4.266% | 4.207% | 4.151% | 4.111% | 4.152% | 4.184% | 4.217% | 4.239% | 4.261% | 4.237% | 4.213%
NEM | Behind the meter battery pump | 5.764% | 5.722% | 5.638% | 5.537% | 5.461% | 5.329% | 5.283% | 5.222% | 5.15% | 5.095% | 5.16% | 5.199% | 5.218% | 5.177% | 5.133% | 5.06% | 5.021% | 4.95% | 4.886% | 4.838% | 4.886% | 4.925% | 4.963% | 4.99% | 5.016% | 4.988% | 4.958%
Region | Technology | 2023-24 | 2024-25 | 2025-26 | 2026-27 | 2027-28 | 2028-29 | 2029-30 | 2030-31 | 2031-32 | 2032-33 | 2033-34 | 2034-35 | 2035-36 | 2036-37 | 2037-38 | 2038-39 | 2039-40 | 2040-41 | 2041-42 | 2042-43 | 2043-44 | 2044-45 | 2045-46 | 2046-47 | 2047-48 | 2048-49 | 2049-50
NSW1 | Distributed PV | 13.95% | 13.97% | 13.61% | 15.11% | 14.98% | 13.37% | 13.79% | 14.67% | 15.35% | 14.94% | 14.77% | 14.29% | 15.76% | 15.56% | 13.87% | 14.28% | 15.19% | 15.83% | 15.4% | 15.21% | 14.69% | 16.12% | 15.89% | 14.16% | 14.59% | 15.47% | 16.09%
NSW1 | Behind the meter battery | 4.884% | 4.831% | 4.757% | 4.683% | 4.62% | 4.52% | 4.491% | 4.444% | 4.405% | 4.375% | 4.441% | 4.454% | 4.456% | 4.412% | 4.358% | 4.289% | 4.257% | 4.188% | 4.148% | 4.121% | 4.175% | 4.211% | 4.237% | 4.254% | 4.256% | 4.24% | 4.206%
NSW1 | Behind the meter battery pump | 5.747% | 5.687% | 5.598% | 5.511% | 5.44% | 5.32% | 5.287% | 5.232% | 5.182% | 5.148% | 5.225% | 5.24% | 5.245% | 5.193% | 5.129% | 5.046% | 5.012% | 4.928% | 4.883% | 4.849% | 4.911% | 4.959% | 4.986% | 5.008% | 5.011% | 4.991% | 4.951%
Region | Technology | 2023-24 | 2024-25 | 2025-26 | 2026-27 | 2027-28 | 2028-29 | 2029-30 | 2030-31 | 2031-32 | 2032-33 | 2033-34 | 2034-35 | 2035-36 | 2036-37 | 2037-38 | 2038-39 | 2039-40 | 2040-41 | 2041-42 | 2042-43 | 2043-44 | 2044-45 | 2045-46 | 2046-47 | 2047-48 | 2048-49 | 2049-50
QLD1 | Distributed PV | 15.03% | 14.46% | 14.67% | 15.73% | 15.87% | 13.4% | 14.58% | 15.12% | 16% | 15.82% | 15.21% | 15.39% | 16.39% | 16.42% | 13.85% | 15.06% | 15.64% | 16.42% | 16.23% | 15.62% | 15.79% | 16.72% | 16.74% | 14.11% | 15.37% | 15.91% | 16.71%
QLD1 | Behind the meter battery | 4.94% | 4.904% | 4.833% | 4.738% | 4.663% | 4.563% | 4.529% | 4.478% | 4.408% | 4.348% | 4.393% | 4.421% | 4.437% | 4.396% | 4.354% | 4.3% | 4.282% | 4.232% | 4.163% | 4.125% | 4.169% | 4.194% | 4.229% | 4.244% | 4.261% | 4.245% | 4.236%
QLD1 | Behind the meter battery pump | 5.815% | 5.773% | 5.687% | 5.578% | 5.487% | 5.368% | 5.33% | 5.269% | 5.189% | 5.118% | 5.17% | 5.205% | 5.223% | 5.176% | 5.124% | 5.063% | 5.038% | 4.98% | 4.9% | 4.855% | 4.906% | 4.935% | 4.976% | 4.996% | 5.017% | 4.999% | 4.984%
Region | Technology | 2023-24 | 2024-25 | 2025-26 | 2026-27 | 2027-28 | 2028-29 | 2029-30 | 2030-31 | 2031-32 | 2032-33 | 2033-34 | 2034-35 | 2035-36 | 2036-37 | 2037-38 | 2038-39 | 2039-40 | 2040-41 | 2041-42 | 2042-43 | 2043-44 | 2044-45 | 2045-46 | 2046-47 | 2047-48 | 2048-49 | 2049-50
VIC1 | Distributed PV | 13.3% | 13.06% | 12.42% | 13.32% | 13.59% | 13.11% | 13.75% | 14.34% | 13.9% | 14.65% | 14.31% | 13.53% | 14.42% | 14.65% | 13.83% | 14.47% | 15.09% | 14.55% | 15.26% | 14.92% | 14.07% | 14.95% | 15.11% | 14.28% | 14.94% | 15.54% | 14.95%
VIC1 | Behind the meter battery | 4.922% | 4.924% | 4.853% | 4.759% | 4.698% | 4.556% | 4.474% | 4.403% | 4.302% | 4.208% | 4.268% | 4.344% | 4.395% | 4.391% | 4.402% | 4.332% | 4.283% | 4.218% | 4.147% | 4.064% | 4.079% | 4.124% | 4.164% | 4.22% | 4.277% | 4.242% | 4.209%
VIC1 | Behind the meter battery pump | 5.794% | 5.795% | 5.709% | 5.602% | 5.531% | 5.362% | 5.266% | 5.18% | 5.063% | 4.951% | 5.023% | 5.115% | 5.172% | 5.166% | 5.183% | 5.097% | 5.041% | 4.963% | 4.88% | 4.783% | 4.802% | 4.853% | 4.9% | 4.969% | 5.033% | 4.993% | 4.954%
Region | Technology | 2023-24 | 2024-25 | 2025-26 | 2026-27 | 2027-28 | 2028-29 | 2029-30 | 2030-31 | 2031-32 | 2032-33 | 2033-34 | 2034-35 | 2035-36 | 2036-37 | 2037-38 | 2038-39 | 2039-40 | 2040-41 | 2041-42 | 2042-43 | 2043-44 | 2044-45 | 2045-46 | 2046-47 | 2047-48 | 2048-49 | 2049-50
SA1 | Distributed PV | 15.11% | 14.83% | 14.15% | 14.8% | 15.36% | 14.69% | 15.37% | 15.62% | 15.63% | 16.06% | 15.54% | 14.77% | 15.4% | 15.93% | 15.16% | 15.87% | 16.14% | 16.14% | 16.55% | 16% | 15.2% | 15.81% | 16.3% | 15.49% | 16.24% | 16.49% | 16.45%
SA1 | Behind the meter battery | 4.815% | 4.725% | 4.641% | 4.542% | 4.474% | 4.387% | 4.404% | 4.389% | 4.377% | 4.405% | 4.448% | 4.451% | 4.434% | 4.377% | 4.295% | 4.252% | 4.207% | 4.164% | 4.135% | 4.149% | 4.202% | 4.208% | 4.244% | 4.225% | 4.248% | 4.192% | 4.182%
SA1 | Behind the meter battery pump | 5.667% | 5.562% | 5.46% | 5.346% | 5.265% | 5.161% | 5.184% | 5.165% | 5.152% | 5.183% | 5.234% | 5.238% | 5.218% | 5.153% | 5.054% | 5.004% | 4.953% | 4.903% | 4.87% | 4.885% | 4.947% | 4.956% | 4.995% | 4.971% | 4.998% | 4.935% | 4.924%
Region | Technology | 2023-24 | 2024-25 | 2025-26 | 2026-27 | 2027-28 | 2028-29 | 2029-30 | 2030-31 | 2031-32 | 2032-33 | 2033-34 | 2034-35 | 2035-36 | 2036-37 | 2037-38 | 2038-39 | 2039-40 | 2040-41 | 2041-42 | 2042-43 | 2043-44 | 2044-45 | 2045-46 | 2046-47 | 2047-48 | 2048-49 | 2049-50
TAS1 | Distributed PV | 12.03% | 12.09% | 11.56% | 12.4% | 12.42% | 12.16% | 12.24% | 12.52% | 12.4% | 12.76% | 12.71% | 12.11% | 12.89% | 12.83% | 12.48% | 12.53% | 12.81% | 12.66% | 12.97% | 12.94% | 12.31% | 13.07% | 12.97% | 12.63% | 12.69% | 12.99% | 12.77%
TAS1 | Behind the meter battery | 4.891% | 4.832% | 4.753% | 4.664% | 4.597% | 4.506% | 4.479% | 4.427% | 4.378% | 4.382% | 4.417% | 4.439% | 4.429% | 4.4% | 4.347% | 4.292% | 4.268% | 4.207% | 4.152% | 4.139% | 4.176% | 4.183% | 4.231% | 4.218% | 4.232% | 4.231% | 4.186%
TAS1 | Behind the meter battery pump | 5.757% | 5.685% | 5.596% | 5.489% | 5.412% | 5.302% | 5.27% | 5.211% | 5.154% | 5.156% | 5.198% | 5.224% | 5.215% | 5.178% | 5.116% | 5.054% | 5.023% | 4.952% | 4.886% | 4.87% | 4.914% | 4.925% | 4.979% | 4.967% | 4.983% | 4.979% | 4.926%

## Option 5_Generation
Annual sent-out generation by technology (GWh) - Option 5, Offshore Wind Scenario
Explicitly modelled generation
Region | Technology | 2023-24 | 2024-25 | 2025-26 | 2026-27 | 2027-28 | 2028-29 | 2029-30 | 2030-31 | 2031-32 | 2032-33 | 2033-34 | 2034-35 | 2035-36 | 2036-37 | 2037-38 | 2038-39 | 2039-40 | 2040-41 | 2041-42 | 2042-43 | 2043-44 | 2044-45 | 2045-46 | 2046-47 | 2047-48 | 2048-49 | 2049-50
NEM | Black Coal | 85014.6099 | 74429.9641 | 72735.7417 | 67546.602 | 53683.0163 | 44769.4982 | 40552.262 | 31209.4048 | 29809.1807 | 26662.8047 | 17136.6321 | 16991.2537 | 14732.5682 | 14268.1621 | 15031.8917 | 14131.4248 | 4200.8112 | 1675.1384 | 1648.4629 | 0 | 0 | 0 | 0 | 0 | 0 | 0 | 0
NEM | Brown Coal | 29017.0023 | 25470.413 | 23783.7257 | 18611.203 | 18878.9167 | 15626.9755 | 9892.9899 | 6503.0901 | 5134.136 | 0 | 0 | 0 | 0 | 0 | 0 | 0 | 0 | 0 | 0 | 0 | 0 | 0 | 0 | 0 | 0 | 0 | 0
NEM | CCGT | 2107.0047 | 1607.7161 | 3153.7183 | 4004.325 | 4114.5696 | 4712.0692 | 5450.0942 | 6606.6821 | 5651.1432 | 5591.1459 | 7814.6094 | 8759.7126 | 6455.7039 | 5722.8041 | 4567.9537 | 4937.8215 | 4612.3585 | 4005.7707 | 3494.0306 | 3927.197 | 3102.4024 | 2632.3495 | 1371.7199 | 985.2091 | 977.9557 | 967.3578 | 984.3058
NEM | Gas - Steam | 112.3422 | 107.9376 | 341.2965 | 164.6327 | 109.5786 | 209.6038 | 164.0635 | 982.7579 | 137.2602 | 338.314 | 368.3575 | 595.7346 | 322.6395 | 398.3307 | 542.4339 | 429.1799 | 0 | 0 | 0 | 0 | 0 | 0 | 0 | 0 | 0 | 0 | 0
NEM | OCGT / Diesel | 200.0802 | 171.8441 | 384.6636 | 421.3333 | 310.9799 | 400.0763 | 321.8211 | 1607.1741 | 700.1027 | 1142.0134 | 2405.5347 | 4122.5784 | 2386.9178 | 3045.4406 | 3421.1326 | 2537.8441 | 7126.3269 | 6539.3579 | 3370.2191 | 4441.5617 | 8356.1613 | 5267.7658 | 6741.8182 | 9511.0382 | 6128.2328 | 9004.0639 | 8236.0976
NEM | Hydro | 17546.1806 | 15745.4649 | 16141.1078 | 15474.5763 | 13251.1381 | 16198.5 | 17406.2246 | 17079.8588 | 16351.1868 | 15573.5502 | 17795.2209 | 17740.0479 | 16027.06 | 14748.6767 | 17408.5114 | 15537.3938 | 13886.2381 | 13018.0848 | 12464.0312 | 14103.175 | 14874.6276 | 13445.0352 | 12719.7087 | 16594.9043 | 15561.8039 | 15592.1584 | 14520.7349
NEM | Hydrogen Turbine | 0 | 0 | 0 | 0 | 0 | 0 | 0 | 0 | 0 | 0 | 0 | 0 | 0 | 0 | 0 | 0 | 0 | 0 | 0 | 0 | 0 | 0 | 0 | 0 | 0 | 0 | 0
NEM | Wind | 28819.4798 | 46962.4708 | 48037.1501 | 56792.1581 | 74786.8632 | 89619.8953 | 93893.3568 | 99908.1122 | 109077.7075 | 114168.6034 | 120150.1549 | 120941.4397 | 129907.4392 | 136847.2621 | 146133.0773 | 146882.526 | 145236.1571 | 148838.6325 | 147180.7706 | 153698.5964 | 155557.6756 | 157233.8504 | 160928.5281 | 180308.9316 | 186100.3941 | 191075.7803 | 192470.975
NEM | Solar PV | 20921.6288 | 19294.7635 | 22130.1246 | 23291.3466 | 23079.1094 | 22165.5144 | 25562.4216 | 31119.426 | 32185.1414 | 38917.838 | 42670.8858 | 44208.451 | 45405.8084 | 45533.3401 | 46845.6878 | 51328.905 | 69461.7296 | 74315.7523 | 86425.3388 | 103779.3587 | 107071.8924 | 106752.6724 | 110145.5454 | 103392.2787 | 105456.864 | 112653.5501 | 115537.7685
NEM | Grid Battery | 418.7886 | 415.1062 | 920.9824 | 1396.733 | 2756.485 | 4993.9405 | 5179.6673 | 6116.1531 | 5972.3651 | 10992.7161 | 10661.9501 | 10185.9477 | 11151.0064 | 11220.0501 | 10044.5821 | 10247.5491 | 15171.5138 | 15108.3761 | 23629.1032 | 29327.7116 | 29032.7763 | 30896.6256 | 31151.3461 | 26289.4091 | 25679.7932 | 26909.2079 | 25724.8285
NEM | Pumped Hydro | 541.3133 | 892.858 | 1750.7765 | 2610.8341 | 3115.8276 | 4191.587 | 4667.152 | 6410.6298 | 6510.0709 | 6897.126 | 7615.6339 | 8039.0247 | 8698.2805 | 9071.1514 | 11271.2008 | 11467.9568 | 12456.7346 | 10803.8408 | 11103.1103 | 11748.5752 | 10574.3132 | 9897.3432 | 9893.4653 | 11367.0254 | 10239.2246 | 10200.0553 | 8776.0555
NEM | VPP | 221.1799 | 441.0227 | 785.9368 | 1147.7402 | 1545.724 | 1901.5022 | 2528.263 | 3054.5719 | 3522.1948 | 4128.2012 | 4889.9641 | 5442.6188 | 6343.071 | 7130.1026 | 7417.5905 | 7994.2722 | 8581.6078 | 8557.6985 | 9336.9185 | 9691.7396 | 9853.7848 | 10508.8364 | 11208.3662 | 11006.2545 | 11383.0095 | 11786.2722 | 11792.7001
Total excluding storage |  | 184919.6103 | 185539.561 | 190165.2239 | 191461.4845 | 195632.2085 | 204789.1624 | 205618.316 | 210597.8608 | 215050.4893 | 224412.3128 | 231508.9435 | 237026.8092 | 241430.495 | 247985.3204 | 262684.0618 | 265494.8731 | 280733.4776 | 282862.6519 | 298651.9851 | 330717.9151 | 338423.6335 | 336634.4784 | 344160.4979 | 359455.0508 | 361527.2778 | 378188.4459 | 378043.4659
Region | Technology | 2023-24 | 2024-25 | 2025-26 | 2026-27 | 2027-28 | 2028-29 | 2029-30 | 2030-31 | 2031-32 | 2032-33 | 2033-34 | 2034-35 | 2035-36 | 2036-37 | 2037-38 | 2038-39 | 2039-40 | 2040-41 | 2041-42 | 2042-43 | 2043-44 | 2044-45 | 2045-46 | 2046-47 | 2047-48 | 2048-49 | 2049-50
NSW1 | Black Coal | 42249.1763 | 35204.4839 | 32388.5426 | 30670.3029 | 21192.6883 | 19284.3113 | 16133.1721 | 14053.1567 | 13554.7037 | 13865.8031 | 7646.7456 | 7747.3806 | 6737.1254 | 5913.4397 | 6592.0136 | 6478.6538 | 0 | 0 | 0 | 0 | 0 | 0 | 0 | 0 | 0 | 0 | 0
NSW1 | Brown Coal | 0 | 0 | 0 | 0 | 0 | 0 | 0 | 0 | 0 | 0 | 0 | 0 | 0 | 0 | 0 | 0 | 0 | 0 | 0 | 0 | 0 | 0 | 0 | 0 | 0 | 0 | 0
NSW1 | CCGT | 13.66 | 6.2015 | 306.5367 | 678.5183 | 771.577 | 646.614 | 1070.0333 | 1121.7979 | 987.5616 | 925.5167 | 1444.3276 | 1685.949 | 1072.6445 | 1068.8882 | 1155.1326 | 1337.5156 | 1391.3008 | 1119.2859 | 1010.0524 | 1104.6433 | 0 | 0 | 0 | 0 | 0 | 0 | 0
NSW1 | Gas - Steam | 0 | 0 | 0 | 0 | 0 | 0 | 0 | 0 | 0 | 0 | 0 | 0 | 0 | 0 | 0 | 0 | 0 | 0 | 0 | 0 | 0 | 0 | 0 | 0 | 0 | 0 | 0
NSW1 | OCGT / Diesel | 8.5533 | 5.2782 | 35.8595 | 33.8831 | 27.5921 | 5.7925 | 0.041328 | 150.6686 | 24.5072 | 114.2351 | 264.2441 | 954.6489 | 368.2841 | 660.8562 | 609.9616 | 442.2286 | 2283.1635 | 2533.1754 | 1155.6836 | 1367.086 | 2854.2703 | 1589.7748 | 2258.339 | 2320.6648 | 2206.4987 | 1985.1475 | 2327.7873
NSW1 | Hydro | 2040.5183 | 2854.3165 | 2989.0464 | 3004.1045 | 2509.082 | 3584.5761 | 3035.8455 | 3111.1826 | 2912.3104 | 2575.1689 | 3224.9787 | 3325.6214 | 3064.6107 | 2716.1418 | 3792.4851 | 3130.9426 | 2770.3888 | 2708.6814 | 2475.2073 | 2894.974 | 2965.9187 | 2737.2482 | 2326.3335 | 3646.4726 | 3479.121 | 3520.7119 | 3377.6643
NSW1 | Hydrogen Turbine | 0 | 0 | 0 | 0 | 0 | 0 | 0 | 0 | 0 | 0 | 0 | 0 | 0 | 0 | 0 | 0 | 0 | 0 | 0 | 0 | 0 | 0 | 0 | 0 | 0 | 0 | 0
NSW1 | Wind | 5987.6677 | 13853.5363 | 14058.1805 | 17346.1739 | 27709.6464 | 30543.9431 | 29478.4116 | 29459.4401 | 29264.8941 | 32670.8453 | 33483.1977 | 33515.7457 | 39117.7047 | 39971.4664 | 43300.9071 | 40792.5324 | 39993.2643 | 37391.935 | 39490.2128 | 41154.7916 | 42162.8385 | 43789.2036 | 44704.5797 | 50291.1253 | 49682.119 | 49716.8756 | 46315.5451
NSW1 | Solar PV | 8824.907 | 8284.8001 | 10339.8836 | 11413.0143 | 11521.9151 | 11361.1371 | 13977.9517 | 17923.8012 | 17751.3445 | 18905.431 | 21120.0527 | 20568.5129 | 21743.8326 | 21701.3047 | 20849.7985 | 22201.3604 | 28849.9017 | 29375.6321 | 33882.1399 | 34895.0562 | 34203.0137 | 35933.0616 | 36341.8423 | 34450.3831 | 33661.385 | 37481.0732 | 38559.34
NSW1 | Grid Battery | 20.6278 | 25.0552 | 509.8495 | 990.7271 | 2356.3709 | 2867.7746 | 3054.981 | 3302.8406 | 3131.1642 | 4730.2393 | 4420.2609 | 4113.7052 | 4473.9504 | 4355.2947 | 3974.8633 | 3979.1025 | 6102.095 | 5845.7289 | 8033.3255 | 8141.7514 | 7292.9499 | 8793.8799 | 8195.0644 | 7038.1084 | 5990.7909 | 7159.9721 | 6952.1488
NSW1 | Pumped Hydro | 110.5143 | 220.1946 | 1083.3933 | 1701.0925 | 2175.7629 | 3466.9057 | 3813.9043 | 5185.2311 | 5271.0938 | 4966.8839 | 5608.0316 | 5537.0117 | 5770.3751 | 6168.0288 | 5837.7043 | 5495.6232 | 5125.0104 | 3928.561 | 4383.9705 | 4521.7307 | 4016.2315 | 3727.1702 | 3885.2622 | 4714.2965 | 3888.0873 | 3729.9631 | 2991.6933
NSW1 | VPP | 58.0042 | 133.273 | 247.5639 | 362.9787 | 487.8765 | 600.0718 | 800.268 | 998.1542 | 1172.6163 | 1416.4232 | 1689.368 | 1900.8912 | 2250.2765 | 2504.5829 | 2631.622 | 2855.9475 | 3078.7394 | 3093.9655 | 3394.9923 | 3473.2974 | 3502.7147 | 3801.2726 | 3980.8549 | 3884.8434 | 4034.3458 | 4252.2445 | 4317.4486
Total excluding storage |  | 59313.6289 | 60587.1393 | 61958.8559 | 66200.7952 | 68752.5111 | 72361.1263 | 71364.6088 | 75306.273 | 74070.1957 | 80170.5464 | 78901.2069 | 79349.4666 | 84598.8041 | 85060.0034 | 88744.4882 | 86713.9066 | 89593.8638 | 85996.9651 | 93825.5842 | 97553.3306 | 96997.9373 | 100371.611 | 101692.276 | 106345.8941 | 102942.3477 | 107845.9878 | 104841.6274
Region | Technology | 2023-24 | 2024-25 | 2025-26 | 2026-27 | 2027-28 | 2028-29 | 2029-30 | 2030-31 | 2031-32 | 2032-33 | 2033-34 | 2034-35 | 2035-36 | 2036-37 | 2037-38 | 2038-39 | 2039-40 | 2040-41 | 2041-42 | 2042-43 | 2043-44 | 2044-45 | 2045-46 | 2046-47 | 2047-48 | 2048-49 | 2049-50
QLD1 | Black Coal | 42765.4336 | 39225.4802 | 40347.1991 | 36876.2991 | 32490.328 | 25485.1869 | 24419.0899 | 17156.2481 | 16254.477 | 12797.0016 | 9489.8865 | 9243.8731 | 7995.4428 | 8354.7224 | 8439.8781 | 7652.771 | 4200.8112 | 1675.1384 | 1648.4629 | 0 | 0 | 0 | 0 | 0 | 0 | 0 | 0
QLD1 | Brown Coal | 0 | 0 | 0 | 0 | 0 | 0 | 0 | 0 | 0 | 0 | 0 | 0 | 0 | 0 | 0 | 0 | 0 | 0 | 0 | 0 | 0 | 0 | 0 | 0 | 0 | 0 | 0
QLD1 | CCGT | 1021.5704 | 855.0762 | 1685.5264 | 2541.1768 | 2656.1093 | 3113.5658 | 3466.4156 | 4131.3975 | 3896.0416 | 3738.5574 | 5181.3215 | 5563.831 | 4515.9233 | 3648.0016 | 3412.8211 | 3600.3059 | 3221.0577 | 2886.4848 | 2483.9782 | 2822.5537 | 3102.4024 | 2632.3495 | 1371.7199 | 985.2091 | 977.9557 | 967.3578 | 984.3058
QLD1 | Gas - Steam | 0 | 0 | 0 | 0 | 0 | 0 | 0 | 0 | 0 | 0 | 0 | 0 | 0 | 0 | 0 | 0 | 0 | 0 | 0 | 0 | 0 | 0 | 0 | 0 | 0 | 0 | 0
QLD1 | OCGT / Diesel | 2.4407 | 0.0004926 | 2.6986 | 18.3905 | 24.619 | 24.1913 | 11.785 | 508.3941 | 393.8775 | 394.6852 | 1320.1565 | 1459.1018 | 1065.0299 | 1449.5321 | 1099.8814 | 851.4532 | 2079.8357 | 1951.8716 | 883.8811 | 1624.4704 | 2000.1337 | 1358.3703 | 2010.9488 | 3535.8118 | 1650.6243 | 3641.3471 | 3198.6426
QLD1 | Hydro | 726.8439 | 727.4613 | 745.5819 | 714.5985 | 729.1254 | 739.1327 | 735.023 | 728.6157 | 727.9578 | 729.4678 | 722.5606 | 714.1177 | 707.9031 | 714.3209 | 222.3175 | 208.57 | 175.8486 | 156.6719 | 146.4147 | 0 | 0 | 0 | 0 | 0 | 0 | 0 | 0
QLD1 | Hydrogen Turbine | 0 | 0 | 0 | 0 | 0 | 0 | 0 | 0 | 0 | 0 | 0 | 0 | 0 | 0 | 0 | 0 | 0 | 0 | 0 | 0 | 0 | 0 | 0 | 0 | 0 | 0 | 0
QLD1 | Wind | 4036.7226 | 7788.5694 | 8232.4609 | 9955.4148 | 14355.9493 | 23493.0559 | 23400.8211 | 28222.9008 | 27770.6134 | 31258.0749 | 33396.3523 | 33365.0363 | 32894.3919 | 35101.8918 | 40369.7701 | 39842.386 | 39598.4369 | 37824.3575 | 39569.0597 | 40127.2357 | 42130.0916 | 39851.8793 | 42025.8971 | 53174.2968 | 53095.3742 | 59162.2292 | 55699.0908
QLD1 | Solar PV | 8598.2501 | 8013.2849 | 8747.8668 | 8843.1666 | 8559.4153 | 7850.1079 | 8686.7266 | 10356.8673 | 11421.0926 | 13952.0912 | 15669.7236 | 17313.779 | 17314.2399 | 17129.8289 | 18143.0198 | 21336.3433 | 32809.5539 | 36692.5129 | 38417.036 | 54830.8486 | 53787.2411 | 51092.4221 | 51849.2257 | 49643.6579 | 52720.0181 | 55627.2125 | 58531.0304
QLD1 | Grid Battery | 53.6337 | 53.407 | 54.4785 | 55.1678 | 55.1871 | 1791.6952 | 1795.4027 | 2390.9652 | 2423.3554 | 4551.3813 | 4637.8144 | 4589.7068 | 4590.3145 | 4753.704 | 4045.0654 | 4270.3309 | 7077.4223 | 7229.756 | 9830.0686 | 15834.1548 | 15101.2703 | 14794.9884 | 15048.8717 | 12660.2037 | 13382.0215 | 13401.4248 | 13351.7791
QLD1 | Pumped Hydro | 430.799 | 672.6634 | 667.3788 | 909.7348 | 940.0575 | 724.6738 | 853.2385 | 1097.8584 | 1068.364 | 919.5301 | 1006.3821 | 1551.186 | 1659.9241 | 1657.7445 | 4070.1009 | 4684.5314 | 5946.7682 | 5646.5237 | 5546.767 | 5940.9237 | 5425.1702 | 4978.8962 | 4760.7233 | 5407.6622 | 5192.8166 | 5326.0142 | 4731.9899
QLD1 | VPP | 51.3449 | 108.6964 | 193.2056 | 301.9651 | 407.7062 | 523.381 | 722.9011 | 907.4788 | 1055.1595 | 1236.3623 | 1480.9338 | 1693.2307 | 1911.4373 | 2184.3745 | 2241.7593 | 2471.3623 | 2682.3577 | 2799.2942 | 2948.465 | 3148.287 | 3270.1995 | 3349.259 | 3550.2148 | 3582.0454 | 3698.3481 | 3722.4543 | 3867.913
Total excluding storage |  | 57687.0392 | 57444.6392 | 60676.3966 | 60215.9141 | 60218.4971 | 63744.9905 | 64091.4035 | 65500.7259 | 65010.9389 | 69577.1518 | 72905.1313 | 75493.8624 | 72654.6068 | 74994.1206 | 82044.6135 | 84918.0539 | 97792.0923 | 96862.611 | 101474.1331 | 124328.474 | 124816.5088 | 118058.1647 | 120617.6013 | 128988.8869 | 130717.1584 | 141848.04 | 140364.7517
Region | Technology | 2023-24 | 2024-25 | 2025-26 | 2026-27 | 2027-28 | 2028-29 | 2029-30 | 2030-31 | 2031-32 | 2032-33 | 2033-34 | 2034-35 | 2035-36 | 2036-37 | 2037-38 | 2038-39 | 2039-40 | 2040-41 | 2041-42 | 2042-43 | 2043-44 | 2044-45 | 2045-46 | 2046-47 | 2047-48 | 2048-49 | 2049-50
VIC1 | Black Coal | 0 | 0 | 0 | 0 | 0 | 0 | 0 | 0 | 0 | 0 | 0 | 0 | 0 | 0 | 0 | 0 | 0 | 0 | 0 | 0 | 0 | 0 | 0 | 0 | 0 | 0 | 0
VIC1 | Brown Coal | 29017.0023 | 25470.413 | 23783.7257 | 18611.203 | 18878.9167 | 15626.9755 | 9892.9899 | 6503.0901 | 5134.136 | 0 | 0 | 0 | 0 | 0 | 0 | 0 | 0 | 0 | 0 | 0 | 0 | 0 | 0 | 0 | 0 | 0 | 0
VIC1 | CCGT | 0 | 0 | 0 | 0 | 0 | 0 | 0 | 0 | 0 | 0 | 0 | 0 | 0 | 0 | 0 | 0 | 0 | 0 | 0 | 0 | 0 | 0 | 0 | 0 | 0 | 0 | 0
VIC1 | Gas - Steam | 16.9069 | 18.3607 | 70.6236 | 164.6327 | 109.5786 | 209.6038 | 164.0635 | 982.7579 | 137.2602 | 338.314 | 368.3575 | 595.7346 | 322.6395 | 398.3307 | 542.4339 | 429.1799 | 0 | 0 | 0 | 0 | 0 | 0 | 0 | 0 | 0 | 0 | 0
VIC1 | OCGT / Diesel | 22.9957 | 15.8049 | 39.2516 | 146.6352 | 84.5868 | 127.6317 | 77.9224 | 411.0869 | 50.1848 | 291.9603 | 304.436 | 849.6693 | 541.6387 | 484.0666 | 1049.0871 | 623.6218 | 1761.6669 | 1299.0752 | 871.3849 | 903.3306 | 2428.3381 | 1922.1871 | 2109.3865 | 3309.8165 | 2044.5807 | 3062.1651 | 2430.9925
VIC1 | Hydro | 2748.3309 | 3335.8034 | 3444.6351 | 3267.3466 | 2730.9443 | 4096.6815 | 3415.5414 | 2953.6133 | 2956.3652 | 2697.9191 | 3296.9984 | 3404.4608 | 3240.7756 | 2710.3436 | 4078.5821 | 3414.8723 | 2954.7716 | 2953.3327 | 2696.9567 | 3292.0968 | 3406.0481 | 3224.9249 | 2708.1518 | 4069.7464 | 4078.1444 | 4073.2741 | 4067.7188
VIC1 | Hydrogen Turbine | 0 | 0 | 0 | 0 | 0 | 0 | 0 | 0 | 0 | 0 | 0 | 0 | 0 | 0 | 0 | 0 | 0 | 0 | 0 | 0 | 0 | 0 | 0 | 0 | 0 | 0 | 0
VIC1 | Wind | 10176.7429 | 12807.4705 | 13167.4524 | 14839.1288 | 17708.4714 | 18738.8593 | 21934.8649 | 23213.0234 | 28000.1019 | 26679.6365 | 29717.8595 | 31293.2234 | 34125.0252 | 38008.7224 | 39078.2132 | 43247.5743 | 43843.3075 | 49955.5278 | 45815.8735 | 48625.8234 | 48336.2543 | 47960.3108 | 48906.976 | 48942.5476 | 53752.1895 | 52853.2889 | 59119.3822
VIC1 | Solar PV | 2204.5658 | 1885.7229 | 1901.7449 | 1930.0987 | 1887.9035 | 1856.8341 | 1832.8082 | 1826.0696 | 2027.2599 | 4177.1805 | 4075.3854 | 3948.9826 | 3965.0673 | 4111.2963 | 3948.6375 | 3849.0931 | 3829.001 | 3362.8617 | 5198.8423 | 5554.3264 | 7174.4951 | 7759.2492 | 8648.2213 | 7837.2509 | 7896.3312 | 7822.2288 | 7073.1007
VIC1 | Grid Battery | 159.9941 | 148.9399 | 174.9555 | 171.877 | 165.4336 | 158.4784 | 156.4001 | 255.5678 | 252.1484 | 442.0204 | 382.1705 | 352.3147 | 454.6049 | 427.3392 | 399.825 | 385.3423 | 386.1015 | 328.6121 | 1873.1336 | 1874.0455 | 2075.4699 | 2516.6706 | 2528.9357 | 2303.0867 | 2330.3626 | 2338.79 | 1985.8757
VIC1 | Pumped Hydro | 0 | 0 | 0.0012505 | 0.002788 | 0.0028463 | 0.00279 | 0.0028214 | 0.0043179 | 0.0042271 | 0.0042033 | 0.0041161 | 0.0040672 | 0.0061753 | 0.0060208 | 0.0086585 | 0.0085731 | 0.0093205 | 0.010263 | 0.010935 | 0.010269 | 0.015126 | 0.016113 | 0.015784 | 0.015676 | 0.015635 | 0.016148 | 0.016481
VIC1 | VPP | 40.8152 | 94.1246 | 209.967 | 318.6219 | 449.0702 | 541.3478 | 701.5828 | 789.6725 | 862.5789 | 971.7118 | 1123.9117 | 1207.8034 | 1450.672 | 1611.1725 | 1662.3567 | 1738.4727 | 1833.844 | 1711.5982 | 1925.0568 | 1964.8454 | 1930.081 | 2159.7606 | 2350.4104 | 2256.0285 | 2394.4806 | 2479.9233 | 2311.1735
Total excluding storage |  | 44387.3539 | 43776.64 | 42792.357 | 39449.5467 | 42014.908 | 41356.4148 | 38176.1759 | 36934.8859 | 39420.0395 | 35598.7467 | 39269.1232 | 41652.1929 | 44100.4293 | 47751.2774 | 50759.1443 | 53688.1649 | 54608.7018 | 59611.0179 | 58381.2586 | 62214.4784 | 65350.7016 | 65543.1193 | 67252.0973 | 68718.4923 | 72496.1045 | 72629.6864 | 76988.2599
Region | Technology | 2023-24 | 2024-25 | 2025-26 | 2026-27 | 2027-28 | 2028-29 | 2029-30 | 2030-31 | 2031-32 | 2032-33 | 2033-34 | 2034-35 | 2035-36 | 2036-37 | 2037-38 | 2038-39 | 2039-40 | 2040-41 | 2041-42 | 2042-43 | 2043-44 | 2044-45 | 2045-46 | 2046-47 | 2047-48 | 2048-49 | 2049-50
SA1 | Black Coal | 0 | 0 | 0 | 0 | 0 | 0 | 0 | 0 | 0 | 0 | 0 | 0 | 0 | 0 | 0 | 0 | 0 | 0 | 0 | 0 | 0 | 0 | 0 | 0 | 0 | 0 | 0
SA1 | Brown Coal | 0 | 0 | 0 | 0 | 0 | 0 | 0 | 0 | 0 | 0 | 0 | 0 | 0 | 0 | 0 | 0 | 0 | 0 | 0 | 0 | 0 | 0 | 0 | 0 | 0 | 0 | 0
SA1 | CCGT | 1071.7743 | 746.4384 | 1161.6552 | 784.6299 | 686.8834 | 951.8893 | 913.6453 | 1353.4867 | 767.54 | 927.0718 | 1188.9603 | 1509.9326 | 867.136 | 1005.9143 | 0 | 0 | 0 | 0 | 0 | 0 | 0 | 0 | 0 | 0 | 0 | 0 | 0
SA1 | Gas - Steam | 95.4353 | 89.5768 | 270.6729 | 0 | 0 | 0 | 0 | 0 | 0 | 0 | 0 | 0 | 0 | 0 | 0 | 0 | 0 | 0 | 0 | 0 | 0 | 0 | 0 | 0 | 0 | 0 | 0
SA1 | OCGT / Diesel | 166.0903 | 150.7603 | 306.8537 | 222.2513 | 174.1817 | 242.4605 | 230.6393 | 532.8011 | 229.6429 | 332.1888 | 512.2026 | 837.6488 | 399.4516 | 441.7726 | 651.1252 | 609.8705 | 966.3447 | 748.5175 | 453.2381 | 540.3775 | 1065.4994 | 392.8747 | 360.5921 | 341.6505 | 222.5435 | 307.6432 | 272.5134
SA1 | Hydro | 0 | 0 | 0 | 0 | 0 | 0 | 0 | 0 | 0 | 0 | 0 | 0 | 0 | 0 | 0 | 0 | 0 | 0 | 0 | 0 | 0 | 0 | 0 | 0 | 0 | 0 | 0
SA1 | Hydrogen Turbine | 0 | 0 | 0 | 0 | 0 | 0 | 0 | 0 | 0 | 0 | 0 | 0 | 0 | 0 | 0 | 0 | 0 | 0 | 0 | 0 | 0 | 0 | 0 | 0 | 0 | 0 | 0
SA1 | Wind | 6749.1133 | 7905.4865 | 7660.5598 | 9449.4308 | 9297.7299 | 11104.2538 | 11412.9842 | 11342.5185 | 12201.989 | 11820.2814 | 12268.9065 | 11162.6002 | 12102.135 | 11730.5068 | 11915.4893 | 11882.9428 | 10696.5558 | 11823.8526 | 10690.2134 | 12466.3572 | 11146.5136 | 13955.2081 | 13090.3183 | 16115.2893 | 18106.889 | 18202.9786 | 19413.7714
SA1 | Solar PV | 1293.9059 | 1110.955 | 1140.6288 | 1105.0664 | 1109.8749 | 1097.4348 | 1064.9346 | 1012.6871 | 985.4438 | 1883.1342 | 1805.7231 | 2377.1752 | 2382.6674 | 2590.9089 | 3904.2309 | 3942.1071 | 3973.2681 | 4680.0074 | 8714.2513 | 8252.6952 | 11676.3427 | 11727.4306 | 13063.8448 | 11256.8959 | 10949.0256 | 11491.0611 | 11163.6051
SA1 | Grid Battery | 184.5329 | 187.7029 | 181.6976 | 178.9596 | 179.4916 | 175.9905 | 172.8812 | 166.7757 | 165.6926 | 1269.0693 | 1221.6986 | 1130.2152 | 1632.1299 | 1683.7053 | 1624.8213 | 1612.7662 | 1605.8872 | 1704.2693 | 3892.5646 | 3477.7489 | 4563.0743 | 4791.0708 | 5378.4584 | 4287.9955 | 3976.6017 | 4009.0047 | 3435.006
SA1 | Pumped Hydro | 0 | 0 | 0.0011949 | 0.0017826 | 0.0018316 | 0.0018168 | 0.0018601 | 0.0023298 | 0.0023838 | 0.0023715 | 0.0023369 | 0.0023551 | 0.0029728 | 0.0029938 | 0.0037393 | 0.0037646 | 0.0039098 | 0.0043695 | 0.0050472 | 0.0048975 | 0.0051087 | 0.0063776 | 0.0064541 | 0.006282 | 0.0063859 | 0.0064357 | 0.006609
SA1 | VPP | 70.5769 | 100.8432 | 129.3102 | 153.3948 | 183.7903 | 212.7315 | 263.7691 | 308.8164 | 361.7123 | 427.4474 | 507.7783 | 550.181 | 624.6162 | 717.1736 | 756.921 | 806.0671 | 844.8529 | 825.6767 | 931.6392 | 961.5972 | 1011.057 | 1040.1484 | 1160.3047 | 1121.1135 | 1089.1357 | 1153.4285 | 1124.7711
Total excluding storage |  | 9631.4288 | 10291.7631 | 10851.3793 | 11893.7347 | 11631.9537 | 13784.7623 | 14058.8556 | 14717.0879 | 14712.0229 | 16659.1953 | 17505.2717 | 17567.7555 | 18008.1391 | 18169.9845 | 18852.5914 | 18853.7574 | 18086.9127 | 19782.3279 | 24681.9116 | 25698.7809 | 29462.4921 | 31906.7389 | 33053.5248 | 33122.951 | 34344.2018 | 35164.1225 | 35409.6736
Region | Technology | 2023-24 | 2024-25 | 2025-26 | 2026-27 | 2027-28 | 2028-29 | 2029-30 | 2030-31 | 2031-32 | 2032-33 | 2033-34 | 2034-35 | 2035-36 | 2036-37 | 2037-38 | 2038-39 | 2039-40 | 2040-41 | 2041-42 | 2042-43 | 2043-44 | 2044-45 | 2045-46 | 2046-47 | 2047-48 | 2048-49 | 2049-50
TAS1 | Black Coal | 0 | 0 | 0 | 0 | 0 | 0 | 0 | 0 | 0 | 0 | 0 | 0 | 0 | 0 | 0 | 0 | 0 | 0 | 0 | 0 | 0 | 0 | 0 | 0 | 0 | 0 | 0
TAS1 | Brown Coal | 0 | 0 | 0 | 0 | 0 | 0 | 0 | 0 | 0 | 0 | 0 | 0 | 0 | 0 | 0 | 0 | 0 | 0 | 0 | 0 | 0 | 0 | 0 | 0 | 0 | 0 | 0
TAS1 | CCGT | 0 | 0 | 0 | 0 | 0 | 0 | 0 | 0 | 0 | 0 | 0 | 0 | 0 | 0 | 0 | 0 | 0 | 0 | 0 | 0 | 0 | 0 | 0 | 0 | 0 | 0 | 0
TAS1 | Gas - Steam | 0 | 0 | 0 | 0 | 0 | 0 | 0 | 0 | 0 | 0 | 0 | 0 | 0 | 0 | 0 | 0 | 0 | 0 | 0 | 0 | 0 | 0 | 0 | 0 | 0 | 0 | 0
TAS1 | OCGT / Diesel | 0.00010636 | 0.0002178 | 0.00023139 | 0.17313 | 0.00025415 | 0.00026993 | 1.433 | 4.2234 | 1.8903 | 8.944 | 4.4955 | 21.5095 | 12.5135 | 9.2131 | 11.0773 | 10.6699 | 35.3161 | 6.7182 | 6.0315 | 6.2972 | 7.9198 | 4.5589 | 2.5519 | 3.0945 | 3.9857 | 7.761 | 6.1617
TAS1 | Hydro | 12030.4875 | 8827.8837 | 8961.8444 | 8488.5268 | 7281.9865 | 7778.1098 | 10219.8147 | 10286.4473 | 9754.5533 | 9570.9944 | 10550.6831 | 10295.8481 | 9013.7706 | 8607.8704 | 9315.1268 | 8783.0089 | 7985.2292 | 7199.3989 | 7145.4526 | 7916.1041 | 8502.6608 | 7482.862 | 7685.2234 | 8878.6853 | 8004.5385 | 7998.1724 | 7075.3518
TAS1 | Hydrogen Turbine | 0 | 0 | 0 | 0 | 0 | 0 | 0 | 0 | 0 | 0 | 0 | 0 | 0 | 0 | 0 | 0 | 0 | 0 | 0 | 0 | 0 | 0 | 0 | 0 | 0 | 0 | 0
TAS1 | Wind | 1869.2332 | 4607.4082 | 4918.4966 | 5202.0098 | 5715.0661 | 5739.7831 | 7666.275 | 7670.2294 | 11840.1091 | 11739.7654 | 11283.8389 | 11604.8341 | 11668.1824 | 12034.6746 | 11468.6976 | 11117.0905 | 11104.5927 | 11842.9596 | 11615.4113 | 11324.3884 | 11781.9776 | 11677.2486 | 12200.7569 | 11785.6727 | 11463.8225 | 11140.408 | 11923.1855
TAS1 | Solar PV | 0 | 0.00056314 | 0.00055764 | 0.00063667 | 0.00061274 | 0.00052109 | 0.00054973 | 0.00073447 | 0.0006702 | 0.0010325 | 0.0011009 | 0.001237 | 0.0011945 | 0.0011914 | 0.0011237 | 0.0012206 | 0.004717 | 204.7382 | 213.0693 | 246.4323 | 230.7998 | 240.5089 | 242.4113 | 204.0909 | 230.1042 | 231.9744 | 210.6923
TAS1 | Grid Battery | 0 | 0.0011325 | 0.0013286 | 0.0015088 | 0.0018039 | 0.0018234 | 0.0022396 | 0.0037863 | 0.0045899 | 0.0058004 | 0.0057322 | 0.0058225 | 0.0067225 | 0.0068155 | 0.0070658 | 0.0072058 | 0.0077699 | 0.0098168 | 0.01103 | 0.010968 | 0.011816 | 0.015827 | 0.015859 | 0.014746 | 0.016554 | 0.016352 | 0.01894
TAS1 | Pumped Hydro | 0 | 0 | 0.0019823 | 0.0021674 | 0.0025571 | 0.0029004 | 0.0045354 | 127.5336 | 170.6065 | 1010.7054 | 1001.2137 | 950.8206 | 1267.9722 | 1245.3691 | 1363.3832 | 1287.79 | 1384.9428 | 1228.7414 | 1172.3568 | 1285.9056 | 1132.8913 | 1191.2543 | 1247.4575 | 1245.0447 | 1158.2986 | 1144.0554 | 1052.3491
TAS1 | VPP | 0.43867 | 4.0856 | 5.8901 | 10.7797 | 17.2808 | 23.9701 | 39.7422 | 50.45 | 70.1278 | 76.2566 | 87.9723 | 90.5125 | 106.069 | 112.7991 | 124.9314 | 122.4226 | 141.8138 | 127.1639 | 136.7652 | 143.7126 | 139.7327 | 158.3958 | 166.5815 | 162.2237 | 166.6992 | 178.2216 | 171.3939
Total excluding storage |  | 13900.1595 | 13439.3794 | 13886.2352 | 13701.4937 | 13014.3387 | 13541.8685 | 17927.2723 | 18138.8882 | 21837.2923 | 22406.6726 | 22928.2104 | 22963.5318 | 22068.5156 | 22009.9344 | 22283.2244 | 21320.9903 | 20651.907 | 20609.73 | 20289.0976 | 20922.8512 | 21795.9938 | 20754.8444 | 21544.9984 | 22278.8265 | 21027.4653 | 20700.6092 | 20439.1533
Explicitly modelled pumping
Region | Technology | 2023-24 | 2024-25 | 2025-26 | 2026-27 | 2027-28 | 2028-29 | 2029-30 | 2030-31 | 2031-32 | 2032-33 | 2033-34 | 2034-35 | 2035-36 | 2036-37 | 2037-38 | 2038-39 | 2039-40 | 2040-41 | 2041-42 | 2042-43 | 2043-44 | 2044-45 | 2045-46 | 2046-47 | 2047-48 | 2048-49 | 2049-50
NEM | Grid Battery pump | 495.8236 | 493.5216 | 1101.8544 | 1674.3831 | 3320.5022 | 6002.5615 | 6239.6013 | 7355.6308 | 7208.8108 | 13225.043 | 12839.6023 | 12279.2192 | 13414.215 | 13506.7094 | 12128.9541 | 12346.419 | 18236.5075 | 18259.8594 | 28443.1153 | 35360.0923 | 34945.5373 | 37208.9344 | 37591.3994 | 31627.7081 | 30973.1376 | 32362.6832 | 30976.288
NEM | Pumped Hydro Pump | 1285.5722 | 2235.6335 | 3268.2078 | 4799.7204 | 5746.7742 | 6298.8727 | 7511.9601 | 9741.6706 | 10405.1848 | 10391.368 | 11714.3809 | 11685.7676 | 12913.6974 | 13722.7703 | 16096.2962 | 16580.5006 | 17496.9725 | 15500.6868 | 15545.2111 | 16937.6232 | 14424.0267 | 13953.2791 | 14318.8958 | 15851.7436 | 14461.4866 | 14222.9403 | 11966.9511
NEM | VPP pump | 259.4645 | 519.4378 | 925.1415 | 1349.1849 | 1820.7329 | 2234.8272 | 2977.371 | 3590.67 | 4153.8528 | 4850.1844 | 5752.1057 | 6411.0677 | 7454.4732 | 8386.1212 | 8743.4608 | 9412.4322 | 10071.151 | 10098.0724 | 10959.6072 | 11416.6527 | 11588.1341 | 12353.3482 | 13212.5532 | 12924.4109 | 13412.9316 | 13842.8982 | 13868.543
Region | Technology | 2023-24 | 2024-25 | 2025-26 | 2026-27 | 2027-28 | 2028-29 | 2029-30 | 2030-31 | 2031-32 | 2032-33 | 2033-34 | 2034-35 | 2035-36 | 2036-37 | 2037-38 | 2038-39 | 2039-40 | 2040-41 | 2041-42 | 2042-43 | 2043-44 | 2044-45 | 2045-46 | 2046-47 | 2047-48 | 2048-49 | 2049-50
NSW1 | Grid Battery pump | 24.4676 | 29.8276 | 613.9426 | 1193.1441 | 2844.4001 | 3448.9713 | 3685.4028 | 3973.8664 | 3782.2421 | 5692.7864 | 5324.1267 | 4958.0632 | 5384.6877 | 5247.3422 | 4803.2066 | 4797.1906 | 7334.6131 | 7069.4211 | 9669.4964 | 9801.0847 | 8780.2528 | 10592.5494 | 9908.631 | 8444.5849 | 7248.4808 | 8595.806 | 8376.0802
NSW1 | Pumped Hydro Pump | 667.8356 | 1279.3996 | 2340.4509 | 3543.1957 | 4443.4349 | 5312.9139 | 6345.9184 | 8072.605 | 8711.6098 | 7814.2822 | 9018.9396 | 8346.2806 | 9027.4678 | 9825.9767 | 8889.6805 | 8737.9842 | 7841.1166 | 6328.5488 | 6720.7367 | 7372.2452 | 5849.3542 | 5812.6052 | 6289.3133 | 7165.9643 | 6079.8523 | 5630.1832 | 4435.5502
NSW1 | VPP pump | 68.0124 | 156.8738 | 291.1696 | 427.0337 | 574.1985 | 705.7405 | 941.4917 | 1174.299 | 1383.3763 | 1663.2918 | 1987.4392 | 2237.8113 | 2645.2286 | 2946.5681 | 3105.465 | 3360.7383 | 3611.807 | 3651.2372 | 3982.8308 | 4088.786 | 4118.8851 | 4471.4888 | 4696.4458 | 4557.3148 | 4757.5798 | 4991.35 | 5079.3514
Region | Technology | 2023-24 | 2024-25 | 2025-26 | 2026-27 | 2027-28 | 2028-29 | 2029-30 | 2030-31 | 2031-32 | 2032-33 | 2033-34 | 2034-35 | 2035-36 | 2036-37 | 2037-38 | 2038-39 | 2039-40 | 2040-41 | 2041-42 | 2042-43 | 2043-44 | 2044-45 | 2045-46 | 2046-47 | 2047-48 | 2048-49 | 2049-50
QLD1 | Grid Battery pump | 63.6711 | 63.5798 | 65.034 | 65.4974 | 65.699 | 2157.9063 | 2162.388 | 2879.9147 | 2927.967 | 5473.7985 | 5590.335 | 5539.6568 | 5521.7169 | 5720.6574 | 4890.8831 | 5137.1345 | 8515.468 | 8735.1017 | 11840.274 | 19086.5673 | 18179.7667 | 17827.917 | 18115.3444 | 15283.5587 | 16085.3728 | 16160.4025 | 16069.4713
QLD1 | Pumped Hydro Pump | 617.7366 | 956.2339 | 927.751 | 1256.5159 | 1303.3298 | 985.9489 | 1166.0295 | 1501.2496 | 1467.0202 | 1249.1852 | 1370.8723 | 2087.8497 | 2225.6363 | 2239.7753 | 5431.0085 | 6143.7446 | 7837.8689 | 7541.7166 | 7295.2805 | 7863.4859 | 7091.3353 | 6575.9883 | 6367.2593 | 7068.4427 | 6836.6192 | 7108.3003 | 6146.7004
QLD1 | VPP pump | 60.2384 | 127.8781 | 227.9195 | 354.6343 | 479.6544 | 615.7424 | 850.4718 | 1067.622 | 1244.7559 | 1451.1521 | 1743.4335 | 1994.8198 | 2247.6094 | 2567.05 | 2645.3645 | 2903.9949 | 3151.204 | 3300.8755 | 3466.2974 | 3704.2612 | 3846.603 | 3940.7495 | 4175.0317 | 4217.981 | 4344.599 | 4383.6084 | 4545.2637
Region | Technology | 2023-24 | 2024-25 | 2025-26 | 2026-27 | 2027-28 | 2028-29 | 2029-30 | 2030-31 | 2031-32 | 2032-33 | 2033-34 | 2034-35 | 2035-36 | 2036-37 | 2037-38 | 2038-39 | 2039-40 | 2040-41 | 2041-42 | 2042-43 | 2043-44 | 2044-45 | 2045-46 | 2046-47 | 2047-48 | 2048-49 | 2049-50
VIC1 | Grid Battery pump | 190.0093 | 177.8941 | 208.2462 | 204.065 | 197.5294 | 188.0801 | 186.7751 | 305.1499 | 302.6404 | 530.3138 | 458.1469 | 424.4028 | 544.5414 | 513.4046 | 480.3798 | 465.0678 | 461.7978 | 396.4004 | 2255.1862 | 2269.767 | 2501.1227 | 3019.6943 | 3063.4638 | 2758.2487 | 2824.2197 | 2801.2646 | 2392.6209
VIC1 | Pumped Hydro Pump | 0 | 0 | 0.0016515 | 0.0036631 | 0.0037641 | 0.003652 | 0.0037307 | 0.0056676 | 0.005577 | 0.0055276 | 0.0054171 | 0.0053471 | 0.0081155 | 0.0079524 | 0.011393 | 0.011287 | 0.012223 | 0.013592 | 0.014314 | 0.013584 | 0.019823 | 0.0212 | 0.020913 | 0.020477 | 0.020685 | 0.021137 | 0.021732
VIC1 | VPP pump | 47.8861 | 111.0592 | 247.17 | 374.3748 | 529.6623 | 635.5354 | 827.3159 | 927.1021 | 1017.6734 | 1142.1851 | 1320.8657 | 1424.6873 | 1702.4446 | 1895.4971 | 1955.7139 | 2052.46 | 2150.2655 | 2021.6515 | 2256.7659 | 2320.091 | 2270.6182 | 2532.4518 | 2775.0666 | 2644.2732 | 2827.9219 | 2906.6708 | 2719.0279
Region | Technology | 2023-24 | 2024-25 | 2025-26 | 2026-27 | 2027-28 | 2028-29 | 2029-30 | 2030-31 | 2031-32 | 2032-33 | 2033-34 | 2034-35 | 2035-36 | 2036-37 | 2037-38 | 2038-39 | 2039-40 | 2040-41 | 2041-42 | 2042-43 | 2043-44 | 2044-45 | 2045-46 | 2046-47 | 2047-48 | 2048-49 | 2049-50
SA1 | Grid Battery pump | 217.6756 | 222.2189 | 214.6301 | 211.6748 | 212.8716 | 207.6017 | 205.0327 | 196.6953 | 195.9559 | 1528.1373 | 1466.9869 | 1357.0894 | 1963.261 | 2025.2971 | 1954.4763 | 1947.0176 | 1924.6194 | 2058.9244 | 4678.1456 | 4202.6602 | 5484.3811 | 5768.7549 | 6503.9413 | 5141.2983 | 4815.0447 | 4805.1907 | 4138.0931
SA1 | Pumped Hydro Pump | 0 | 0 | 0.0015747 | 0.002343 | 0.0024205 | 0.0023802 | 0.0024583 | 0.0030577 | 0.003138 | 0.0031231 | 0.0030762 | 0.0030927 | 0.0039108 | 0.0039477 | 0.0049165 | 0.0049622 | 0.0051293 | 0.0057771 | 0.006614 | 0.0064677 | 0.0067033 | 0.0083897 | 0.0085299 | 0.0082241 | 0.0084444 | 0.008426 | 0.0087118
SA1 | VPP pump | 82.8267 | 118.8076 | 151.9612 | 180.4645 | 216.7856 | 249.7106 | 311.1528 | 362.4772 | 425.5439 | 503.7776 | 596.9294 | 646.8303 | 734.8426 | 843.7336 | 890.4953 | 951.1916 | 991.0672 | 974.5487 | 1092.8816 | 1134.468 | 1187.6514 | 1222.3542 | 1369.0608 | 1314.9606 | 1285.6575 | 1352.6533 | 1323.2601
Region | Technology | 2023-24 | 2024-25 | 2025-26 | 2026-27 | 2027-28 | 2028-29 | 2029-30 | 2030-31 | 2031-32 | 2032-33 | 2033-34 | 2034-35 | 2035-36 | 2036-37 | 2037-38 | 2038-39 | 2039-40 | 2040-41 | 2041-42 | 2042-43 | 2043-44 | 2044-45 | 2045-46 | 2046-47 | 2047-48 | 2048-49 | 2049-50
TAS1 | Grid Battery pump | 0 | 0.0013459 | 0.001578 | 0.0017918 | 0.002144 | 0.0021658 | 0.0026622 | 0.0044983 | 0.0054654 | 0.006911 | 0.0068205 | 0.0069353 | 0.0079921 | 0.0081236 | 0.0083977 | 0.0085753 | 0.0092348 | 0.011683 | 0.013111 | 0.013039 | 0.014043 | 0.01881 | 0.018874 | 0.017504 | 0.019701 | 0.0194 | 0.022515
TAS1 | Pumped Hydro Pump | 0 | 0 | 0.0026182 | 0.0028507 | 0.0033751 | 0.0038071 | 0.006 | 167.8074 | 226.5461 | 1327.8919 | 1324.5605 | 1251.6288 | 1660.5812 | 1657.0064 | 1775.5909 | 1698.7555 | 1817.9695 | 1630.4021 | 1529.1729 | 1701.872 | 1483.3107 | 1564.656 | 1662.2938 | 1617.3079 | 1544.986 | 1484.4273 | 1384.6701
TAS1 | VPP pump | 0.50094 | 4.8192 | 6.9213 | 12.6776 | 20.4321 | 28.0983 | 46.9387 | 59.1697 | 82.5033 | 89.7778 | 103.4379 | 106.9191 | 124.3479 | 133.2724 | 146.4221 | 144.0475 | 166.8073 | 149.7595 | 160.8316 | 169.0465 | 164.3765 | 186.3039 | 196.9482 | 189.8813 | 197.1735 | 208.6157 | 201.6399
Non-controllable capacity
Region | Technology | 2023-24 | 2024-25 | 2025-26 | 2026-27 | 2027-28 | 2028-29 | 2029-30 | 2030-31 | 2031-32 | 2032-33 | 2033-34 | 2034-35 | 2035-36 | 2036-37 | 2037-38 | 2038-39 | 2039-40 | 2040-41 | 2041-42 | 2042-43 | 2043-44 | 2044-45 | 2045-46 | 2046-47 | 2047-48 | 2048-49 | 2049-50
NEM | Distributed PV | 26560.6016 | 29104.0967 | 31473.6633 | 37081.5432 | 40418.5958 | 38926.5586 | 43592.2929 | 48229.3969 | 51979.7521 | 54755.1652 | 55953.7685 | 56902.3907 | 63643.8244 | 66153.9262 | 61300.8009 | 66595.7504 | 71779.8603 | 75487.274 | 77777.5549 | 77977.9251 | 77783.2771 | 85452.7067 | 87607.0329 | 80381.6538 | 86543.9253 | 92200.6928 | 95960.9879
NEM | Behind the meter battery | 657.5137 | 1006.7447 | 1317.3393 | 1566.0098 | 1773.1566 | 1890.8424 | 2143.9911 | 2489.4047 | 2789.0704 | 3113.0752 | 3597.6322 | 4070.11 | 4511.1194 | 4860.9793 | 5165.9009 | 5364.9705 | 5454.5291 | 5447.6237 | 5401.3096 | 5348.7634 | 5404.7881 | 5430.708 | 5462.7544 | 5462.5562 | 5467.5685 | 5397.6579 | 5331.7203
NEM | Behind the meter battery pump | 773.9288 | 1184.9284 | 1550.1053 | 1843.1255 | 2087.3228 | 2225.0785 | 2523.5712 | 2929.616 | 3282.4864 | 3663.3641 | 4233.7384 | 4790.7173 | 5309.6304 | 5721.7019 | 6080.1627 | 6314.2799 | 6420.1964 | 6410.0458 | 6358.28 | 6294.3025 | 6360.4049 | 6392.115 | 6428.6141 | 6430.2842 | 6436.1891 | 6354.3022 | 6274.968
Region | Technology | 2023-24 | 2024-25 | 2025-26 | 2026-27 | 2027-28 | 2028-29 | 2029-30 | 2030-31 | 2031-32 | 2032-33 | 2033-34 | 2034-35 | 2035-36 | 2036-37 | 2037-38 | 2038-39 | 2039-40 | 2040-41 | 2041-42 | 2042-43 | 2043-44 | 2044-45 | 2045-46 | 2046-47 | 2047-48 | 2048-49 | 2049-50
NSW1 | Distributed PV | 8462.3385 | 9458.3162 | 10159.0762 | 12271.5737 | 13113.6881 | 12546.804 | 13815.0616 | 15639.2599 | 17348.1141 | 17854.1428 | 18611.9033 | 18922.4793 | 21829.4782 | 22416.5655 | 20726.2835 | 22104.3897 | 24295.3559 | 26132.7136 | 26218.1837 | 26660.5244 | 26477.5898 | 29878.3743 | 30218.882 | 27626.6637 | 29170.2276 | 31670.4989 | 33704.5634
NSW1 | Behind the meter battery | 236.0997 | 340.3977 | 426.8203 | 496.5989 | 552.178 | 593.1144 | 678.601 | 795.0042 | 915.6299 | 1045.6392 | 1229.8005 | 1397.7866 | 1551.5025 | 1674.213 | 1770.8636 | 1835.975 | 1865.6994 | 1856.8353 | 1844.8207 | 1833.1068 | 1857.9164 | 1869.6097 | 1877.4406 | 1875.4554 | 1868.3381 | 1847.8317 | 1820.6144
NSW1 | Behind the meter battery pump | 277.8328 | 400.6658 | 502.3022 | 584.3175 | 650.1429 | 698.0717 | 798.8828 | 935.9349 | 1077.2855 | 1230.342 | 1446.9719 | 1644.5885 | 1826.2437 | 1970.4983 | 2083.9438 | 2160.393 | 2196.8689 | 2184.5941 | 2172.0639 | 2156.8121 | 2185.7851 | 2201.4161 | 2209.4144 | 2207.8793 | 2199.915 | 2174.9865 | 2143.0425
Region | Technology | 2023-24 | 2024-25 | 2025-26 | 2026-27 | 2027-28 | 2028-29 | 2029-30 | 2030-31 | 2031-32 | 2032-33 | 2033-34 | 2034-35 | 2035-36 | 2036-37 | 2037-38 | 2038-39 | 2039-40 | 2040-41 | 2041-42 | 2042-43 | 2043-44 | 2044-45 | 2045-46 | 2046-47 | 2047-48 | 2048-49 | 2049-50
QLD1 | Distributed PV | 8227.6935 | 8801.311 | 9863.4451 | 11475.6724 | 12457.4377 | 11268.4695 | 13105.084 | 14471.0511 | 16095.1163 | 16714.6015 | 16849.2773 | 17798.0916 | 19695.8152 | 20424.5671 | 17788.0739 | 19963.1524 | 21368.2537 | 23094.2817 | 23468.3879 | 23181.6046 | 24006.8726 | 26011.0707 | 26622.9939 | 22900.3003 | 25459.338 | 26869.7455 | 28762.9682
QLD1 | Behind the meter battery | 170.7366 | 271.0266 | 364.6122 | 433.5151 | 491.3321 | 537.9626 | 628.6386 | 744.6914 | 834.1762 | 930.9932 | 1074.1494 | 1213.5721 | 1346.8461 | 1448.2671 | 1535.4985 | 1600.0345 | 1631.782 | 1631.2572 | 1608.2973 | 1592.3827 | 1609.1851 | 1612.6466 | 1621.0805 | 1616.2546 | 1614.1068 | 1594.795 | 1578.9698
QLD1 | Behind the meter battery pump | 200.9896 | 319.0374 | 429.0447 | 510.4005 | 578.2214 | 632.9301 | 739.7227 | 876.2329 | 981.9917 | 1095.8935 | 1264.3808 | 1428.9002 | 1585.3756 | 1705.2134 | 1807.0518 | 1884.0736 | 1919.9871 | 1919.529 | 1893.1536 | 1873.7884 | 1893.7201 | 1897.3207 | 1907.6047 | 1902.393 | 1900.3283 | 1877.9375 | 1857.7419
Region | Technology | 2023-24 | 2024-25 | 2025-26 | 2026-27 | 2027-28 | 2028-29 | 2029-30 | 2030-31 | 2031-32 | 2032-33 | 2033-34 | 2034-35 | 2035-36 | 2036-37 | 2037-38 | 2038-39 | 2039-40 | 2040-41 | 2041-42 | 2042-43 | 2043-44 | 2044-45 | 2045-46 | 2046-47 | 2047-48 | 2048-49 | 2049-50
VIC1 | Distributed PV | 5927.2192 | 6615.7267 | 7089.2973 | 8452.9512 | 9493.9945 | 9691.0714 | 10721.6826 | 11762.0101 | 11872.7118 | 13025.0994 | 13231.2584 | 12987.9308 | 14324.1638 | 15011.5217 | 14621.0269 | 15763.9665 | 16944.6695 | 16846.5259 | 18190.4559 | 18283.4941 | 17708.0148 | 19320.8985 | 20019.7175 | 19388.6033 | 20772.1582 | 22108.9801 | 21761.2072
VIC1 | Behind the meter battery | 143.293 | 255.764 | 357.528 | 445.5417 | 520.1297 | 534.0202 | 574.5348 | 646.8898 | 695.0103 | 741.5967 | 840.8801 | 953.3033 | 1060.5591 | 1150.0707 | 1245.2576 | 1291.8352 | 1313.6739 | 1317.4793 | 1309.5395 | 1283.2305 | 1289.176 | 1299.8888 | 1310.3468 | 1322.1048 | 1335.0646 | 1315.6099 | 1298.5463
VIC1 | Behind the meter battery pump | 168.7049 | 300.9657 | 420.6293 | 524.3864 | 612.3835 | 628.4616 | 676.2866 | 761.0496 | 817.9236 | 872.5457 | 989.6107 | 1122.4325 | 1248.0938 | 1353.2335 | 1466.2928 | 1520.0169 | 1546.0309 | 1550.041 | 1541.089 | 1510.2224 | 1517.4149 | 1529.652 | 1542.0634 | 1556.6244 | 1571.0173 | 1548.7907 | 1528.2244
Region | Technology | 2023-24 | 2024-25 | 2025-26 | 2026-27 | 2027-28 | 2028-29 | 2029-30 | 2030-31 | 2031-32 | 2032-33 | 2033-34 | 2034-35 | 2035-36 | 2036-37 | 2037-38 | 2038-39 | 2039-40 | 2040-41 | 2041-42 | 2042-43 | 2043-44 | 2044-45 | 2045-46 | 2046-47 | 2047-48 | 2048-49 | 2049-50
SA1 | Distributed PV | 3601.2396 | 3836.6945 | 3940.5566 | 4383.5313 | 4811.2285 | 4846.7445 | 5330.4758 | 5678.8981 | 5951.7698 | 6386.844 | 6448.2993 | 6380.437 | 6890.5661 | 7363.0567 | 7215.5741 | 7772.2023 | 8117.152 | 8332.5404 | 8752.0675 | 8666.5061 | 8424.5566 | 8962.749 | 9436.6247 | 9153.8367 | 9787.2603 | 10128.2605 | 10296.799
SA1 | Behind the meter battery | 89.6576 | 114.2984 | 136.4992 | 153.4714 | 168.7112 | 182.0004 | 212.3649 | 244.9938 | 278.8759 | 319.969 | 366.7485 | 408.2686 | 445.0039 | 472.6485 | 491.7265 | 509.3402 | 512.972 | 511.5296 | 508.7854 | 510.011 | 516.6645 | 516.2922 | 519.8793 | 515.4168 | 516.5139 | 506.6341 | 502.8644
SA1 | Behind the meter battery pump | 105.5364 | 134.5421 | 160.6012 | 180.616 | 198.5417 | 214.1386 | 250.02 | 288.3253 | 328.3143 | 376.4625 | 431.505 | 480.4342 | 523.687 | 556.4807 | 578.644 | 599.3439 | 603.8566 | 602.2642 | 599.156 | 600.4794 | 608.3176 | 607.9903 | 611.8434 | 606.4216 | 607.6875 | 596.3267 | 592.1078
Region | Technology | 2023-24 | 2024-25 | 2025-26 | 2026-27 | 2027-28 | 2028-29 | 2029-30 | 2030-31 | 2031-32 | 2032-33 | 2033-34 | 2034-35 | 2035-36 | 2036-37 | 2037-38 | 2038-39 | 2039-40 | 2040-41 | 2041-42 | 2042-43 | 2043-44 | 2044-45 | 2045-46 | 2046-47 | 2047-48 | 2048-49 | 2049-50
TAS1 | Distributed PV | 342.1107 | 392.0482 | 421.2881 | 497.8146 | 542.247 | 573.4692 | 619.9889 | 678.1777 | 712.0401 | 774.4775 | 813.0302 | 813.4519 | 903.8011 | 938.2152 | 949.8426 | 992.0395 | 1054.4291 | 1081.2124 | 1148.4599 | 1185.7959 | 1166.2433 | 1279.6142 | 1308.8147 | 1312.2497 | 1354.9412 | 1423.2078 | 1435.4501
TAS1 | Behind the meter battery | 17.7268 | 25.258 | 31.8796 | 36.8828 | 40.8056 | 43.7449 | 49.8517 | 57.8255 | 65.3781 | 74.8771 | 86.0537 | 97.1794 | 107.2079 | 115.78 | 122.5546 | 127.7856 | 130.4018 | 130.5224 | 129.8666 | 130.0323 | 131.846 | 132.2708 | 134.0073 | 133.3247 | 133.5451 | 132.7872 | 130.7254
TAS1 | Behind the meter battery pump | 20.8652 | 29.7174 | 37.5279 | 43.4051 | 48.0333 | 51.4765 | 58.6591 | 68.0734 | 76.9713 | 88.1205 | 101.27 | 114.362 | 126.2303 | 136.2759 | 144.2303 | 150.4525 | 153.4529 | 153.6175 | 152.8175 | 153.0002 | 155.1672 | 155.7358 | 157.6882 | 156.9658 | 157.2412 | 156.2607 | 153.8514

## Option 5_Capacity
Capacity by technology (MW) - Option 5, Offshore Wind Scenario
Capacity calculated on 1 July. In early study years some wind and solar projects enter later in the financial year and are therefore reflected in the following financial year's capacity.
Explicitly modelled generation
Region | Technology | 2023-24 | 2024-25 | 2025-26 | 2026-27 | 2027-28 | 2028-29 | 2029-30 | 2030-31 | 2031-32 | 2032-33 | 2033-34 | 2034-35 | 2035-36 | 2036-37 | 2037-38 | 2038-39 | 2039-40 | 2040-41 | 2041-42 | 2042-43 | 2043-44 | 2044-45 | 2045-46 | 2046-47 | 2047-48 | 2048-49 | 2049-50
NEM | Black Coal | 16456 | 16456 | 15756 | 12176 | 10156 | 8277 | 7312 | 5912 | 5912 | 5182 | 3082 | 3082 | 3082 | 3082 | 3082 | 3082 | 852 | 426 | 426 | 0 | 0 | 0 | 0 | 0 | 0 | 0 | 0
NEM | Brown Coal | 4820 | 4820 | 4120 | 3370 | 3370 | 2810 | 1720 | 1160 | 1160 | 0 | 0 | 0 | 0 | 0 | 0 | 0 | 0 | 0 | 0 | 0 | 0 | 0 | 0 | 0 | 0 | 0 | 0
NEM | CCGT | 2954.9 | 2774.9 | 2774.9 | 2774.9 | 2774.9 | 2774.9 | 2774.9 | 2774.9 | 2774.9 | 2774.9 | 2774.9 | 2774.9 | 2774.9 | 2389.9 | 1860.9 | 1860.9 | 1716.5 | 1716.5 | 1716.5 | 1716.5 | 1276.5 | 1276.5 | 632 | 388 | 388 | 388 | 388
NEM | Gas - Steam | 1300 | 1300 | 1300 | 500 | 500 | 500 | 500 | 500 | 500 | 500 | 500 | 500 | 500 | 500 | 500 | 500 | 0 | 0 | 0 | 0 | 0 | 0 | 0 | 0 | 0 | 0 | 0
NEM | OCGT / Diesel | 7382.159 | 8132.1605 | 8132.1605 | 8132.1606 | 8132.1606 | 8342.5204 | 8342.5205 | 7960.0207 | 7960.0208 | 7683.1609 | 7089.6609 | 6972.6609 | 7671.0279 | 7671.0279 | 9650.1065 | 9650.1065 | 9210.1065 | 9090.1065 | 9094.8478 | 9000.8478 | 10463.3025 | 11458.6231 | 11458.6231 | 12509.3319 | 11925.3319 | 14591.1172 | 14072.1172
NEM | Hydro | 7492.42 | 7492.42 | 7492.42 | 7492.42 | 7492.42 | 7492.42 | 7492.42 | 7492.42 | 7492.42 | 7492.42 | 7492.42 | 7492.42 | 7492.42 | 7492.42 | 7406.02 | 7406.02 | 7406.02 | 7406.02 | 7406.02 | 7340.02 | 7340.02 | 7340.02 | 7340.02 | 7340.02 | 7340.02 | 7340.02 | 7340.02
NEM | Hydrogen Turbine | 0 | 0 | 0 | 0 | 0 | 0 | 0 | 0 | 0 | 0 | 0 | 0 | 0 | 0 | 0 | 0 | 0 | 0 | 0 | 0 | 0 | 0 | 0 | 0 | 0 | 0 | 0
NEM | Wind | 10055.738 | 16048.7579 | 16099.0553 | 18255.473 | 22909.3031 | 28193.1746 | 29624.2679 | 32149.3817 | 33427.8055 | 36365.0531 | 38966.0066 | 39619.2187 | 41496.1529 | 42544.0318 | 46730.5165 | 46949.0367 | 47821.4301 | 48998.515 | 49468.8466 | 51816.1632 | 53030.8622 | 52753.1176 | 52163.118 | 60193.1468 | 62864.2461 | 66617.9379 | 67250.7922
NEM | Solar PV | 9052.829 | 9912.9352 | 10778.0761 | 10778.0776 | 10778.0849 | 11306.1467 | 12397.4316 | 14598.6518 | 14886.2957 | 17907.282 | 19986.641 | 21139.3702 | 21139.3702 | 21048.1949 | 25447.4492 | 26288.135 | 35731.5912 | 40517.2048 | 46401.7584 | 55430.5992 | 59473.6787 | 59733.8651 | 60263.6084 | 65095.2804 | 64659.1994 | 67504.2996 | 71387.9071
NEM | Grid Battery | 1004.93 | 1004.9356 | 1429.7522 | 1429.7573 | 2059.6633 | 3293.4905 | 3368.4907 | 3634.0251 | 3663.9201 | 6015.7475 | 6097.2267 | 6072.2267 | 6438.8689 | 6388.8691 | 6388.8697 | 6388.8699 | 8913.2009 | 9100.7141 | 13370.5886 | 16497.7314 | 17195.4843 | 18401.851 | 17967.0385 | 17977.3458 | 17347.4406 | 18370.139 | 18295.1406
NEM | Pumped Hydro | 810 | 810 | 1533.6683 | 1533.6697 | 3595.6284 | 3705.6023 | 3705.6031 | 3784.033 | 3784.0331 | 4260.4401 | 4260.4402 | 4537.5372 | 4692.343 | 4692.3431 | 6357.0747 | 6357.0747 | 6930.0512 | 6930.0516 | 6930.052 | 6930.0522 | 6930.0548 | 6942.0014 | 6942.0014 | 7692.9382 | 7692.9383 | 7692.9387 | 7692.9388
NEM | VPP | 318.73 | 623.03 | 1035.46 | 1538.9 | 2142.79 | 2807.6 | 3819.27 | 4674.27 | 5519.2001 | 6499.25 | 7698.5399 | 9010.2399 | 10339.3001 | 11714.6999 | 13054.31 | 14363.1999 | 15318.2998 | 16214.4898 | 16978.9203 | 17751.1898 | 18511.9699 | 19307.4097 | 20087.2598 | 20907.45 | 21712.49 | 22566.1805 | 23396.9398
Total excluding storage |  | 61647.706 | 69375.1392 | 70451.4925 | 67981.3581 | 73910.9502 | 79502.8545 | 81056.9037 | 84639.7024 | 87080.5953 | 94680.2534 | 97947.8352 | 101200.5735 | 105626.383 | 107523.4867 | 120477.2465 | 122845.3426 | 133899.1996 | 140399.6018 | 151793.5338 | 166483.1035 | 174221.8724 | 177213.3878 | 176853.6693 | 192103.513 | 193929.6663 | 205070.6328 | 209823.8556
Region | Technology | 2023-24 | 2024-25 | 2025-26 | 2026-27 | 2027-28 | 2028-29 | 2029-30 | 2030-31 | 2031-32 | 2032-33 | 2033-34 | 2034-35 | 2035-36 | 2036-37 | 2037-38 | 2038-39 | 2039-40 | 2040-41 | 2041-42 | 2042-43 | 2043-44 | 2044-45 | 2045-46 | 2046-47 | 2047-48 | 2048-49 | 2049-50
NSW1 | Black Coal | 8330 | 8330 | 8330 | 5450 | 4130 | 3445 | 2760 | 2760 | 2760 | 2760 | 1390 | 1390 | 1390 | 1390 | 1390 | 1390 | 0 | 0 | 0 | 0 | 0 | 0 | 0 | 0 | 0 | 0 | 0
NSW1 | Brown Coal | 0 | 0 | 0 | 0 | 0 | 0 | 0 | 0 | 0 | 0 | 0 | 0 | 0 | 0 | 0 | 0 | 0 | 0 | 0 | 0 | 0 | 0 | 0 | 0 | 0 | 0 | 0
NSW1 | CCGT | 440 | 440 | 440 | 440 | 440 | 440 | 440 | 440 | 440 | 440 | 440 | 440 | 440 | 440 | 440 | 440 | 440 | 440 | 440 | 440 | 0 | 0 | 0 | 0 | 0 | 0 | 0
NSW1 | Gas - Steam | 0 | 0 | 0 | 0 | 0 | 0 | 0 | 0 | 0 | 0 | 0 | 0 | 0 | 0 | 0 | 0 | 0 | 0 | 0 | 0 | 0 | 0 | 0 | 0 | 0 | 0 | 0
NSW1 | OCGT / Diesel | 1888.999 | 2638.9998 | 2638.9998 | 2638.9998 | 2638.9998 | 2638.9998 | 2638.9998 | 2638.9998 | 2638.9998 | 2638.9998 | 2638.9998 | 2638.9998 | 2638.9998 | 2638.9998 | 3730.1047 | 3730.1047 | 3730.1047 | 3730.1047 | 3730.1047 | 3730.1047 | 3730.1053 | 3144.3107 | 3144.3107 | 3334.4927 | 3334.4927 | 3434.0487 | 3434.0487
NSW1 | Hydro | 2525 | 2525 | 2525 | 2525 | 2525 | 2525 | 2525 | 2525 | 2525 | 2525 | 2525 | 2525 | 2525 | 2525 | 2525 | 2525 | 2525 | 2525 | 2525 | 2525 | 2525 | 2525 | 2525 | 2525 | 2525 | 2525 | 2525
NSW1 | Hydrogen Turbine | 0 | 0 | 0 | 0 | 0 | 0 | 0 | 0 | 0 | 0 | 0 | 0 | 0 | 0 | 0 | 0 | 0 | 0 | 0 | 0 | 0 | 0 | 0 | 0 | 0 | 0 | 0
NSW1 | Wind | 1886.96 | 4666.409 | 4716.7064 | 5592.5052 | 8808.6288 | 9583.9341 | 9749.3058 | 9819.9422 | 9819.9422 | 10911.9265 | 11508.2558 | 11666.2171 | 13098.3846 | 13331.0633 | 14266.9613 | 14064.4814 | 14067.2814 | 13999.6219 | 14075.0179 | 15219.2437 | 16068.0108 | 16068.0119 | 16188.3926 | 17670.7019 | 18498.8305 | 18981.3757 | 18868.1859
NSW1 | Solar PV | 3745.541 | 4459.6434 | 5324.7833 | 5324.7835 | 5324.7908 | 5788.4738 | 6852.8067 | 8280.6143 | 8280.6143 | 8730.0655 | 9905.5166 | 9905.5174 | 9905.5174 | 9935.3421 | 11173.5707 | 11501.1811 | 14279.5741 | 15720.0785 | 17724.0146 | 19035.1671 | 19485.5266 | 19485.5266 | 19485.5266 | 20775.0238 | 20758.6185 | 22275.2782 | 23763.8516
NSW1 | Grid Battery | 50 | 50.0036 | 474.8199 | 474.8203 | 1104.7259 | 1479.3835 | 1554.3836 | 1554.3853 | 1554.3854 | 2261.5915 | 2261.5915 | 2261.5915 | 2266.8317 | 2216.8318 | 2216.8318 | 2216.8319 | 3378.3813 | 3378.3821 | 4175.9342 | 4539.1552 | 4539.158 | 5140.0763 | 4715.264 | 4725.5755 | 4095.6701 | 4660.6003 | 4585.6005
NSW1 | Pumped Hydro | 240 | 240 | 713.6659 | 713.6659 | 2775.6244 | 2775.6246 | 2775.6246 | 2775.6247 | 2775.6247 | 2775.6247 | 2775.6247 | 2775.6247 | 2775.6251 | 2775.6251 | 2775.6271 | 2775.6271 | 2775.6271 | 2775.6271 | 2775.6272 | 2775.6272 | 2775.6278 | 2775.6343 | 2775.6343 | 2775.6344 | 2775.6344 | 2775.6344 | 2775.6344
NSW1 | VPP | 97.18 | 193.89 | 321.47 | 477.31 | 663.94 | 884.26 | 1223.6 | 1508.4199 | 1818.1601 | 2178.94 | 2618.45 | 3090.16 | 3561.6901 | 4049.33 | 4508.48 | 4960.7201 | 5286.7 | 5588.1199 | 5842.6702 | 6109.57 | 6370.5701 | 6645.5899 | 6914.0398 | 7197.4098 | 7473.8901 | 7766.0502 | 8050.0099
Total excluding storage |  | 19203.68 | 23543.9459 | 25485.4453 | 23637.0848 | 28411.7097 | 29560.6759 | 30519.7206 | 32302.9862 | 32612.7265 | 35222.148 | 36063.4385 | 36693.1106 | 38602.0488 | 39302.1922 | 43026.5757 | 43603.9463 | 46482.6687 | 48156.9342 | 51288.3688 | 54373.8679 | 55493.9985 | 55784.1497 | 55748.168 | 59003.8381 | 59462.1363 | 62417.9876 | 64002.331
Region | Technology | 2023-24 | 2024-25 | 2025-26 | 2026-27 | 2027-28 | 2028-29 | 2029-30 | 2030-31 | 2031-32 | 2032-33 | 2033-34 | 2034-35 | 2035-36 | 2036-37 | 2037-38 | 2038-39 | 2039-40 | 2040-41 | 2041-42 | 2042-43 | 2043-44 | 2044-45 | 2045-46 | 2046-47 | 2047-48 | 2048-49 | 2049-50
QLD1 | Black Coal | 8126 | 8126 | 7426 | 6726 | 6026 | 4832 | 4552 | 3152 | 3152 | 2422 | 1692 | 1692 | 1692 | 1692 | 1692 | 1692 | 852 | 426 | 426 | 0 | 0 | 0 | 0 | 0 | 0 | 0 | 0
QLD1 | Brown Coal | 0 | 0 | 0 | 0 | 0 | 0 | 0 | 0 | 0 | 0 | 0 | 0 | 0 | 0 | 0 | 0 | 0 | 0 | 0 | 0 | 0 | 0 | 0 | 0 | 0 | 0 | 0
QLD1 | CCGT | 1597.9 | 1597.9 | 1597.9 | 1597.9 | 1597.9 | 1597.9 | 1597.9 | 1597.9 | 1597.9 | 1597.9 | 1597.9 | 1597.9 | 1597.9 | 1212.9 | 1212.9 | 1212.9 | 1068.5 | 1068.5 | 1068.5 | 1068.5 | 1068.5 | 1068.5 | 424 | 180 | 180 | 180 | 180
QLD1 | Gas - Steam | 0 | 0 | 0 | 0 | 0 | 0 | 0 | 0 | 0 | 0 | 0 | 0 | 0 | 0 | 0 | 0 | 0 | 0 | 0 | 0 | 0 | 0 | 0 | 0 | 0 | 0 | 0
QLD1 | OCGT / Diesel | 1954.5 | 1954.5001 | 1954.5001 | 1954.5001 | 1954.5001 | 2164.86 | 2164.86 | 2164.86 | 2164.86 | 2164.86 | 1741.36 | 1624.36 | 1624.36 | 1624.36 | 2385.837 | 2385.837 | 2385.837 | 2385.837 | 2385.837 | 2385.837 | 2385.837 | 2385.837 | 2385.837 | 3400.3638 | 3400.3638 | 5966.5931 | 5447.5931
QLD1 | Hydro | 152.4 | 152.4 | 152.4 | 152.4 | 152.4 | 152.4 | 152.4 | 152.4 | 152.4 | 152.4 | 152.4 | 152.4 | 152.4 | 152.4 | 66 | 66 | 66 | 66 | 66 | 0 | 0 | 0 | 0 | 0 | 0 | 0 | 0
QLD1 | Hydrogen Turbine | 0 | 0 | 0 | 0 | 0 | 0 | 0 | 0 | 0 | 0 | 0 | 0 | 0 | 0 | 0 | 0 | 0 | 0 | 0 | 0 | 0 | 0 | 0 | 0 | 0 | 0 | 0
QLD1 | Wind | 1133.518 | 2421.0435 | 2421.0436 | 2944.7859 | 4106.522 | 7100.6955 | 7152.414 | 8742.5302 | 8758.6079 | 10027.7846 | 11391.0873 | 11411.6716 | 11411.6717 | 11411.6717 | 13353.2237 | 13353.2237 | 13353.2238 | 13623.9687 | 14018.9042 | 14739.2809 | 15331.8501 | 14878.8501 | 14835.6501 | 19066.0684 | 19606.8809 | 21436.2753 | 21450.6456
QLD1 | Solar PV | 3646.985 | 3792.986 | 3792.9865 | 3792.9866 | 3792.9866 | 3857.3653 | 3884.3172 | 4657.728 | 4951.4916 | 6153.9555 | 7057.8634 | 7932.6475 | 7932.6475 | 7811.6476 | 9816.7101 | 10329.7855 | 16770.8235 | 19450.4432 | 19842.5175 | 27429.0508 | 27263.4819 | 27062.3819 | 27400.1976 | 30475.9184 | 30135.4427 | 31062.5789 | 33388.8193
QLD1 | Grid Battery | 100 | 100.0004 | 100.0005 | 100.0008 | 100.0011 | 959.1706 | 959.1706 | 1202.6413 | 1232.5359 | 2244.1755 | 2380.9846 | 2380.9846 | 2380.9846 | 2380.9846 | 2380.9846 | 2380.9847 | 3743.7661 | 3743.7664 | 5105.2196 | 7869.1413 | 7869.1414 | 7869.1412 | 7869.1411 | 7869.1409 | 7869.1406 | 8326.9082 | 8326.9082
QLD1 | Pumped Hydro | 570 | 570 | 820.0006 | 820.0009 | 820.0009 | 929.9744 | 929.9744 | 929.9744 | 929.9744 | 929.9744 | 929.9744 | 1207.0714 | 1207.0714 | 1207.0714 | 2813.0022 | 2813.0022 | 3385.9787 | 3385.9787 | 3385.9787 | 3385.9787 | 3385.9787 | 3385.9787 | 3385.9787 | 4136.9154 | 4136.9154 | 4136.9157 | 4136.9157
QLD1 | VPP | 70.65 | 151.98 | 266.91 | 406.55 | 573.37 | 775 | 1088.95 | 1359.6801 | 1609.11 | 1901.09 | 2255.9299 | 2641.22 | 3035.73 | 3438.95 | 3828.0601 | 4218.1699 | 4496.1499 | 4751.3198 | 4961.6001 | 5182.0498 | 5399.3799 | 5623.0098 | 5842.4302 | 6071.3901 | 6296.3501 | 6536.04 | 6765.5898
Total excluding storage |  | 17351.953 | 18866.8101 | 18531.7413 | 18495.1243 | 19123.6807 | 22369.3657 | 22481.9861 | 23959.714 | 24548.8798 | 27594.1399 | 29199.4997 | 30640.2551 | 31034.7652 | 30931.9853 | 37548.7177 | 38451.903 | 46122.2789 | 48901.8138 | 51260.557 | 62059.8385 | 62704.1689 | 62273.6986 | 62143.2347 | 71199.797 | 71625.0934 | 77645.3113 | 79696.4718
Region | Technology | 2023-24 | 2024-25 | 2025-26 | 2026-27 | 2027-28 | 2028-29 | 2029-30 | 2030-31 | 2031-32 | 2032-33 | 2033-34 | 2034-35 | 2035-36 | 2036-37 | 2037-38 | 2038-39 | 2039-40 | 2040-41 | 2041-42 | 2042-43 | 2043-44 | 2044-45 | 2045-46 | 2046-47 | 2047-48 | 2048-49 | 2049-50
VIC1 | Black Coal | 0 | 0 | 0 | 0 | 0 | 0 | 0 | 0 | 0 | 0 | 0 | 0 | 0 | 0 | 0 | 0 | 0 | 0 | 0 | 0 | 0 | 0 | 0 | 0 | 0 | 0 | 0
VIC1 | Brown Coal | 4820 | 4820 | 4120 | 3370 | 3370 | 2810 | 1720 | 1160 | 1160 | 0 | 0 | 0 | 0 | 0 | 0 | 0 | 0 | 0 | 0 | 0 | 0 | 0 | 0 | 0 | 0 | 0 | 0
VIC1 | CCGT | 0 | 0 | 0 | 0 | 0 | 0 | 0 | 0 | 0 | 0 | 0 | 0 | 0 | 0 | 0 | 0 | 0 | 0 | 0 | 0 | 0 | 0 | 0 | 0 | 0 | 0 | 0
VIC1 | Gas - Steam | 500 | 500 | 500 | 500 | 500 | 500 | 500 | 500 | 500 | 500 | 500 | 500 | 500 | 500 | 500 | 500 | 0 | 0 | 0 | 0 | 0 | 0 | 0 | 0 | 0 | 0 | 0
VIC1 | OCGT / Diesel | 1900 | 1900.0004 | 1900.0004 | 1900.0004 | 1900.0004 | 1900.0004 | 1900.0004 | 1900.0004 | 1900.0004 | 1900.0004 | 1730.0004 | 1730.0004 | 2508.3662 | 2508.3662 | 2611.271 | 2611.271 | 2171.271 | 2171.271 | 2176.0119 | 2082.0119 | 3181.1663 | 4972.2801 | 4972.2801 | 4972.2801 | 4388.2801 | 4388.2801 | 4388.2801
VIC1 | Hydro | 2264.02 | 2264.02 | 2264.02 | 2264.02 | 2264.02 | 2264.02 | 2264.02 | 2264.02 | 2264.02 | 2264.02 | 2264.02 | 2264.02 | 2264.02 | 2264.02 | 2264.02 | 2264.02 | 2264.02 | 2264.02 | 2264.02 | 2264.02 | 2264.02 | 2264.02 | 2264.02 | 2264.02 | 2264.02 | 2264.02 | 2264.02
VIC1 | Hydrogen Turbine | 0 | 0 | 0 | 0 | 0 | 0 | 0 | 0 | 0 | 0 | 0 | 0 | 0 | 0 | 0 | 0 | 0 | 0 | 0 | 0 | 0 | 0 | 0 | 0 | 0 | 0 | 0
VIC1 | Wind | 4121.91 | 5003.4425 | 5003.4425 | 5392.2789 | 5638.7104 | 6312.1099 | 6968.803 | 7656.9911 | 8056.9911 | 8496.9529 | 9111.1202 | 9585.7867 | 10252.4533 | 11252.4535 | 12185.2537 | 12765.2537 | 13765.2537 | 14536.4045 | 14536.4045 | 14557.7091 | 14453.8752 | 14141.891 | 13817.9105 | 14785.0109 | 15444.0347 | 16428.7891 | 16869.506
VIC1 | Solar PV | 1081.573 | 1081.5739 | 1081.574 | 1081.575 | 1081.5751 | 1081.5751 | 1081.5751 | 1081.5757 | 1081.5759 | 2044.1316 | 2044.1317 | 2044.1319 | 2044.1319 | 2044.1319 | 2106.4755 | 2106.4755 | 2247.0862 | 2247.0862 | 3292.0153 | 3374.7459 | 4842.4268 | 5028.9957 | 5228.3034 | 5422.3255 | 5422.3255 | 5444.6112 | 5336.9429
VIC1 | Grid Battery | 375.33 | 375.3307 | 375.3307 | 375.3342 | 375.3342 | 375.3342 | 375.3342 | 427.3793 | 427.3794 | 523.4535 | 468.1235 | 468.1235 | 525.0534 | 525.0534 | 525.0534 | 525.0534 | 525.0535 | 525.0542 | 1521.8092 | 1521.8092 | 1880.9379 | 2120.3794 | 2120.3794 | 2120.3762 | 2120.3762 | 2120.3766 | 2120.3773
VIC1 | Pumped Hydro | 0 | 0 | 0.00051083 | 0.0011644 | 0.0011703 | 0.0011757 | 0.0011833 | 0.0017709 | 0.0017728 | 0.0017826 | 0.0017891 | 0.0017964 | 0.0024016 | 0.0024119 | 0.0035689 | 0.0035758 | 0.0035882 | 0.0038592 | 0.0040491 | 0.0040767 | 0.0059557 | 0.0059799 | 0.0059975 | 0.0060158 | 0.0060272 | 0.0060509 | 0.0060852
VIC1 | VPP | 55.8 | 137.17 | 254.76 | 407.72 | 597.23 | 772.53 | 1024.9 | 1224.19 | 1402.07 | 1599.26 | 1857.38 | 2156.22 | 2463.1699 | 2788.1399 | 3128.7199 | 3444.1299 | 3686.7299 | 3923.1 | 4132.3601 | 4321.16 | 4507.69 | 4703.0901 | 4895.4999 | 5098.49 | 5298.7098 | 5511.8401 | 5721.1202
Total excluding storage |  | 15118.633 | 16081.5376 | 15499.1281 | 15290.9297 | 15726.8712 | 16015.5707 | 15834.6339 | 16214.1583 | 16792.0386 | 17327.8202 | 17974.7775 | 18748.2843 | 20557.1971 | 21882.1673 | 23320.7971 | 24216.2072 | 24659.418 | 25666.9397 | 27922.625 | 28121.4602 | 31130.1221 | 33230.6623 | 33298.3993 | 34662.5087 | 34937.7524 | 36157.9231 | 36700.2525
Region | Technology | 2023-24 | 2024-25 | 2025-26 | 2026-27 | 2027-28 | 2028-29 | 2029-30 | 2030-31 | 2031-32 | 2032-33 | 2033-34 | 2034-35 | 2035-36 | 2036-37 | 2037-38 | 2038-39 | 2039-40 | 2040-41 | 2041-42 | 2042-43 | 2043-44 | 2044-45 | 2045-46 | 2046-47 | 2047-48 | 2048-49 | 2049-50
SA1 | Black Coal | 0 | 0 | 0 | 0 | 0 | 0 | 0 | 0 | 0 | 0 | 0 | 0 | 0 | 0 | 0 | 0 | 0 | 0 | 0 | 0 | 0 | 0 | 0 | 0 | 0 | 0 | 0
SA1 | Brown Coal | 0 | 0 | 0 | 0 | 0 | 0 | 0 | 0 | 0 | 0 | 0 | 0 | 0 | 0 | 0 | 0 | 0 | 0 | 0 | 0 | 0 | 0 | 0 | 0 | 0 | 0 | 0
SA1 | CCGT | 709 | 529 | 529 | 529 | 529 | 529 | 529 | 529 | 529 | 529 | 529 | 529 | 529 | 529 | 0 | 0 | 0 | 0 | 0 | 0 | 0 | 0 | 0 | 0 | 0 | 0 | 0
SA1 | Gas - Steam | 800 | 800 | 800 | 0 | 0 | 0 | 0 | 0 | 0 | 0 | 0 | 0 | 0 | 0 | 0 | 0 | 0 | 0 | 0 | 0 | 0 | 0 | 0 | 0 | 0 | 0 | 0
SA1 | OCGT / Diesel | 1460.66 | 1460.6601 | 1460.6601 | 1460.6601 | 1460.6601 | 1460.6601 | 1460.6601 | 1078.1603 | 1078.1603 | 801.3003 | 801.3003 | 801.3004 | 721.3012 | 721.3012 | 744.8929 | 744.8929 | 744.8929 | 744.8929 | 744.8929 | 744.8929 | 1108.1926 | 898.1926 | 898.1926 | 744.1926 | 744.1926 | 744.1926 | 744.1926
SA1 | Hydro | 0 | 0 | 0 | 0 | 0 | 0 | 0 | 0 | 0 | 0 | 0 | 0 | 0 | 0 | 0 | 0 | 0 | 0 | 0 | 0 | 0 | 0 | 0 | 0 | 0 | 0 | 0
SA1 | Hydrogen Turbine | 0 | 0 | 0 | 0 | 0 | 0 | 0 | 0 | 0 | 0 | 0 | 0 | 0 | 0 | 0 | 0 | 0 | 0 | 0 | 0 | 0 | 0 | 0 | 0 | 0 | 0 | 0
SA1 | Wind | 2349.75 | 2784.2795 | 2784.2795 | 3099.1156 | 3066.1157 | 3809.4515 | 3906.5672 | 4044.7888 | 4044.7888 | 4180.4397 | 4207.5938 | 4207.5938 | 3985.6939 | 3800.8939 | 4177.1283 | 4018.1283 | 3750.5069 | 3886.4028 | 3886.4029 | 4347.8123 | 4225.0089 | 4856.2475 | 4513.0476 | 5863.2484 | 6506.3828 | 6963.3805 | 7254.3376
SA1 | Solar PV | 578.73 | 578.7314 | 578.7319 | 578.7321 | 578.7321 | 578.7321 | 578.7321 | 578.7332 | 572.6132 | 979.1285 | 979.1285 | 1257.0724 | 1257.0724 | 1257.0724 | 2350.6919 | 2350.6919 | 2434.1032 | 2949.5961 | 5393.2101 | 5441.6344 | 7732.2425 | 8006.9596 | 7999.5796 | 8272.0114 | 8192.8114 | 8571.8295 | 8748.2915
SA1 | Grid Battery | 479.6 | 479.6005 | 479.6006 | 479.6014 | 479.6015 | 479.6015 | 479.6015 | 449.6174 | 449.6175 | 986.5243 | 986.5243 | 961.5243 | 1265.9965 | 1265.9965 | 1265.9969 | 1265.9969 | 1265.997 | 1453.5085 | 2567.6222 | 2567.6222 | 2906.2434 | 3272.2491 | 3262.249 | 3262.2483 | 3262.2483 | 3262.2484 | 3262.2484
SA1 | Pumped Hydro | 0 | 0 | 0.00043187 | 0.00064447 | 0.00065175 | 0.00065733 | 0.00066893 | 0.0008413 | 0.0008436 | 0.00086628 | 0.00087652 | 0.0008857 | 0.0010524 | 0.0010601 | 0.0013374 | 0.0013434 | 0.0013575 | 0.0014701 | 0.0016413 | 0.0016774 | 0.0017583 | 0.0021158 | 0.0021204 | 0.0021259 | 0.0021325 | 0.0021414 | 0.0021618
SA1 | VPP | 88.62 | 126.93 | 170.25 | 214.27 | 262.04 | 314.13 | 396.52 | 477.31 | 565.27 | 670.98 | 790.06 | 915.3 | 1040.16 | 1167.34 | 1287.02 | 1406.9399 | 1492.74 | 1574.29 | 1645.8199 | 1722.14 | 1798.65 | 1879.62 | 1959.37 | 2043.49 | 2126.73 | 2214.3501 | 2301.9099
Total excluding storage |  | 6466.36 | 6759.2015 | 6802.5226 | 6361.3799 | 6376.15 | 7171.5759 | 7351.0815 | 7157.6106 | 7239.4507 | 8147.3737 | 8293.6079 | 8671.7918 | 8799.225 | 8741.6051 | 9825.7313 | 9786.6513 | 9688.2413 | 10608.6918 | 14237.9497 | 14824.1036 | 17770.3392 | 18913.2708 | 18632.4409 | 20185.1928 | 20832.3673 | 21756.0032 | 22310.9821
Region | Technology | 2023-24 | 2024-25 | 2025-26 | 2026-27 | 2027-28 | 2028-29 | 2029-30 | 2030-31 | 2031-32 | 2032-33 | 2033-34 | 2034-35 | 2035-36 | 2036-37 | 2037-38 | 2038-39 | 2039-40 | 2040-41 | 2041-42 | 2042-43 | 2043-44 | 2044-45 | 2045-46 | 2046-47 | 2047-48 | 2048-49 | 2049-50
TAS1 | Black Coal | 0 | 0 | 0 | 0 | 0 | 0 | 0 | 0 | 0 | 0 | 0 | 0 | 0 | 0 | 0 | 0 | 0 | 0 | 0 | 0 | 0 | 0 | 0 | 0 | 0 | 0 | 0
TAS1 | Brown Coal | 0 | 0 | 0 | 0 | 0 | 0 | 0 | 0 | 0 | 0 | 0 | 0 | 0 | 0 | 0 | 0 | 0 | 0 | 0 | 0 | 0 | 0 | 0 | 0 | 0 | 0 | 0
TAS1 | CCGT | 208 | 208 | 208 | 208 | 208 | 208 | 208 | 208 | 208 | 208 | 208 | 208 | 208 | 208 | 208 | 208 | 208 | 208 | 208 | 208 | 208 | 208 | 208 | 208 | 208 | 208 | 208
TAS1 | Gas - Steam | 0 | 0 | 0 | 0 | 0 | 0 | 0 | 0 | 0 | 0 | 0 | 0 | 0 | 0 | 0 | 0 | 0 | 0 | 0 | 0 | 0 | 0 | 0 | 0 | 0 | 0 | 0
TAS1 | OCGT / Diesel | 178 | 178.0001 | 178.0001 | 178.0001 | 178.0001 | 178.0001 | 178.0001 | 178.0003 | 178.0003 | 178.0003 | 178.0003 | 178.0003 | 178.0006 | 178.0006 | 178.0009 | 178.0009 | 178.0009 | 58.0009 | 58.0013 | 58.0013 | 58.0013 | 58.0026 | 58.0026 | 58.0026 | 58.0026 | 58.0026 | 58.0026
TAS1 | Hydro | 2551 | 2551 | 2551 | 2551 | 2551 | 2551 | 2551 | 2551 | 2551 | 2551 | 2551 | 2551 | 2551 | 2551 | 2551 | 2551 | 2551 | 2551 | 2551 | 2551 | 2551 | 2551 | 2551 | 2551 | 2551 | 2551 | 2551
TAS1 | Hydrogen Turbine | 0 | 0 | 0 | 0 | 0 | 0 | 0 | 0 | 0 | 0 | 0 | 0 | 0 | 0 | 0 | 0 | 0 | 0 | 0 | 0 | 0 | 0 | 0 | 0 | 0 | 0 | 0
TAS1 | Wind | 563.6 | 1173.5833 | 1173.5833 | 1226.7874 | 1289.3262 | 1386.9837 | 1847.178 | 1885.1294 | 2747.4754 | 2747.9494 | 2747.9494 | 2747.9494 | 2747.9494 | 2747.9494 | 2747.9494 | 2747.9494 | 2885.1643 | 2952.1172 | 2952.1172 | 2952.1172 | 2952.1172 | 2808.1172 | 2808.1172 | 2808.1172 | 2808.1172 | 2808.1172 | 2808.1172
TAS1 | Solar PV | 0 | 0.0003934 | 0.00039478 | 0.00043488 | 0.00043769 | 0.00044011 | 0.00045818 | 0.00057546 | 0.00057835 | 0.00081348 | 0.00081679 | 0.00090658 | 0.00090764 | 0.00091212 | 0.001011 | 0.0010769 | 0.0041641 | 150.0008 | 150.0009 | 150.0009 | 150.0009 | 150.0013 | 150.0013 | 150.0013 | 150.0013 | 150.0018 | 150.0018
TAS1 | Grid Battery | 0 | 0.00035452 | 0.00044273 | 0.00051845 | 0.00064093 | 0.00064241 | 0.00081642 | 0.0016991 | 0.0019107 | 0.0027596 | 0.0027704 | 0.0027762 | 0.0027904 | 0.002806 | 0.0028999 | 0.0029191 | 0.0029351 | 0.0029611 | 0.0034144 | 0.0034373 | 0.0036982 | 0.0050378 | 0.0049776 | 0.0049205 | 0.0053667 | 0.0055299 | 0.0061117
TAS1 | Pumped Hydro | 0 | 0 | 0.00094552 | 0.0010633 | 0.0012628 | 0.0014372 | 0.0022478 | 78.4313 | 78.4315 | 554.8383 | 554.8384 | 554.8384 | 709.6431 | 709.6431 | 768.4404 | 768.4405 | 768.4405 | 768.4405 | 768.4405 | 768.4405 | 768.4406 | 780.3803 | 780.3803 | 780.3803 | 780.3803 | 780.3804 | 780.3804
TAS1 | VPP | 6.48 | 13.06 | 22.07 | 33.05 | 46.21 | 61.68 | 85.3 | 104.67 | 124.59 | 148.98 | 176.72 | 207.34 | 238.55 | 270.94 | 302.03 | 333.24 | 355.98 | 377.66 | 396.47 | 416.27 | 435.68 | 456.1 | 475.92 | 496.67 | 516.81 | 537.9 | 558.31
Total excluding storage |  | 3507.08 | 4123.6442 | 4132.6552 | 4196.8395 | 4272.5386 | 4385.6663 | 4869.4817 | 5005.2333 | 5887.4997 | 6388.7716 | 6416.5117 | 6447.1318 | 6633.1468 | 6665.5369 | 6755.4247 | 6786.6348 | 6946.5928 | 7065.2223 | 7084.0333 | 7103.8333 | 7123.2437 | 7011.6064 | 7031.4264 | 7052.1764 | 7072.3169 | 7093.4076 | 7113.8182
Explicitly modelled pumping
Region | Technology | 2023-24 | 2024-25 | 2025-26 | 2026-27 | 2027-28 | 2028-29 | 2029-30 | 2030-31 | 2031-32 | 2032-33 | 2033-34 | 2034-35 | 2035-36 | 2036-37 | 2037-38 | 2038-39 | 2039-40 | 2040-41 | 2041-42 | 2042-43 | 2043-44 | 2044-45 | 2045-46 | 2046-47 | 2047-48 | 2048-49 | 2049-50
NEM | Grid Battery pump | 954.93 | 954.9356 | 1379.7522 | 1379.7573 | 2009.6633 | 3243.4905 | 3318.4907 | 3584.0251 | 3613.9201 | 5965.7475 | 6047.2267 | 6022.2267 | 6388.8689 | 6338.8691 | 6338.8697 | 6338.8699 | 8863.2009 | 9050.7141 | 13320.5886 | 16447.7314 | 17145.4843 | 18351.851 | 17917.0385 | 17927.3458 | 17297.4406 | 18320.139 | 18245.1406
NEM | Pumped Hydro Pump | 1310 | 1310 | 2033.6683 | 2033.6697 | 4095.6284 | 4205.6023 | 4205.6031 | 4284.033 | 4284.0331 | 4760.4401 | 4760.4402 | 5037.5372 | 5192.343 | 5192.3431 | 6857.0747 | 6857.0747 | 7430.0512 | 7430.0516 | 7430.052 | 7430.0522 | 7430.0548 | 7442.0014 | 7442.0014 | 8192.9382 | 8192.9383 | 8192.9387 | 8192.9388
NEM | VPP pump | 318.73 | 623.03 | 1035.46 | 1538.9 | 2142.79 | 2807.6 | 3819.27 | 4674.27 | 5519.2001 | 6499.25 | 7698.5399 | 9010.2399 | 10339.3001 | 11714.6999 | 13054.31 | 14363.1999 | 15318.2998 | 16214.4898 | 16978.9203 | 17751.1898 | 18511.9699 | 19307.4097 | 20087.2598 | 20907.45 | 21712.49 | 22566.1805 | 23396.9398
Region | Technology | 2023-24 | 2024-25 | 2025-26 | 2026-27 | 2027-28 | 2028-29 | 2029-30 | 2030-31 | 2031-32 | 2032-33 | 2033-34 | 2034-35 | 2035-36 | 2036-37 | 2037-38 | 2038-39 | 2039-40 | 2040-41 | 2041-42 | 2042-43 | 2043-44 | 2044-45 | 2045-46 | 2046-47 | 2047-48 | 2048-49 | 2049-50
NSW1 | Grid Battery pump | 50 | 50.0036 | 474.8199 | 474.8203 | 1104.7259 | 1479.3835 | 1554.3836 | 1554.3853 | 1554.3854 | 2261.5915 | 2261.5915 | 2261.5915 | 2266.8317 | 2216.8318 | 2216.8318 | 2216.8319 | 3378.3813 | 3378.3821 | 4175.9342 | 4539.1552 | 4539.158 | 5140.0763 | 4715.264 | 4725.5755 | 4095.6701 | 4660.6003 | 4585.6005
NSW1 | Pumped Hydro Pump | 840 | 840 | 1313.6659 | 1313.6659 | 3375.6244 | 3375.6246 | 3375.6246 | 3375.6247 | 3375.6247 | 3375.6247 | 3375.6247 | 3375.6247 | 3375.6251 | 3375.6251 | 3375.6271 | 3375.6271 | 3375.6271 | 3375.6271 | 3375.6272 | 3375.6272 | 3375.6278 | 3375.6343 | 3375.6343 | 3375.6344 | 3375.6344 | 3375.6344 | 3375.6344
NSW1 | VPP pump | 97.18 | 193.89 | 321.47 | 477.31 | 663.94 | 884.26 | 1223.6 | 1508.4199 | 1818.1601 | 2178.94 | 2618.45 | 3090.16 | 3561.6901 | 4049.33 | 4508.48 | 4960.7201 | 5286.7 | 5588.1199 | 5842.6702 | 6109.57 | 6370.5701 | 6645.5899 | 6914.0398 | 7197.4098 | 7473.8901 | 7766.0502 | 8050.0099
Region | Technology | 2023-24 | 2024-25 | 2025-26 | 2026-27 | 2027-28 | 2028-29 | 2029-30 | 2030-31 | 2031-32 | 2032-33 | 2033-34 | 2034-35 | 2035-36 | 2036-37 | 2037-38 | 2038-39 | 2039-40 | 2040-41 | 2041-42 | 2042-43 | 2043-44 | 2044-45 | 2045-46 | 2046-47 | 2047-48 | 2048-49 | 2049-50
QLD1 | Grid Battery pump | 100 | 100.0004 | 100.0005 | 100.0008 | 100.0011 | 959.1706 | 959.1706 | 1202.6413 | 1232.5359 | 2244.1755 | 2380.9846 | 2380.9846 | 2380.9846 | 2380.9846 | 2380.9846 | 2380.9847 | 3743.7661 | 3743.7664 | 5105.2196 | 7869.1413 | 7869.1414 | 7869.1412 | 7869.1411 | 7869.1409 | 7869.1406 | 8326.9082 | 8326.9082
QLD1 | Pumped Hydro Pump | 470 | 470 | 720.0006 | 720.0009 | 720.0009 | 829.9744 | 829.9744 | 829.9744 | 829.9744 | 829.9744 | 829.9744 | 1107.0714 | 1107.0714 | 1107.0714 | 2713.0022 | 2713.0022 | 3285.9787 | 3285.9787 | 3285.9787 | 3285.9787 | 3285.9787 | 3285.9787 | 3285.9787 | 4036.9154 | 4036.9154 | 4036.9157 | 4036.9157
QLD1 | VPP pump | 70.65 | 151.98 | 266.91 | 406.55 | 573.37 | 775 | 1088.95 | 1359.6801 | 1609.11 | 1901.09 | 2255.9299 | 2641.22 | 3035.73 | 3438.95 | 3828.0601 | 4218.1699 | 4496.1499 | 4751.3198 | 4961.6001 | 5182.0498 | 5399.3799 | 5623.0098 | 5842.4302 | 6071.3901 | 6296.3501 | 6536.04 | 6765.5898
Region | Technology | 2023-24 | 2024-25 | 2025-26 | 2026-27 | 2027-28 | 2028-29 | 2029-30 | 2030-31 | 2031-32 | 2032-33 | 2033-34 | 2034-35 | 2035-36 | 2036-37 | 2037-38 | 2038-39 | 2039-40 | 2040-41 | 2041-42 | 2042-43 | 2043-44 | 2044-45 | 2045-46 | 2046-47 | 2047-48 | 2048-49 | 2049-50
VIC1 | Grid Battery pump | 375.33 | 375.3307 | 375.3307 | 375.3342 | 375.3342 | 375.3342 | 375.3342 | 427.3793 | 427.3794 | 523.4535 | 468.1235 | 468.1235 | 525.0534 | 525.0534 | 525.0534 | 525.0534 | 525.0535 | 525.0542 | 1521.8092 | 1521.8092 | 1880.9379 | 2120.3794 | 2120.3794 | 2120.3762 | 2120.3762 | 2120.3766 | 2120.3773
VIC1 | Pumped Hydro Pump | 0 | 0 | 0.00051083 | 0.0011644 | 0.0011703 | 0.0011757 | 0.0011833 | 0.0017709 | 0.0017728 | 0.0017826 | 0.0017891 | 0.0017964 | 0.0024016 | 0.0024119 | 0.0035689 | 0.0035758 | 0.0035882 | 0.0038592 | 0.0040491 | 0.0040767 | 0.0059557 | 0.0059799 | 0.0059975 | 0.0060158 | 0.0060272 | 0.0060509 | 0.0060852
VIC1 | VPP pump | 55.8 | 137.17 | 254.76 | 407.72 | 597.23 | 772.53 | 1024.9 | 1224.19 | 1402.07 | 1599.26 | 1857.38 | 2156.22 | 2463.1699 | 2788.1399 | 3128.7199 | 3444.1299 | 3686.7299 | 3923.1 | 4132.3601 | 4321.16 | 4507.69 | 4703.0901 | 4895.4999 | 5098.49 | 5298.7098 | 5511.8401 | 5721.1202
Region | Technology | 2023-24 | 2024-25 | 2025-26 | 2026-27 | 2027-28 | 2028-29 | 2029-30 | 2030-31 | 2031-32 | 2032-33 | 2033-34 | 2034-35 | 2035-36 | 2036-37 | 2037-38 | 2038-39 | 2039-40 | 2040-41 | 2041-42 | 2042-43 | 2043-44 | 2044-45 | 2045-46 | 2046-47 | 2047-48 | 2048-49 | 2049-50
SA1 | Grid Battery pump | 429.6 | 429.6005 | 429.6006 | 429.6014 | 429.6015 | 429.6015 | 429.6015 | 399.6174 | 399.6175 | 936.5243 | 936.5243 | 911.5243 | 1215.9965 | 1215.9965 | 1215.9969 | 1215.9969 | 1215.997 | 1403.5085 | 2517.6222 | 2517.6222 | 2856.2434 | 3222.2491 | 3212.249 | 3212.2483 | 3212.2483 | 3212.2484 | 3212.2484
SA1 | Pumped Hydro Pump | 0 | 0 | 0.00043187 | 0.00064447 | 0.00065175 | 0.00065733 | 0.00066893 | 0.0008413 | 0.0008436 | 0.00086628 | 0.00087652 | 0.0008857 | 0.0010524 | 0.0010601 | 0.0013374 | 0.0013434 | 0.0013575 | 0.0014701 | 0.0016413 | 0.0016774 | 0.0017583 | 0.0021158 | 0.0021204 | 0.0021259 | 0.0021325 | 0.0021414 | 0.0021618
SA1 | VPP pump | 88.62 | 126.93 | 170.25 | 214.27 | 262.04 | 314.13 | 396.52 | 477.31 | 565.27 | 670.98 | 790.06 | 915.3 | 1040.16 | 1167.34 | 1287.02 | 1406.9399 | 1492.74 | 1574.29 | 1645.8199 | 1722.14 | 1798.65 | 1879.62 | 1959.37 | 2043.49 | 2126.73 | 2214.3501 | 2301.9099
Region | Technology | 2023-24 | 2024-25 | 2025-26 | 2026-27 | 2027-28 | 2028-29 | 2029-30 | 2030-31 | 2031-32 | 2032-33 | 2033-34 | 2034-35 | 2035-36 | 2036-37 | 2037-38 | 2038-39 | 2039-40 | 2040-41 | 2041-42 | 2042-43 | 2043-44 | 2044-45 | 2045-46 | 2046-47 | 2047-48 | 2048-49 | 2049-50
TAS1 | Grid Battery pump | 0 | 0.00035452 | 0.00044273 | 0.00051845 | 0.00064093 | 0.00064241 | 0.00081642 | 0.0016991 | 0.0019107 | 0.0027596 | 0.0027704 | 0.0027762 | 0.0027904 | 0.002806 | 0.0028999 | 0.0029191 | 0.0029351 | 0.0029611 | 0.0034144 | 0.0034373 | 0.0036982 | 0.0050378 | 0.0049776 | 0.0049205 | 0.0053667 | 0.0055299 | 0.0061117
TAS1 | Pumped Hydro Pump | 0 | 0 | 0.00094552 | 0.0010633 | 0.0012628 | 0.0014372 | 0.0022478 | 78.4313 | 78.4315 | 554.8383 | 554.8384 | 554.8384 | 709.6431 | 709.6431 | 768.4404 | 768.4405 | 768.4405 | 768.4405 | 768.4405 | 768.4405 | 768.4406 | 780.3803 | 780.3803 | 780.3803 | 780.3803 | 780.3804 | 780.3804
TAS1 | VPP pump | 6.48 | 13.06 | 22.07 | 33.05 | 46.21 | 61.68 | 85.3 | 104.67 | 124.59 | 148.98 | 176.72 | 207.34 | 238.55 | 270.94 | 302.03 | 333.24 | 355.98 | 377.66 | 396.47 | 416.27 | 435.68 | 456.1 | 475.92 | 496.67 | 516.81 | 537.9 | 558.31
Non-controllable capacity
Region | Technology | 2023-24 | 2024-25 | 2025-26 | 2026-27 | 2027-28 | 2028-29 | 2029-30 | 2030-31 | 2031-32 | 2032-33 | 2033-34 | 2034-35 | 2035-36 | 2036-37 | 2037-38 | 2038-39 | 2039-40 | 2040-41 | 2041-42 | 2042-43 | 2043-44 | 2044-45 | 2045-46 | 2046-47 | 2047-48 | 2048-49 | 2049-50
NEM | Distributed PV | 21305.3199 | 23783.7875 | 26307.9402 | 28683.0656 | 30997.3311 | 33056.1738 | 35131.4286 | 37225.1411 | 39139.2597 | 41092.1585 | 43056.1697 | 44973.918 | 46776.6488 | 48455.6888 | 50096.6069 | 51732.2029 | 53368.4087 | 54991.7064 | 56590.529 | 58157.7847 | 59721.6486 | 61252.1457 | 62750.1401 | 64227.6819 | 65692.4157 | 67156.842 | 68592.5947
NEM | Behind the meter battery | 1532.774 | 2363.942 | 3138.813 | 3799.655 | 4362.937 | 4766.226 | 5452.85 | 6404.258 | 7275.412 | 8208.606 | 9365.756 | 10518.285 | 11616.745 | 12616.001 | 13522.413 | 14246.216 | 14595.405 | 14782.715 | 14854.807 | 14850.894 | 14858.858 | 14816.816 | 14786.692 | 14709.851 | 14647.112 | 14542.039 | 14447.076
NEM | Behind the meter battery pump | 1532.774 | 2363.942 | 3138.813 | 3799.655 | 4362.937 | 4766.226 | 5452.85 | 6404.258 | 7275.412 | 8208.606 | 9365.756 | 10518.285 | 11616.745 | 12616.001 | 13522.413 | 14246.216 | 14595.405 | 14782.715 | 14854.807 | 14850.894 | 14858.858 | 14816.816 | 14786.692 | 14709.851 | 14647.112 | 14542.039 | 14447.076
Region | Technology | 2023-24 | 2024-25 | 2025-26 | 2026-27 | 2027-28 | 2028-29 | 2029-30 | 2030-31 | 2031-32 | 2032-33 | 2033-34 | 2034-35 | 2035-36 | 2036-37 | 2037-38 | 2038-39 | 2039-40 | 2040-41 | 2041-42 | 2042-43 | 2043-44 | 2044-45 | 2045-46 | 2046-47 | 2047-48 | 2048-49 | 2049-50
NSW1 | Distributed PV | 6922.7278 | 7729.2309 | 8520.6213 | 9270.916 | 9991.0548 | 10709.4737 | 11436.4432 | 12170.0293 | 12901.8102 | 13643.2719 | 14388.327 | 15121.2532 | 15810.1091 | 16449.2428 | 17061.911 | 17667.5949 | 18262.5884 | 18847.5107 | 19429.6702 | 20006.0115 | 20581.8604 | 21155.9203 | 21714.392 | 22270.0128 | 22818.1721 | 23366.9007 | 23907.737
NSW1 | Behind the meter battery | 551.877 | 804.322 | 1024.308 | 1210.452 | 1364.306 | 1497.826 | 1724.841 | 2042.145 | 2372.98 | 2728.353 | 3161.396 | 3582.597 | 3974.635 | 4331.67 | 4638.514 | 4887.035 | 5003.34 | 5060.883 | 5077.624 | 5077.998 | 5080.442 | 5067.991 | 5058.102 | 5033.27 | 5011.559 | 4974.783 | 4941.039
NSW1 | Behind the meter battery pump | 551.877 | 804.322 | 1024.308 | 1210.452 | 1364.306 | 1497.826 | 1724.841 | 2042.145 | 2372.98 | 2728.353 | 3161.396 | 3582.597 | 3974.635 | 4331.67 | 4638.514 | 4887.035 | 5003.34 | 5060.883 | 5077.624 | 5077.998 | 5080.442 | 5067.991 | 5058.102 | 5033.27 | 5011.559 | 4974.783 | 4941.039
Region | Technology | 2023-24 | 2024-25 | 2025-26 | 2026-27 | 2027-28 | 2028-29 | 2029-30 | 2030-31 | 2031-32 | 2032-33 | 2033-34 | 2034-35 | 2035-36 | 2036-37 | 2037-38 | 2038-39 | 2039-40 | 2040-41 | 2041-42 | 2042-43 | 2043-44 | 2044-45 | 2045-46 | 2046-47 | 2047-48 | 2048-49 | 2049-50
QLD1 | Distributed PV | 6248.8361 | 6947.0674 | 7675.3939 | 8329.1378 | 8959.7591 | 9601.5014 | 10257.5206 | 10923.9163 | 11482.7322 | 12062.7058 | 12645.1129 | 13200.5423 | 13720.0122 | 14196.9812 | 14666.6175 | 15133.8037 | 15601.3471 | 16059.6919 | 16507.7851 | 16936.909 | 17361.4807 | 17759.7202 | 18151.2329 | 18530.0201 | 18907.3395 | 19284.6318 | 19645.5083
QLD1 | Behind the meter battery | 394.573 | 630.911 | 861.169 | 1044.6 | 1202.901 | 1345.985 | 1584.437 | 1898.505 | 2160.37 | 2444.34 | 2791.527 | 3133.696 | 3465.114 | 3761.008 | 4025.809 | 4247.882 | 4350.515 | 4399.744 | 4410.491 | 4406.235 | 4406.755 | 4388.948 | 4375.983 | 4347.22 | 4324.124 | 4288.709 | 4255.283
QLD1 | Behind the meter battery pump | 394.573 | 630.911 | 861.169 | 1044.6 | 1202.901 | 1345.985 | 1584.437 | 1898.505 | 2160.37 | 2444.34 | 2791.527 | 3133.696 | 3465.114 | 3761.008 | 4025.809 | 4247.882 | 4350.515 | 4399.744 | 4410.491 | 4406.235 | 4406.755 | 4388.948 | 4375.983 | 4347.22 | 4324.124 | 4288.709 | 4255.283
Region | Technology | 2023-24 | 2024-25 | 2025-26 | 2026-27 | 2027-28 | 2028-29 | 2029-30 | 2030-31 | 2031-32 | 2032-33 | 2033-34 | 2034-35 | 2035-36 | 2036-37 | 2037-38 | 2038-39 | 2039-40 | 2040-41 | 2041-42 | 2042-43 | 2043-44 | 2044-45 | 2045-46 | 2046-47 | 2047-48 | 2048-49 | 2049-50
VIC1 | Distributed PV | 5088.0472 | 5784.8093 | 6517.8103 | 7244.8402 | 7972.8586 | 8440.036 | 8899.9999 | 9361.2525 | 9753.485 | 10152.4267 | 10554.6243 | 10955.7069 | 11336.6884 | 11697.8006 | 12064.3842 | 12436.8983 | 12822.6385 | 13216.1178 | 13604.8437 | 13986.4661 | 14369.4957 | 14748.6326 | 15123.685 | 15496.2621 | 15868.3943 | 16240.828 | 16611.2477
VIC1 | Behind the meter battery | 332.366 | 592.893 | 841.022 | 1068.623 | 1263.973 | 1337.973 | 1465.997 | 1677.258 | 1844.193 | 2011.668 | 2249.247 | 2505.083 | 2754.957 | 2990.166 | 3229.36 | 3404.1 | 3500.948 | 3565.602 | 3605.174 | 3604.675 | 3607.498 | 3598.421 | 3592.641 | 3576.025 | 3563.233 | 3540.764 | 3521.58
VIC1 | Behind the meter battery pump | 332.366 | 592.893 | 841.022 | 1068.623 | 1263.973 | 1337.973 | 1465.997 | 1677.258 | 1844.193 | 2011.668 | 2249.247 | 2505.083 | 2754.957 | 2990.166 | 3229.36 | 3404.1 | 3500.948 | 3565.602 | 3605.174 | 3604.675 | 3607.498 | 3598.421 | 3592.641 | 3576.025 | 3563.233 | 3540.764 | 3521.58
Region | Technology | 2023-24 | 2024-25 | 2025-26 | 2026-27 | 2027-28 | 2028-29 | 2029-30 | 2030-31 | 2031-32 | 2032-33 | 2033-34 | 2034-35 | 2035-36 | 2036-37 | 2037-38 | 2038-39 | 2039-40 | 2040-41 | 2041-42 | 2042-43 | 2043-44 | 2044-45 | 2045-46 | 2046-47 | 2047-48 | 2048-49 | 2049-50
SA1 | Distributed PV | 2721.0736 | 2952.4036 | 3178.229 | 3380.018 | 3575.1143 | 3766.8022 | 3959.2366 | 4151.598 | 4345.6836 | 4540.7188 | 4737.6385 | 4929.8701 | 5109.2393 | 5277.1929 | 5434.8308 | 5590.0872 | 5742.5081 | 5893.3201 | 6037.731 | 6182.434 | 6327.0782 | 6470.3066 | 6608.7163 | 6745.5179 | 6879.6508 | 7013.3702 | 7145.4031
SA1 | Behind the meter battery | 212.581 | 276.144 | 335.754 | 385.712 | 430.437 | 473.619 | 550.521 | 637.233 | 727.4 | 829.162 | 941.165 | 1047.02 | 1145.747 | 1232.744 | 1306.889 | 1367.354 | 1391.833 | 1402.348 | 1404.488 | 1403.319 | 1403.71 | 1400.492 | 1398.408 | 1392.55 | 1387.998 | 1379.539 | 1372.647
SA1 | Behind the meter battery pump | 212.581 | 276.144 | 335.754 | 385.712 | 430.437 | 473.619 | 550.521 | 637.233 | 727.4 | 829.162 | 941.165 | 1047.02 | 1145.747 | 1232.744 | 1306.889 | 1367.354 | 1391.833 | 1402.348 | 1404.488 | 1403.319 | 1403.71 | 1400.492 | 1398.408 | 1392.55 | 1387.998 | 1379.539 | 1372.647
Region | Technology | 2023-24 | 2024-25 | 2025-26 | 2026-27 | 2027-28 | 2028-29 | 2029-30 | 2030-31 | 2031-32 | 2032-33 | 2033-34 | 2034-35 | 2035-36 | 2036-37 | 2037-38 | 2038-39 | 2039-40 | 2040-41 | 2041-42 | 2042-43 | 2043-44 | 2044-45 | 2045-46 | 2046-47 | 2047-48 | 2048-49 | 2049-50
TAS1 | Distributed PV | 324.6353 | 370.2763 | 415.8856 | 458.1536 | 498.5443 | 538.3605 | 578.2282 | 618.3449 | 655.5487 | 693.0354 | 730.4671 | 766.5455 | 800.5998 | 834.4713 | 868.8634 | 903.8188 | 939.3267 | 975.0659 | 1010.4991 | 1045.9641 | 1081.7335 | 1117.566 | 1152.1139 | 1185.8689 | 1218.859 | 1251.1113 | 1282.6985
TAS1 | Behind the meter battery | 41.377 | 59.672 | 76.56 | 90.268 | 101.32 | 110.823 | 127.054 | 149.117 | 170.469 | 195.083 | 222.421 | 249.889 | 276.292 | 300.413 | 321.841 | 339.845 | 348.769 | 354.138 | 357.03 | 358.667 | 360.453 | 360.964 | 361.558 | 360.786 | 360.198 | 358.244 | 356.527
TAS1 | Behind the meter battery pump | 41.377 | 59.672 | 76.56 | 90.268 | 101.32 | 110.823 | 127.054 | 149.117 | 170.469 | 195.083 | 222.421 | 249.889 | 276.292 | 300.413 | 321.841 | 339.845 | 348.769 | 354.138 | 357.03 | 358.667 | 360.453 | 360.964 | 361.558 | 360.786 | 360.198 | 358.244 | 356.527

## Option 5_REZ Generation
Annual sent-out generation by REZ (GWh) - Option 5, Offshore Wind Scenario
Note: the REZ generation includes generation from the existing, committed and anticipated renewables mapped to the relevant REZs
Explicitly modelled generation
Region | REZ | REZ Name | Technology | 2023-24 | 2024-25 | 2025-26 | 2026-27 | 2027-28 | 2028-29 | 2029-30 | 2030-31 | 2031-32 | 2032-33 | 2033-34 | 2034-35 | 2035-36 | 2036-37 | 2037-38 | 2038-39 | 2039-40 | 2040-41 | 2041-42 | 2042-43 | 2043-44 | 2044-45 | 2045-46 | 2046-47 | 2047-48 | 2048-49 | 2049-50
QLD | Q1 | Far North QLD | Solar | 0 | 0.0001389 | 0.00015059 | 0.00014886 | 0.00014016 | 0.00012778 | 0.00014426 | 0.00014688 | 0.00013807 | 0.00015318 | 0.00017892 | 0.00017747 | 0.00017404 | 0.00017383 | 0.00019085 | 0.00020711 | 0.00026999 | 0.00024925 | 0.00027435 | 0.00030783 | 0.0003294 | 0.00033038 | 0.00032594 | 0.00034754 | 0.00038398 | 0.00044914 | 0.00042244
QLD | Q2 | North Qld Clean Energy Hub | Solar | 222.0856 | 196.8023 | 216.0449 | 213.6517 | 208.3071 | 193.5493 | 205.2808 | 201.5116 | 200.4472 | 205.7483 | 196.6311 | 191.8305 | 191.044 | 191.8002 | 68.3231 | 72.3948 | 63.5807 | 58.7956 | 63.545 | 61.3509 | 58.7219 | 58.1724 | 64.6436 | 31.8472 | 31.9368 | 0.00053535 | 0.00052871
QLD | Q3 | Northern Qld | Solar | 1169.8264 | 1052.023 | 1181.9322 | 1159.2077 | 1098.5255 | 1019.4749 | 1130.945 | 1137.1417 | 1100.1691 | 1149.1839 | 1071.2091 | 1055.1513 | 1037.0075 | 1024.6707 | 921.9807 | 1011.0309 | 881.3002 | 753.5502 | 866.0363 | 1666.1573 | 1421.814 | 1319.7142 | 1325.2572 | 2197.2042 | 2138.7212 | 2186.0928 | 1791.4541
QLD | Q4 | Isaac | Solar | 1574.9995 | 1426.5373 | 1554.783 | 1580.7903 | 1501.0743 | 1428.0405 | 1591.8315 | 1585.9855 | 1596.1751 | 1626.382 | 1526.9026 | 1457.3079 | 1500.6554 | 1479.6069 | 1323.1105 | 1467.5936 | 1310.3858 | 1192.1144 | 1302.8731 | 2073.6864 | 1995.6982 | 1868.5704 | 2431.6865 | 6019.6177 | 6451.4136 | 6718.9134 | 6125.1553
QLD | Q5 | Barcaldine | Solar | 35.6988 | 31.3119 | 34.2937 | 34.6643 | 34.4603 | 38.7436 | 40.3124 | 39.6977 | 39.4806 | 40.4787 | 38.5137 | 36.4783 | 37.7331 | 38.601 | 70.7367 | 74.2223 | 123.6034 | 116.6585 | 126.2032 | 117.4948 | 95.9022 | 93.2076 | 119.4989 | 116.2764 | 117.9305 | 122.8916 | 120.2715
QLD | Q6 | Fitzroy | Solar | 844.4518 | 802.0948 | 899.765 | 904.3016 | 880.6788 | 758.8828 | 862.2792 | 857.7814 | 958.321 | 2053.1411 | 2514.4412 | 2441.7872 | 2398.8292 | 2407.8581 | 5193.4575 | 6863.0199 | 11834.8177 | 14936.4394 | 15537.2483 | 16708.7153 | 16139.6932 | 15273.7054 | 15230.4052 | 13367.6792 | 14655.8199 | 14730.2088 | 14474.9611
QLD | Q7 | Wide Bay | Solar | 1364.5569 | 1213.8519 | 1347.4867 | 1312.2871 | 1282.272 | 1134.6192 | 1244.6588 | 1249.7144 | 1326.0119 | 1297.4881 | 1252.0163 | 1242.604 | 1205.7024 | 1224.5886 | 1071.4397 | 1157.2025 | 1055.7746 | 1062.0855 | 1822.4016 | 4946.7545 | 4913.7408 | 4565.484 | 4641.438 | 4160.3221 | 3905.6474 | 4012.3297 | 3893.1653
QLD | Q8 | Darling Downs | Solar | 3386.631 | 3290.6635 | 3513.5608 | 3638.2633 | 3554.0969 | 3276.7966 | 3554.0152 | 5167.6871 | 5917.3087 | 7298.4443 | 8775.2992 | 10593.9911 | 10654.9305 | 10472.2603 | 9161.6203 | 10317.4286 | 14903.0189 | 14438.1849 | 14388.322 | 16494.2516 | 16605.7784 | 15824.4189 | 15910.7039 | 12998.7857 | 13130.7713 | 15445.3243 | 18092.6421
QLD | Q9 | Banana | Solar | 0 | 0.0001995 | 0.00038189 | 0.00042399 | 0.00042045 | 0.00089311 | 57.4035 | 117.3478 | 283.1788 | 281.2247 | 294.7103 | 294.6286 | 288.3376 | 290.443 | 332.3511 | 373.4504 | 2637.0723 | 4134.684 | 4310.4062 | 12762.4375 | 12555.892 | 12089.149 | 12125.592 | 10751.925 | 12287.777 | 12411.451 | 14033.38
NSW | N1 | North West NSW | Solar | 434.5218 | 399.996 | 409.7649 | 435.1714 | 405.0699 | 386.6775 | 405.1545 | 432.2375 | 421.2457 | 440.6788 | 418.739 | 402.0795 | 408.8776 | 411.0964 | 367.1254 | 373.3401 | 412.6699 | 406.2989 | 432.5093 | 417.6102 | 425.1681 | 426.6793 | 442.0636 | 413.0935 | 390.1247 | 365.3895 | 355.9825
NSW | N2 | New England | Solar | 1205.0485 | 1173.0235 | 1194.1479 | 1250.9076 | 1223.3072 | 1034.7553 | 1076.5822 | 1756.9131 | 1811.6628 | 1791.7733 | 2527.5248 | 2334.3205 | 2443.0121 | 2494.7631 | 3631.7283 | 3689.4516 | 4555.6021 | 5515.5276 | 5704.6952 | 6578.8731 | 6048.6259 | 6429.7775 | 6438.0787 | 5413.4356 | 5100.7611 | 4844.9125 | 6767.3031
NSW | N3 | Central-West Orana | Solar | 2198.5322 | 2149.8678 | 4133.4702 | 4383.4039 | 4375.7852 | 3758.5231 | 4883.105 | 7807.557 | 7896.3374 | 8339.1538 | 10041.755 | 9976.7057 | 10675.3988 | 10523.2459 | 8788.0509 | 9990.8808 | 14415.1682 | 14379.3855 | 14285.1282 | 15084.8084 | 14997.7315 | 15829.9374 | 15757.2715 | 15925.0593 | 16316.113 | 20762.1578 | 20656.4848
NSW | N4 | Broken Hill | Solar | 107.677 | 79.6342 | 92.3492 | 103.3833 | 109.7849 | 118.7117 | 113.6109 | 106.6881 | 106.0745 | 104.4855 | 100.9903 | 99.6512 | 99.9355 | 104.7875 | 100.6936 | 95.8698 | 184.7957 | 166.6592 | 144.2937 | 150.0264 | 440.9613 | 424.8582 | 476.8344 | 418.8699 | 398.1379 | 377.0522 | 454.6954
NSW | N5 | South West NSW | Solar | 1859.3384 | 1597.7959 | 1701.3798 | 2267.5878 | 2380.0488 | 2429.4615 | 2398.4992 | 2384.7269 | 2217.9502 | 2764.6029 | 2717.2035 | 2632.2978 | 2716.0168 | 2770.902 | 3164.12 | 3025.8846 | 4085.7701 | 4334.2043 | 8155.9825 | 7659.6501 | 7570.8746 | 7787.8907 | 8112.026 | 7766.7863 | 7127.503 | 6796.5049 | 6314.5076
NSW | N6 | Wagga Wagga | Solar | 1565.9439 | 1496.5069 | 1446.0612 | 1545.3534 | 1584.6009 | 2375.7158 | 3786.8114 | 4015.1528 | 3872.853 | 4048.8143 | 3923.4403 | 3780.3135 | 3963.895 | 3968.7688 | 3545.051 | 3726.8749 | 3790.4889 | 3219.1713 | 3766.7138 | 3633.5656 | 3390.4509 | 3610.952 | 3692.8451 | 3337.5766 | 3339.8743 | 3273.1219 | 2956.4914
NSW | N7 | Tumut | Solar | 0 | 0 | 0 | 0 | 0 | 0 | 0 | 0 | 0 | 0 | 0 | 0 | 0 | 0 | 0 | 0 | 0 | 0 | 0 | 0 | 0 | 0 | 0 | 0 | 0 | 0 | 0
NSW | N8 | Cooma-Monaro | Solar | 0 | 0 | 0 | 0 | 0 | 0 | 0 | 0 | 0 | 0 | 0 | 0 | 0 | 0 | 0 | 0 | 0 | 0 | 0 | 0 | 0 | 0 | 0 | 0 | 0 | 0 | 0
VIC | V1 | Ovens Murray | Solar | 0 | 0.00047548 | 0.00047935 | 0.00051579 | 0.00049222 | 0.00044947 | 0.00049431 | 0.00081875 | 0.00072718 | 0.0013736 | 0.0013287 | 0.0012798 | 0.0012758 | 0.0012892 | 0.0031451 | 0.0034004 | 0.0034424 | 0.0029564 | 1056.589 | 1070.5975 | 1212.6575 | 1337.8826 | 1607.2263 | 1700.1653 | 1708.973 | 1721.0789 | 1492.0884
VIC | V2 | Murray River | Solar | 1253.2194 | 1032.4786 | 1084.1908 | 1085.5577 | 1038.6624 | 983.2723 | 955.8072 | 974.3285 | 1253.1246 | 3334.3408 | 3248.6999 | 3177.625 | 3168.6431 | 3293.4674 | 3148.9577 | 3050.5472 | 3025.6407 | 2643.6539 | 2789.8001 | 3092.2234 | 3274.8401 | 3307.8226 | 3682.8472 | 3321.7904 | 3247.3957 | 3173.899 | 2831.1379
VIC | V3 | Western Victoria | Solar | 0 | 0.00029627 | 0.00032055 | 0.0012904 | 0.0013854 | 0.0011672 | 0.0012759 | 0.0015403 | 0.0014426 | 0.0092673 | 0.009137 | 0.0091922 | 0.0089104 | 0.0094148 | 0.0076845 | 0.0082483 | 0.0078395 | 0.0069716 | 596.334 | 635.2298 | 609.6244 | 1070.2961 | 1196.3373 | 933.6896 | 1004.934 | 953.2076 | 878.9318
VIC | V4 | South West Victoria | Solar | 0 | 0 | 0 | 0 | 0 | 0 | 0 | 0 | 0 | 0 | 0 | 0 | 0 | 0 | 0 | 0 | 0 | 0 | 0 | 0 | 0 | 0 | 0 | 0 | 0 | 0 | 0
VIC | V5 | Gippsland | Solar | 0 | 0.00018143 | 0.00021007 | 0.00059626 | 0.00057111 | 0.00047704 | 0.00049792 | 0.00056292 | 0.00052066 | 0.00060323 | 0.00061542 | 0.00099163 | 0.00095605 | 0.00098132 | 0.00078221 | 0.00081692 | 0.0013325 | 0.0011925 | 0.0033823 | 0.0036273 | 826.3088 | 858.8735 | 876.84 | 700.431 | 732.5339 | 807.1547 | 732.0801
VIC | V6 | Central North VIC | Solar | 951.3464 | 853.2433 | 817.5531 | 844.5386 | 849.2386 | 873.5596 | 876.9987 | 851.7382 | 774.1326 | 842.8285 | 826.6744 | 771.3461 | 796.413 | 817.8172 | 799.6682 | 798.5334 | 803.3477 | 719.1968 | 756.1159 | 756.272 | 1251.0642 | 1184.3743 | 1284.9705 | 1181.1747 | 1202.4945 | 1166.8886 | 1138.8625
SA | S1 | South East SA | Solar | 327.8149 | 285.3785 | 284.7819 | 277.7238 | 279.8357 | 271.5676 | 270.589 | 256.6145 | 245.8486 | 276.7809 | 270.229 | 263.0514 | 262.4502 | 283.3194 | 239.6821 | 259.6661 | 250.888 | 234.509 | 163.0916 | 159.0641 | 151.2754 | 148.6478 | 157.4001 | 146.0542 | 148.8085 | 149.6369 | 0.0052684
SA | S2 | Riverland | Solar | 46.2966 | 44.3504 | 46.9642 | 44.5514 | 46.2071 | 39.4927 | 40.7789 | 41.4513 | 29.9435 | 828.8238 | 793.875 | 796.2072 | 798.1178 | 878.2173 | 1769.3842 | 1778.3683 | 1841.3873 | 2553.6236 | 6374.0309 | 5889.8914 | 6287.1637 | 6090.0411 | 6866.6035 | 5391.2354 | 5229.517 | 5321.7153 | 5092.262
SA | S3 | Mid-North SA | Solar | 0 | 0.0002897 | 0.00036966 | 0.00036205 | 0.00037189 | 0.00032015 | 0.00033856 | 0.00054408 | 0.00052201 | 0.00072545 | 0.00073341 | 0.0015178 | 0.0014269 | 0.00154 | 0.0022664 | 0.0023977 | 0.0027357 | 0.0025055 | 0.002536 | 0.0036292 | 0.55059 | 0.52465 | 0.54418 | 0.47437 | 0.50512 | 0.52602 | 0.50227
SA | S4 | Yorke Peninsula | Solar | 0 | 0 | 0 | 0 | 0 | 0 | 0 | 0 | 0 | 0 | 0 | 0 | 0 | 0 | 0 | 0 | 0 | 0 | 0 | 0 | 0 | 0 | 0 | 0 | 0 | 0 | 0
SA | S5 | Northern SA | Solar | 822.5001 | 692.5297 | 717.7318 | 695.3725 | 692.0994 | 704.3284 | 670.2821 | 631.9843 | 629.3433 | 689.9066 | 653.3403 | 654.987 | 657.6352 | 712.1214 | 629.5188 | 622.4771 | 596.4674 | 590.945 | 1020.6658 | 982.0825 | 3458.7119 | 2975.421 | 3293.6205 | 2787.9916 | 2640.7932 | 2593.8538 | 2411.6782
SA | S6 | Leigh Creek | Solar | 0 | 0.00030767 | 0.00050748 | 0.00061492 | 0.00062369 | 0.00057149 | 0.00061226 | 0.0010904 | 0.0011125 | 0.0012535 | 0.0011554 | 0.0021571 | 0.0020408 | 0.002211 | 130.4543 | 134.186 | 130.4903 | 128.0627 | 118.9485 | 113.4655 | 436.2531 | 1212.4974 | 1340.8605 | 1686.6412 | 1709.2319 | 2193.169 | 2456.8508
SA | S7 | Roxby Downs | Solar | 0 | 0.00038286 | 0.00070261 | 0.00070972 | 0.00071689 | 0.00064027 | 0.00065427 | 0.0011558 | 0.0011446 | 0.0021462 | 0.0020567 | 575.5864 | 577.6255 | 624.6556 | 1061.4808 | 1069.0181 | 1075.845 | 1051.446 | 954.1287 | 956.9994 | 1097.3765 | 1043.9952 | 1132.0543 | 1008.8935 | 978.8616 | 978.9702 | 945.832
SA | S8 | Eastern Eyre Peninsula | Solar | 0 | 0.00019755 | 0.00024219 | 0.00023081 | 0.00024247 | 0.00019977 | 0.00022345 | 0.00033451 | 0.00031133 | 0.00038917 | 0.00041929 | 0.00066643 | 0.00060999 | 0.00067098 | 0.0006146 | 0.00066294 | 0.0010287 | 0.00091862 | 0.00092574 | 0.0012831 | 0.0016519 | 0.0015416 | 0.0016409 | 0.0013856 | 0.0014856 | 0.0016191 | 0.0017093
SA | S9 | Western Eyre Peninsula | Solar | 0 | 0.00026189 | 0.00036432 | 0.00037628 | 0.00037922 | 0.00032922 | 0.00034616 | 0.00056026 | 0.00054341 | 0.0010718 | 0.0010387 | 0.0017157 | 0.0015862 | 0.0016859 | 0.0023517 | 0.0024763 | 0.0037972 | 47.9295 | 47.5472 | 114.927 | 208.9262 | 221.9241 | 236.916 | 204.5417 | 208.9299 | 219.4261 | 224.3996
TAS | T1 | North East Tasmania | Solar | 0 | 0.0002565 | 0.00026203 | 0.0003062 | 0.00028701 | 0.00024887 | 0.00025188 | 0.00034183 | 0.00030498 | 0.000492 | 0.00051376 | 0.00063225 | 0.00061087 | 0.00059822 | 0.0005207 | 0.00053446 | 0.00053895 | 0.00044138 | 0.00052012 | 0.00056737 | 0.00062697 | 0.00092853 | 0.00090512 | 0.00082058 | 0.00083112 | 0.0011924 | 0.0010618
TAS | T2 | North West Tasmania | Solar | 0 | 0.00014003 | 0.0001332 | 0.00014768 | 0.00014417 | 0.00012062 | 0.00014012 | 0.0001811 | 0.00016839 | 0.00025457 | 0.00028126 | 0.00027864 | 0.00026929 | 0.00026962 | 0.00026918 | 0.00035783 | 0.0038308 | 204.7374 | 213.0684 | 246.4314 | 230.7988 | 240.5074 | 242.4098 | 204.0895 | 230.1028 | 231.9725 | 210.6905
TAS | T3 | Central Highlands | Solar | 0 | 0.0001666 | 0.00016241 | 0.00018279 | 0.00018156 | 0.00015159 | 0.00015773 | 0.00021154 | 0.00019683 | 0.0002859 | 0.00030588 | 0.00032614 | 0.00031439 | 0.00032357 | 0.00033381 | 0.00032834 | 0.00034717 | 0.000301 | 0.00036744 | 0.00041181 | 0.00039836 | 0.00056988 | 0.00057773 | 0.00051785 | 0.00050695 | 0.00073649 | 0.0006828
Region | REZ | REZ Name | Technology | 2023-24 | 2024-25 | 2025-26 | 2026-27 | 2027-28 | 2028-29 | 2029-30 | 2030-31 | 2031-32 | 2032-33 | 2033-34 | 2034-35 | 2035-36 | 2036-37 | 2037-38 | 2038-39 | 2039-40 | 2040-41 | 2041-42 | 2042-43 | 2043-44 | 2044-45 | 2045-46 | 2046-47 | 2047-48 | 2048-49 | 2049-50
QLD | Q1 | Far North QLD | Wind | 1300.8664 | 3068.0042 | 3324.6587 | 3461.501 | 3553.5954 | 3353.3655 | 3468.7462 | 3762.0684 | 3775.0986 | 3866.3338 | 3353.3611 | 3473.015 | 3635.3325 | 3747.9702 | 3993.271 | 4156.2693 | 4139.2997 | 4018.3941 | 4062.3902 | 3686.8217 | 3732.4949 | 3839.8249 | 3976.7222 | 3775.0126 | 3890.557 | 3905.7969 | 3828.5491
QLD | Q2 | North Qld Clean Energy Hub | Wind | 131.933 | 139.9883 | 159.8991 | 167.035 | 171.0888 | 2829.7067 | 2747.6576 | 2691.2611 | 2742.9286 | 2609.9483 | 2350.3056 | 2660.1969 | 2705.5512 | 2776.3339 | 2854.736 | 2801.5163 | 2675.7868 | 2622.1736 | 2542.9099 | 2336.7073 | 4750.7795 | 4756.6929 | 4717.8709 | 4939.2318 | 4794.3744 | 4641.4712 | 4568.8347
QLD | Q3 | Northern Qld | Wind | 0 | 0 | 0 | 0 | 0 | 0 | 0 | 0 | 0 | 0 | 0 | 0 | 0 | 0 | 0 | 0 | 0 | 0 | 0 | 0 | 0 | 0 | 0 | 0 | 0 | 0 | 0
QLD | Q4 | Isaac | Wind | 0 | 0.0012812 | 0.0013718 | 0.0013199 | 0.0039272 | 3097.1745 | 3054.7287 | 3221.6878 | 3241.3313 | 3040.1244 | 2842.1454 | 2893.0271 | 2700.7866 | 3105.8944 | 2923.2139 | 2910.4544 | 2979.2841 | 2879.7275 | 2772.0783 | 2629.7489 | 2590.9302 | 2382.7771 | 2735.1495 | 2737.7183 | 2681.8108 | 5281.6941 | 5377.261
QLD | Q5 | Barcaldine | Wind | 0 | 0.0011757 | 0.0012535 | 0.0025177 | 0.0072719 | 0.011676 | 0.011568 | 219.0748 | 265.2086 | 279.1706 | 284.8991 | 298.7598 | 293.2908 | 304.7353 | 272.2291 | 269.9982 | 272.0163 | 274.6834 | 289.2946 | 288.2281 | 307.8707 | 301.9199 | 309.4162 | 278.9424 | 272.5951 | 281.4903 | 284.4784
QLD | Q6 | Fitzroy | Wind | 0 | 0.0049106 | 0.0051005 | 1574.6379 | 2972.6813 | 3573.938 | 3602.4726 | 3596.0878 | 3526.5816 | 3393.0435 | 4720.4222 | 4814.0836 | 4572.974 | 5046.7518 | 10420.8666 | 10238.9473 | 9949.7703 | 9154.8825 | 9265.6551 | 8854.3855 | 8997.6763 | 8419.1074 | 9137.7576 | 11964.725 | 11631.9584 | 11643.2091 | 10790.1658
QLD | Q7 | Wide Bay | Wind | 0 | 0.00089404 | 0.00091405 | 0.000998 | 0.0011303 | 552.5566 | 537.6283 | 528.8383 | 464.6189 | 508.9798 | 475.4408 | 473.4543 | 460.3595 | 480.4866 | 521.1991 | 517.9301 | 497.7488 | 416.627 | 468.129 | 454.4315 | 446.9938 | 431.9444 | 447.3655 | 1341.5175 | 2607.3914 | 2628.1447 | 2316.9577
QLD | Q8 | Darling Downs | Wind | 2603.9233 | 4580.5678 | 4747.8937 | 4752.2351 | 7658.5699 | 9583.0423 | 9512.517 | 13711.9262 | 13291.0625 | 17092.0911 | 18935.0463 | 18314.4378 | 18084.74 | 19171.595 | 18917.9786 | 18493.0063 | 18615.3225 | 17365.6761 | 18098.0233 | 19881.6299 | 19331.3675 | 17730.5315 | 18583.1409 | 23745.9655 | 23019.5792 | 26429.9522 | 24530.4509
QLD | Q9 | Banana | Wind | 0 | 0.00075161 | 0.00079656 | 0.00091799 | 0.0015027 | 503.2605 | 477.0592 | 491.9566 | 463.7834 | 468.3834 | 434.7317 | 438.0619 | 441.3572 | 468.1245 | 466.2759 | 454.2641 | 469.2085 | 1092.1933 | 2070.5792 | 1995.2829 | 1971.9786 | 1989.081 | 2118.4743 | 4391.1837 | 4197.108 | 4350.4707 | 4002.3932
NSW | N1 | North West NSW | Wind | 0 | 0 | 0 | 0 | 0 | 0 | 0 | 0 | 0 | 0 | 0 | 0 | 0 | 0 | 0 | 0 | 0 | 0 | 0 | 0 | 0 | 0 | 0 | 0 | 0 | 0 | 0
NSW | N2 | New England | Wind | 1498.4413 | 1260.5186 | 1306.3206 | 1374.2183 | 10298.2951 | 13976.6404 | 12850.0753 | 12953.1479 | 12173.8952 | 12848.9838 | 12168.0004 | 12392.885 | 16964.3187 | 17903.356 | 21895.5325 | 19987.3638 | 19748.0007 | 17270.9056 | 19733.0716 | 18928.151 | 19389.511 | 19939.178 | 20068.6318 | 21561.907 | 19462.0023 | 18723.9345 | 16364.873
NSW | N3 | Central-West Orana | Wind | 382.9146 | 6834.0905 | 6582.868 | 9494.2824 | 11042.4888 | 11114.5521 | 11462.2839 | 10971.9464 | 10617.2035 | 13927.74 | 15343.3838 | 14931.5583 | 15601.373 | 15941.8205 | 16120.8167 | 15884.5709 | 14996.3175 | 14909.5285 | 15492.2573 | 17041.3462 | 18385.0826 | 19163.884 | 19728.7202 | 23647.3645 | 25254.5704 | 26665.6897 | 25382.366
NSW | N4 | Broken Hill | Wind | 632.2897 | 556.1184 | 584.3033 | 634.1717 | 641.7605 | 625.0779 | 640.5619 | 649.9791 | 648.3986 | 620.7064 | 591.2037 | 591.2743 | 624.8434 | 626.1368 | 596.099 | 603.5017 | 593.4148 | 585.8903 | 542.4144 | 526.2397 | 0.024313 | 0.026382 | 0.10692 | 578.2631 | 581.2108 | 561.8342 | 601.9251
NSW | N5 | South West NSW | Wind | 0 | 0.00017112 | 0.0012738 | 0.0012943 | 0.0012984 | 0.0012664 | 0.0015841 | 0.001904 | 0.0019783 | 0.0020589 | 0.0022063 | 0.0019659 | 0.0020255 | 0.0020943 | 0.0019171 | 0.0020041 | 0.0018729 | 0.0021168 | 0.0019922 | 0.0033337 | 0.002985 | 0.0041681 | 0.004407 | 0.0041644 | 0.0061933 | 0.0059869 | 0.006139
NSW | N6 | Wagga Wagga | Wind | 0 | 0.00060543 | 0.00057341 | 0.0006593 | 0.00077596 | 0.00090949 | 0.0013959 | 0.0015865 | 0.0015841 | 0.0014915 | 0.0016149 | 0.0014236 | 0.0014078 | 0.0015294 | 0.001351 | 0.0014933 | 0.00145 | 0.0017697 | 0.0016253 | 0.0023133 | 0.0019996 | 0.0021819 | 0.0025299 | 0.0025204 | 0.0050157 | 0.005083 | 0.0053501
NSW | N7 | Tumut | Wind | 0 | 0 | 0 | 0 | 0 | 0 | 0 | 0 | 0 | 0 | 0 | 0 | 0 | 0 | 0 | 0 | 0 | 0 | 0 | 0 | 0 | 0 | 0 | 0 | 0 | 0 | 0
NSW | N8 | Cooma-Monaro | Wind | 327.397 | 1235.7626 | 1365.9141 | 1406.8055 | 1396.1087 | 1361.1424 | 1372.2393 | 1456.5801 | 1482.0872 | 1346.8992 | 1372.0378 | 1388.8857 | 1428.5249 | 1398.6876 | 1361.2175 | 1369.096 | 1458.8738 | 1383.2921 | 1293.7486 | 2198.3253 | 2158.0016 | 2249.9785 | 2575.7559 | 2708.2998 | 2783.3797 | 2882.9054 | 2803.7859
VIC | V1 | Ovens Murray | Wind | 0 | 0 | 0 | 0 | 0 | 0 | 0 | 0 | 0 | 0 | 0 | 0 | 0 | 0 | 0 | 0 | 0 | 0 | 0 | 0 | 0 | 0 | 0 | 0 | 0 | 0 | 0
VIC | V2 | Murray River | Wind | 0 | 0 | 0 | 0 | 0 | 0 | 0 | 0 | 0 | 0 | 0 | 0 | 0 | 0 | 0 | 0 | 0 | 0 | 0 | 0 | 0 | 0 | 0 | 0 | 0 | 0 | 0
VIC | V3 | Western Victoria | Wind | 3823.3456 | 3670.6325 | 3698.6122 | 3763.2894 | 6472.7646 | 6826.6785 | 7602.8751 | 7196.7003 | 8291.7314 | 7503.6345 | 7514.0802 | 6698.1148 | 6998.3658 | 7202.2969 | 6401.3326 | 6848.0725 | 6329.6655 | 6683.2297 | 6119.4659 | 6451.139 | 5807.981 | 5230.4793 | 5745.8718 | 7358.9501 | 7478.4059 | 7357.7628 | 7214.0443
VIC | V4 | South West Victoria | Wind | 5851.7307 | 6987.1884 | 7321.0239 | 8922.5221 | 9075.1374 | 8256.0336 | 9011.6867 | 8608.4219 | 9688.0566 | 8514.7276 | 8664.2032 | 8697.8933 | 8899.8509 | 8923.639 | 7672.9532 | 7307.6628 | 6682.339 | 6559.9321 | 5978.9728 | 6367.6716 | 6653.9656 | 6880.807 | 6165.6466 | 5611.4013 | 8889.8572 | 9481.8381 | 11992.6827
VIC | V5 | Gippsland | Wind | 0 | 1670.674 | 1669.5243 | 1666.4268 | 1668.0697 | 1610.8683 | 1659.9827 | 1600.7164 | 1823.8181 | 1615.9123 | 1677.1674 | 1633.3587 | 1617.0083 | 1606.4281 | 1483.4305 | 1527.9805 | 1430.31 | 1527.7299 | 1405.0328 | 1525.3733 | 1530.1431 | 1538.0405 | 1595.3482 | 1515.359 | 1560.306 | 1502.5548 | 1647.3859
VIC | V6 | Central North VIC | Wind | 0 | 0.0013332 | 0.0012549 | 0.0022441 | 0.0022494 | 0.0023403 | 0.002327 | 787.1619 | 791.6265 | 920.7407 | 894.4066 | 815.07 | 876.5567 | 919.2959 | 896.9364 | 867.8423 | 871.1411 | 886.3579 | 901.6197 | 1062.2956 | 935.3415 | 1039.4603 | 1065.492 | 1022.0561 | 1049.8219 | 1569.3608 | 1765.9295
SA | S1 | South East SA | Wind | 729.8746 | 2034.6707 | 1976.2704 | 3121.8064 | 3076.6757 | 2843.9551 | 2985.2577 | 2764.9058 | 3233.3844 | 2927.6303 | 3340.6304 | 3044.6256 | 3225.3873 | 3286.9145 | 2944.8738 | 2767.309 | 2541.4835 | 2885.6454 | 2478.9102 | 3304.0383 | 3085.0851 | 3298.0574 | 3364.9282 | 3050.6588 | 3156.4609 | 2878.8391 | 3463.7975
SA | S2 | Riverland | Wind | 0 | 0.00075887 | 0.0007124 | 0.0010593 | 0.00099612 | 0.00093842 | 0.001111 | 0.0015751 | 0.0017183 | 0.0017126 | 0.0023953 | 0.0021194 | 0.00229 | 0.0022222 | 0.0020568 | 0.0022291 | 0.0020677 | 0.0021305 | 0.001849 | 0.0029268 | 0.0026703 | 0.0032692 | 0.0032124 | 0.0030183 | 0.0037512 | 0.0037688 | 0.0040155
SA | S3 | Mid-North SA | Wind | 4101.4742 | 4024.258 | 3834.5033 | 4280.712 | 4242.6445 | 6368.5635 | 6519.2268 | 6273.4105 | 6560.7964 | 6579.3862 | 6524.1697 | 5874.5012 | 6536.9798 | 6006.5205 | 6463.1252 | 6534.7284 | 5616.4161 | 5825.584 | 5431.7717 | 6249.2942 | 5152.6006 | 6686.3775 | 6307.4265 | 6065.6125 | 6960.0374 | 7685.9977 | 8562.1426
SA | S4 | Yorke Peninsula | Wind | 242.6978 | 223.9757 | 217.6863 | 286.7617 | 291.789 | 278.8973 | 301.8365 | 279.9859 | 320.8684 | 289.7455 | 310.252 | 273.6938 | 300.1082 | 315.1027 | 284.1298 | 302.5736 | 277.9659 | 311.0991 | 267.4953 | 290.3132 | 263.4584 | 284.0643 | 299.2777 | 265.4437 | 274.5221 | 250.315 | 268.7252
SA | S5 | Northern SA | Wind | 1290.4572 | 1256.0825 | 1261.0821 | 1339.3585 | 1349.1955 | 1266.8086 | 1259.8801 | 1251.3057 | 1272.6022 | 1174.3332 | 1222.764 | 1184.796 | 1292.2963 | 1340.6862 | 1200.4523 | 1222.4534 | 1235.8113 | 1244.7254 | 1094.3731 | 1147.1181 | 1124.1123 | 1200.1612 | 581.7933 | 460.431 | 459.9122 | 470.5818 | 496.8225
SA | S6 | Leigh Creek | Wind | 0 | 0.0017926 | 0.0017585 | 0.0025154 | 0.0023507 | 0.0057081 | 0.0059856 | 0.0056891 | 0.0053514 | 0.0056314 | 0.0053408 | 0.0049978 | 0.0051287 | 0.0051243 | 326.3454 | 328.2399 | 322.4254 | 303.0539 | 301.547 | 292.785 | 470.29 | 515.3411 | 498.8253 | 4385.9855 | 5345.5642 | 5111.5921 | 4754.313
SA | S7 | Roxby Downs | Wind | 0 | 0 | 0 | 0 | 0 | 0 | 0 | 0 | 0 | 0 | 0 | 0 | 0 | 0 | 0 | 0 | 0 | 0 | 0 | 0 | 0 | 0 | 0 | 0 | 0 | 0 | 0
SA | S8 | Eastern Eyre Peninsula | Wind | 312.7957 | 294.2723 | 299.3753 | 342.8814 | 337.4178 | 346.0189 | 346.7722 | 772.8954 | 814.3221 | 849.1616 | 871.0645 | 784.9601 | 747.3381 | 781.2569 | 696.5439 | 727.6195 | 702.4355 | 741.6636 | 661.4843 | 695.7387 | 618.0337 | 870.7555 | 903.2549 | 822.5463 | 848.0686 | 792.5644 | 816.8103
SA | S9 | Western Eyre Peninsula | Wind | 0 | 0.0017601 | 0.001674 | 0.004004 | 0.0039743 | 0.0036686 | 0.0036947 | 0.0077985 | 0.0083025 | 0.017099 | 0.018039 | 0.016253 | 0.01762 | 0.018354 | 0.016629 | 0.016518 | 0.015784 | 512.0788 | 454.6298 | 487.0666 | 432.9306 | 1100.4476 | 1134.8089 | 1064.6082 | 1062.3195 | 1013.0843 | 1051.1558
TAS | T1 | North East Tasmania | Wind | 500.7797 | 850.8878 | 938.2066 | 883.0219 | 927.2315 | 869.4411 | 800.2594 | 888.0976 | 904.926 | 905.3755 | 915.3729 | 970.6467 | 902.4772 | 960.2949 | 882.5691 | 830.3771 | 795.5078 | 803.6388 | 800.3565 | 831.4844 | 914.5739 | 856.597 | 934.3157 | 872.5173 | 834.1158 | 807.0273 | 846.0274
TAS | T2 | North West Tasmania | Wind | 877.2253 | 838.1738 | 891.449 | 952.925 | 961.6036 | 1272.0762 | 1221.5334 | 1174.9523 | 5000.2809 | 4997.1795 | 4799.9717 | 4860.3995 | 4968.1571 | 5024.3183 | 4869.2605 | 4704.9177 | 4498.4634 | 4776.6965 | 4714.2272 | 4603.761 | 4710.8002 | 4846.9686 | 4966.8006 | 4844.835 | 4703.1211 | 4532.4827 | 4919.65
TAS | T3 | Central Highlands | Wind | 491.2282 | 2918.3465 | 3088.841 | 3366.0628 | 3826.231 | 3598.2657 | 5644.4821 | 5607.1794 | 5934.9021 | 5837.2103 | 5568.4941 | 5773.7878 | 5797.548 | 6050.0613 | 5716.8678 | 5581.7956 | 5810.6213 | 6262.624 | 6100.8273 | 5889.1427 | 6156.6032 | 5973.6827 | 6299.6403 | 6068.3201 | 5926.5853 | 5800.8977 | 6157.5078
Region | REZ | REZ Name | Technology | 2023-24 | 2024-25 | 2025-26 | 2026-27 | 2027-28 | 2028-29 | 2029-30 | 2030-31 | 2031-32 | 2032-33 | 2033-34 | 2034-35 | 2035-36 | 2036-37 | 2037-38 | 2038-39 | 2039-40 | 2040-41 | 2041-42 | 2042-43 | 2043-44 | 2044-45 | 2045-46 | 2046-47 | 2047-48 | 2048-49 | 2049-50
NSW | O1 | Hunter Coast | Offshore Wind | 0 | 0 | 0 | 7.8302e-05 | 8.3823e-05 | 9.8644e-05 | 8.9224e-05 | 0.0001216 | 0.00011145 | 0.00012471 | 0.00017261 | 0.00018166 | 0.00017816 | 0.00018228 | 0.00020737 | 0.00017896 | 0.00026081 | 0.00023921 | 0.00026309 | 0.00040841 | 0.00040666 | 0.00041168 | 0.00043772 | 0.00054453 | 0.00046385 | 0.00061792 | 0.00055276
NSW | O2 | Illawarra Coast | Offshore Wind | 0 | 0 | 0 | 7.7542e-05 | 8.1007e-05 | 9.3649e-05 | 9.1524e-05 | 0.00013137 | 0.00012499 | 0.00012745 | 0.00018497 | 0.0001757 | 0.00017213 | 0.00016947 | 0.000198 | 0.00018028 | 0.00029054 | 0.00029748 | 0.00028401 | 0.00042929 | 0.00039987 | 0.00039591 | 0.00038296 | 0.00053238 | 0.00047854 | 0.00080365 | 0.00076055
VIC | O3 | Gippsland Coast | Offshore Wind | 0 | 0 | 0 | 9.6553e-05 | 9.4038e-05 | 1537.6097 | 3129.6467 | 4503.967 | 6835.7026 | 7636.2144 | 10487.611 | 12983.988 | 14691.711 | 17851.05 | 20658.818 | 20794.7 | 19709.918 | 22683.326 | 20796.615 | 21810.586 | 22034.502 | 21919.28 | 22065.21 | 21980.78 | 22362.484 | 21453.35 | 24038.965
TAS | O4 | North West Tasmania Coast | Offshore Wind | 0 | 0 | 0 | 7.3532e-05 | 8.4155e-05 | 9.0587e-05 | 0.00010295 | 0.00010339 | 0.00013118 | 0.00013643 | 0.0001619 | 0.000162 | 0.00015229 | 0.0001583 | 0.00016515 | 0.00020287 | 0.00022788 | 0.00031673 | 0.00029966 | 0.00030644 | 0.00030023 | 0.0002987 | 0.00030879 | 0.00031145 | 0.00031605 | 0.00029831 | 0.00033729
VIC | O5 | Portland Coast | Offshore Wind | 0 | 0 | 0 | 8.1286e-05 | 8.3994e-05 | 0.0012039 | 0.0045264 | 0.0042032 | 0.0045356 | 0.0040273 | 0.0043818 | 0.033742 | 572.856 | 1036.0792 | 1500.247 | 5413.6094 | 8359.787 | 11426.9 | 10445.978 | 11245.835 | 11224.988 | 11197.096 | 12099.955 | 11286.018 | 12234.768 | 11312.363 | 12263.639
SA | O6 | South East SA Coast | Offshore Wind | 0 | 0 | 0 | 7.21e-05 | 7.7848e-05 | 7.8262e-05 | 0.00010075 | 0.00010613 | 0.00012528 | 0.00012092 | 0.00014457 | 0.0001394 | 0.00014134 | 0.00015555 | 0.00015147 | 0.00020278 | 0.00021341 | 0.00026426 | 0.00022161 | 0.00025219 | 0.00026192 | 0.0002625 | 0.00030007 | 0.00028913 | 0.00037457 | 0.00037034 | 0.0004466

## Option 5_REZ Capacity
Capacity by REZ (MW) - Option 5, Offshore Wind Scenario
Capacity calculated on 1 July. In early study years some wind and solar projects enter later in the financial year and are therefore reflected in the following financial year's capacity.
Note: the REZ capacity includes capacity from the existing, committed and anticipated renewables mapped to the relevant REZs
Explicitly modelled generation
Region | REZ | REZ Name | Technology | 2023-24 | 2024-25 | 2025-26 | 2026-27 | 2027-28 | 2028-29 | 2029-30 | 2030-31 | 2031-32 | 2032-33 | 2033-34 | 2034-35 | 2035-36 | 2036-37 | 2037-38 | 2038-39 | 2039-40 | 2040-41 | 2041-42 | 2042-43 | 2043-44 | 2044-45 | 2045-46 | 2046-47 | 2047-48 | 2048-49 | 2049-50
QLD | Q1 | Far North QLD | Solar | 0 | 0 | 0 | 0 | 0 | 0 | 0 | 0 | 0 | 0 | 0.00011244 | 0.00011514 | 0.00011538 | 0.00011975 | 0.00014799 | 0.0001492 | 0.00019288 | 0.0001932 | 0.00019387 | 0.00021858 | 0.00023827 | 0.00023914 | 0.00024467 | 0.00029944 | 0.00030004 | 0.0003362 | 0.00033666
QLD | Q2 | North Qld Clean Energy Hub | Solar | 83 | 83.0001 | 83.0001 | 83.0001 | 83.0001 | 83.0001 | 83.0001 | 83.0001 | 83.0001 | 83.0001 | 83.0001 | 83.0001 | 83.0001 | 83.0001 | 33.0002 | 33.0002 | 33.0002 | 33.0002 | 33.0002 | 33.0003 | 33.0003 | 33.0003 | 33.0003 | 18.0003 | 18.0003 | 0.00036794 | 0.00036856
QLD | Q3 | Northern Qld | Solar | 513.997 | 513.9971 | 513.9972 | 513.9972 | 513.9972 | 513.9986 | 513.9986 | 513.9986 | 513.9986 | 513.9987 | 513.9987 | 513.9987 | 513.9987 | 513.9987 | 514.0041 | 514.0041 | 514.205 | 514.205 | 514.205 | 975.8502 | 847.8502 | 847.8502 | 847.8502 | 1645.4607 | 1535.0607 | 1535.0607 | 1402.4637
QLD | Q4 | Isaac | Solar | 684.9 | 684.9001 | 684.9002 | 684.9002 | 684.9002 | 684.9006 | 684.9006 | 684.9007 | 684.9007 | 684.901 | 684.9011 | 684.9011 | 684.9011 | 684.9011 | 684.9014 | 684.9019 | 684.9054 | 684.9054 | 684.9054 | 1145.9193 | 1145.9193 | 1103.4193 | 1454.2961 | 3886.2218 | 3886.2225 | 4082.3613 | 3924.8613
QLD | Q5 | Barcaldine | Solar | 14 | 14.0001 | 14.0002 | 14.0002 | 14.0002 | 17.5551 | 17.5551 | 17.5551 | 17.5551 | 17.5551 | 17.5551 | 17.5551 | 17.5551 | 17.5551 | 37.4995 | 37.4995 | 73.1928 | 73.1928 | 73.1928 | 73.1929 | 60.624 | 60.624 | 79.6668 | 90.6798 | 90.6798 | 92.0232 | 92.0232
QLD | Q6 | Fitzroy | Solar | 401.5 | 401.5001 | 401.5002 | 401.5002 | 401.5002 | 401.5005 | 401.5009 | 401.5014 | 429.1746 | 916.5475 | 1114.4429 | 1114.4429 | 1114.4429 | 1114.4429 | 2798.6912 | 3248.299 | 5921.5303 | 7718.304 | 7718.304 | 7934.5 | 7934.5 | 7934.5 | 7934.5 | 7934.5 | 7934.5 | 7934.5 | 7934.5
QLD | Q7 | Wide Bay | Solar | 619.03 | 619.0301 | 619.0301 | 619.0302 | 619.0302 | 619.0303 | 619.0303 | 619.0304 | 619.0305 | 619.0308 | 619.0308 | 619.0308 | 619.0308 | 619.0308 | 619.0337 | 619.0337 | 645.0729 | 715.0496 | 1107.1238 | 2819.03 | 2819.03 | 2819.03 | 2819.03 | 2819.03 | 2596.53 | 2596.53 | 2576.0594
QLD | Q8 | Darling Downs | Solar | 1330.558 | 1476.5581 | 1476.5582 | 1476.5582 | 1476.5582 | 1537.3796 | 1537.3796 | 2281.825 | 2476.1125 | 3191.2029 | 3885.8593 | 4760.6434 | 4760.6434 | 4639.6434 | 4938.474 | 4999.783 | 7481.307 | 7481.307 | 7481.307 | 8347.558 | 8322.558 | 8163.958 | 8131.854 | 7882.5 | 7482.5 | 8227.6206 | 10061.119
QLD | Q9 | Banana | Solar | 0 | 0.00011943 | 0.00019343 | 0.00021797 | 0.00021998 | 0.00051192 | 26.952 | 55.9167 | 127.7194 | 127.7195 | 139.0754 | 139.0754 | 139.0754 | 139.0754 | 191.1059 | 193.264 | 1417.6096 | 2230.479 | 2230.479 | 6100 | 6100 | 6100 | 6100 | 6199.5254 | 6591.949 | 6594.4824 | 7397.792
NSW | N1 | North West NSW | Solar | 166 | 166.0002 | 166.0003 | 166.0003 | 166.0069 | 173.0608 | 181.0752 | 184.9331 | 184.9331 | 187.2978 | 187.2978 | 187.2978 | 187.2978 | 187.2978 | 192.3004 | 198.8373 | 222.0332 | 247.445 | 252.4162 | 252.4162 | 263.5191 | 263.5191 | 263.5191 | 268.4714 | 270.4351 | 271.2118 | 271.2118
NSW | N2 | New England | Solar | 555 | 555.0002 | 555.0002 | 555.0002 | 555.0007 | 555.0007 | 555.0012 | 868.3453 | 868.3453 | 868.3453 | 1216.8704 | 1216.8704 | 1216.8704 | 1246.695 | 2244.1777 | 2244.1777 | 2649.206 | 3540 | 3540 | 3889.2332 | 3869.2332 | 3869.2332 | 3869.2332 | 3869.2332 | 3869.2332 | 3869.2332 | 5794.206
NSW | N3 | Central-West Orana | Solar | 826.979 | 906.9809 | 1772.0862 | 1772.0863 | 1772.0863 | 1772.0864 | 2257.5151 | 3368.1206 | 3368.1206 | 3633.445 | 4460.371 | 4460.371 | 4460.371 | 4460.371 | 4460.371 | 4931.7444 | 6693.0347 | 6693.0347 | 6693.0347 | 7654.954 | 7654.954 | 7654.954 | 7654.954 | 8868.018 | 8954.919 | 10470.802 | 10267.762
NSW | N4 | Broken Hill | Solar | 53 | 53 | 53.0001 | 53.0002 | 53.0002 | 53.0004 | 53.0005 | 53.0005 | 53.0005 | 53.0006 | 53.0006 | 53.0014 | 53.0014 | 53.0014 | 53.0312 | 53.0312 | 108.8791 | 108.8791 | 108.8791 | 108.8791 | 339.1393 | 339.1393 | 339.1393 | 339.1393 | 339.1393 | 339.1393 | 339.1393
NSW | N5 | South West NSW | Solar | 1246.4 | 1500.5 | 1500.5344 | 1500.5344 | 1500.5344 | 1500.5344 | 1500.5345 | 1500.5345 | 1500.5345 | 1681.8149 | 1681.8149 | 1681.8149 | 1681.8149 | 1681.8149 | 1917.5284 | 1767.2285 | 2300.259 | 2824.5575 | 4823.5223 | 4823.5223 | 5052.5188 | 5052.5188 | 5052.5188 | 5156.3995 | 5156.3995 | 5156.3995 | 4923.04
NSW | N6 | Wagga Wagga | Solar | 302.672 | 682.6721 | 682.6722 | 682.6722 | 682.6723 | 1139.3011 | 1710.1903 | 1710.1903 | 1710.1903 | 1710.672 | 1710.672 | 1710.672 | 1710.672 | 1710.672 | 1710.672 | 1710.672 | 1710.6721 | 1710.6721 | 1710.6722 | 1710.6722 | 1710.6722 | 1710.6722 | 1710.6722 | 1710.6724 | 1710.6724 | 1710.6724 | 1710.6724
NSW | N7 | Tumut | Solar | 0 | 0 | 0 | 0 | 0 | 0 | 0 | 0 | 0 | 0 | 0 | 0 | 0 | 0 | 0 | 0 | 0 | 0 | 0 | 0 | 0 | 0 | 0 | 0 | 0 | 0 | 0
NSW | N8 | Cooma-Monaro | Solar | 0 | 0 | 0 | 0 | 0 | 0 | 0 | 0 | 0 | 0 | 0 | 0 | 0 | 0 | 0 | 0 | 0 | 0 | 0 | 0 | 0 | 0 | 0 | 0 | 0 | 0 | 0
VIC | V1 | Ovens Murray | Solar | 0 | 0.00029488 | 0.00029685 | 0.00030941 | 0.00030953 | 0.00031119 | 0.00032094 | 0.0004957 | 0.0004958 | 0.00080994 | 0.00081008 | 0.00081037 | 0.00081049 | 0.00081122 | 0.0023001 | 0.0023215 | 0.0023486 | 0.0023495 | 554.7799 | 554.7799 | 688.556 | 688.556 | 850.8427 | 1000 | 1000 | 1000.0001 | 1000.0001
VIC | V2 | Murray River | Solar | 679.093 | 679.0931 | 679.0931 | 679.0931 | 679.0931 | 679.0931 | 679.0931 | 679.0932 | 679.0935 | 1641.644 | 1641.644 | 1641.644 | 1641.644 | 1641.644 | 1703.9855 | 1703.9855 | 1844.5954 | 1844.5954 | 1924.2847 | 2007.0141 | 2415.8204 | 2415.8204 | 2384.7174 | 2428.3402 | 2428.3402 | 2420.9817 | 2313.3134
VIC | V3 | Western Victoria | Solar | 0 | 0.00022776 | 0.0002381 | 0.00084698 | 0.00085643 | 0.00085865 | 0.00086972 | 0.001022 | 0.0010223 | 0.0056567 | 0.0056571 | 0.005666 | 0.0056664 | 0.0056705 | 0.0057415 | 0.0057498 | 0.0057733 | 0.0057748 | 410.4662 | 410.4662 | 410.4664 | 707.5153 | 707.5153 | 707.5153 | 707.5153 | 707.5153 | 707.5153
VIC | V4 | South West Victoria | Solar | 0 | 0 | 0 | 0 | 0 | 0 | 0 | 0 | 0 | 0 | 0 | 0 | 0 | 0 | 0 | 0 | 0 | 0 | 0 | 0 | 0 | 0 | 0 | 0 | 0 | 0 | 0
VIC | V5 | Gippsland | Solar | 0 | 0.00014716 | 0.00015467 | 0.00040506 | 0.00040518 | 0.00040558 | 0.00040795 | 0.00042068 | 0.00042097 | 0.00046252 | 0.00046674 | 0.00070242 | 0.00070284 | 0.00070598 | 0.00071023 | 0.00072087 | 0.0011154 | 0.0011259 | 0.0030164 | 0.0030898 | 500.0002 | 500.0003 | 500.0003 | 500.0003 | 500.0003 | 500.0004 | 500.0004
VIC | V6 | Central North VIC | Solar | 402.48 | 402.4802 | 402.4802 | 402.4803 | 402.4803 | 402.4803 | 402.4803 | 402.4805 | 402.4805 | 402.4807 | 402.4807 | 402.4807 | 402.4807 | 402.4807 | 402.4812 | 402.4812 | 402.4816 | 402.4816 | 402.4816 | 402.4827 | 827.5838 | 717.1038 | 785.2278 | 786.4698 | 786.4698 | 816.1138 | 816.1138
SA | S1 | South East SA | Solar | 155.16 | 155.1602 | 155.1602 | 155.1602 | 155.1602 | 155.1602 | 155.1602 | 155.1603 | 155.1603 | 155.1605 | 155.1605 | 155.1606 | 155.1606 | 155.1606 | 155.1608 | 155.1609 | 155.1611 | 155.1614 | 108.0046 | 108.0046 | 108.0046 | 108.0046 | 108.0046 | 108.0046 | 108.0046 | 108.0046 | 0.004592
SA | S2 | Riverland | Solar | 25.26 | 25.2602 | 25.2603 | 25.2603 | 25.2603 | 25.2603 | 25.2603 | 25.2605 | 19.1405 | 425.6543 | 425.6543 | 425.6544 | 425.6544 | 425.6544 | 1120.5436 | 1120.5436 | 1180.8003 | 1664.8655 | 3889.0328 | 3889.0328 | 4007.38 | 4007.38 | 4000 | 4000 | 4000 | 4000 | 4000
SA | S3 | Mid-North SA | Solar | 0 | 0.00018252 | 0.00022019 | 0.00022186 | 0.00022253 | 0.00022355 | 0.00022599 | 0.0003411 | 0.00034146 | 0.00045038 | 0.00045729 | 0.0009122 | 0.00091233 | 0.00091327 | 0.0016372 | 0.0016398 | 0.0018678 | 0.001871 | 0.001872 | 0.0026199 | 0.39138 | 0.39138 | 0.39138 | 0.39138 | 0.39138 | 0.39141 | 0.39141
SA | S4 | Yorke Peninsula | Solar | 0 | 0 | 0 | 0 | 0 | 0 | 0 | 0 | 0 | 0 | 0 | 0 | 0 | 0 | 0 | 0 | 0 | 0 | 0 | 0 | 0 | 0 | 0 | 0 | 0 | 0 | 0
SA | S5 | Northern SA | Solar | 349.2 | 349.2002 | 349.2002 | 349.2002 | 349.2002 | 349.2002 | 349.2002 | 349.2003 | 349.2003 | 349.2006 | 349.2006 | 349.201 | 349.201 | 349.201 | 349.2028 | 349.2028 | 349.2079 | 349.2088 | 640.5323 | 640.5323 | 2387.7061 | 2117.7061 | 2117.7061 | 2117.7061 | 2038.5061 | 2038.5061 | 2038.5061
SA | S6 | Leigh Creek | Solar | 0 | 0.00017746 | 0.00026362 | 0.00031627 | 0.00031672 | 0.00032056 | 0.00033435 | 0.00059323 | 0.00059351 | 0.00066086 | 0.00066122 | 0.0011901 | 0.0011902 | 0.0011909 | 77.9845 | 77.9845 | 77.9846 | 77.9846 | 77.9846 | 77.9846 | 311.01 | 855.727 | 855.727 | 1128.1589 | 1128.1589 | 1507.1768 | 1777.7355
SA | S7 | Roxby Downs | Solar | 0 | 0.00020548 | 0.00034025 | 0.00034855 | 0.00034883 | 0.00035091 | 0.00035166 | 0.00059649 | 0.00059671 | 0.0010814 | 0.0010818 | 277.9429 | 277.9429 | 277.9429 | 598.6863 | 598.6863 | 621.8341 | 621.8341 | 621.8341 | 621.8341 | 725.7175 | 725.7175 | 725.7175 | 725.7175 | 725.7175 | 725.7176 | 725.7176
SA | S8 | Eastern Eyre Peninsula | Solar | 0 | 0.00013393 | 0.00015229 | 0.00015348 | 0.00015436 | 0.00015511 | 0.00016275 | 0.00022336 | 0.00022366 | 0.00026713 | 0.00028111 | 0.00042322 | 0.00042335 | 0.00042503 | 0.00049736 | 0.00050078 | 0.00074454 | 0.00074621 | 0.00074731 | 0.00099093 | 0.0012702 | 0.0012705 | 0.0012708 | 0.0012726 | 0.0012733 | 0.0012885 | 0.00145
SA | S9 | Western Eyre Peninsula | Solar | 0 | 0.0001622 | 0.0002074 | 0.00021921 | 0.00021978 | 0.00022086 | 0.00022297 | 0.0003377 | 0.00033807 | 0.00061324 | 0.00061371 | 0.00096983 | 0.00096995 | 0.00097076 | 0.001664 | 0.0016672 | 0.0026124 | 31.4292 | 31.4292 | 79.8525 | 167.6417 | 167.6417 | 167.6417 | 167.6417 | 167.6417 | 167.6417 | 181.5448
TAS | T1 | North East Tasmania | Solar | 0 | 0.00016666 | 0.00016741 | 0.00018883 | 0.00018923 | 0.00018975 | 0.00019188 | 0.00024598 | 0.0002466 | 0.00035926 | 0.00036016 | 0.00042437 | 0.00042466 | 0.00042569 | 0.00043069 | 0.0004341 | 0.00044078 | 0.00044125 | 0.00048287 | 0.00048841 | 0.00053187 | 0.00076129 | 0.00076256 | 0.00076588 | 0.00076698 | 0.0010349 | 0.0010362
TAS | T2 | North West Tasmania | Solar | 0 | 0.0001064 | 0.00010673 | 0.00011444 | 0.00011588 | 0.00011705 | 0.00012582 | 0.00015637 | 0.00015798 | 0.00022122 | 0.00022205 | 0.00022895 | 0.00022936 | 0.00023084 | 0.00027096 | 0.00033158 | 0.0034034 | 150 | 150 | 150 | 150 | 150 | 150 | 150 | 150 | 150 | 150
TAS | T3 | Central Highlands | Solar | 0 | 0.00012033 | 0.00012065 | 0.0001316 | 0.00013258 | 0.00013331 | 0.00014048 | 0.00017312 | 0.00017378 | 0.00023301 | 0.00023458 | 0.00025326 | 0.00025362 | 0.00025559 | 0.00030936 | 0.00031121 | 0.00031993 | 0.00032065 | 0.00037222 | 0.00037881 | 0.00038349 | 0.00052776 | 0.00052965 | 0.0005372 | 0.00053872 | 0.00070828 | 0.00071084
Region | REZ | REZ Name | Technology | 2023-24 | 2024-25 | 2025-26 | 2026-27 | 2027-28 | 2028-29 | 2029-30 | 2030-31 | 2031-32 | 2032-33 | 2033-34 | 2034-35 | 2035-36 | 2036-37 | 2037-38 | 2038-39 | 2039-40 | 2040-41 | 2041-42 | 2042-43 | 2043-44 | 2044-45 | 2045-46 | 2046-47 | 2047-48 | 2048-49 | 2049-50
QLD | Q1 | Far North QLD | Wind | 337.318 | 829.3209 | 829.3209 | 829.3209 | 829.3209 | 829.3209 | 829.3209 | 875.0758 | 875.0758 | 905.6965 | 907.3188 | 907.3188 | 907.3189 | 907.3189 | 1039.9221 | 1039.9221 | 1039.9221 | 1039.9221 | 1044.1807 | 1087.4699 | 1007.3536 | 1007.3536 | 1007.3536 | 1037.6918 | 1037.6918 | 1028.7892 | 1043.1594
QLD | Q2 | North Qld Clean Energy Hub | Wind | 43.2 | 51.1969 | 51.197 | 51.197 | 51.197 | 746.7249 | 746.7249 | 746.7249 | 746.7249 | 746.7249 | 760.4713 | 781.0555 | 781.0556 | 781.0556 | 793.3526 | 793.3526 | 793.3527 | 793.3527 | 793.3527 | 807.8812 | 1476.8132 | 1476.8132 | 1433.6133 | 1453.691 | 1453.691 | 1453.6912 | 1453.6912
QLD | Q3 | Northern Qld | Wind | 0 | 0 | 0 | 0 | 0 | 0 | 0 | 0 | 0 | 0 | 0 | 0 | 0 | 0 | 0 | 0 | 0 | 0 | 0 | 0 | 0 | 0 | 0 | 0 | 0 | 0 | 0
QLD | Q4 | Isaac | Wind | 0 | 0.00054446 | 0.00054475 | 0.00056767 | 0.0013871 | 1000.0006 | 1000.0006 | 1000.0013 | 1000.0013 | 1000.0013 | 1000.0013 | 1000.0013 | 1000.0013 | 1000.0013 | 1000.0013 | 1000.0013 | 1000.0013 | 1000.0013 | 1000.0013 | 1000.0013 | 1000.0013 | 1000.0013 | 1000.0013 | 1000.013 | 1000.013 | 2034.9865 | 2034.9865
QLD | Q5 | Barcaldine | Wind | 0 | 0.0005143 | 0.00051496 | 0.00098466 | 0.0025908 | 0.0046831 | 0.0046857 | 82.6456 | 98.7233 | 100.7239 | 113.4992 | 113.4992 | 113.4992 | 113.4992 | 113.4992 | 113.4992 | 113.4992 | 114.6681 | 114.6682 | 123.073 | 126.8264 | 126.8264 | 126.8265 | 127.5132 | 127.5132 | 127.5132 | 127.5132
QLD | Q6 | Fitzroy | Wind | 0 | 0.0017706 | 0.0017718 | 523.7431 | 900.0004 | 1112.5145 | 1112.5145 | 1112.5148 | 1112.5148 | 1112.5148 | 1703.3487 | 1703.3487 | 1703.3487 | 1703.3487 | 3499.9998 | 3499.9998 | 3499.9998 | 3499.9998 | 3499.9998 | 3500 | 3500 | 3500 | 3500 | 4300.2556 | 4300.2556 | 4300.2556 | 4300.2556
QLD | Q7 | Wide Bay | Wind | 0 | 0.00042715 | 0.00042768 | 0.0004668 | 0.00051599 | 196.9668 | 196.9668 | 196.9668 | 196.9668 | 196.9668 | 196.9668 | 196.9668 | 196.9668 | 196.9668 | 196.9668 | 196.9668 | 196.9668 | 196.9668 | 196.9668 | 196.9668 | 196.9668 | 196.9668 | 196.9668 | 559.1876 | 1100.0001 | 1100.0001 | 1100.0001
QLD | Q8 | Darling Downs | Wind | 753 | 1540.5221 | 1540.5221 | 1540.5225 | 2325.9987 | 3031.6792 | 3083.3977 | 4545.1172 | 4545.1172 | 5781.6722 | 6525.9971 | 6525.9971 | 6525.9971 | 6525.9971 | 6525.9971 | 6525.9971 | 6525.9971 | 6525.9976 | 6525.9976 | 7180.1516 | 7180.1516 | 6727.1516 | 6727.1516 | 8748.6602 | 8748.6602 | 9551.9836 | 9551.9836
QLD | Q9 | Banana | Wind | 0 | 0.00037993 | 0.00038024 | 0.00043538 | 0.00064887 | 183.4839 | 183.4839 | 183.4839 | 183.4839 | 183.4841 | 183.4842 | 183.4842 | 183.4842 | 183.4842 | 183.4848 | 183.4848 | 183.4848 | 453.0602 | 843.7371 | 843.7371 | 843.7371 | 843.7371 | 843.7371 | 1839.056 | 1839.056 | 1839.056 | 1839.056
NSW | N1 | North West NSW | Wind | 0 | 0 | 0 | 0 | 0 | 0 | 0 | 0 | 0 | 0 | 0 | 0 | 0 | 0 | 0 | 0 | 0 | 0 | 0 | 0 | 0 | 0 | 0 | 0 | 0 | 0 | 0
NSW | N2 | New England | Wind | 442.48 | 442.4877 | 453.9143 | 453.9143 | 3240.4401 | 4015.745 | 4021.5971 | 4092.2324 | 4092.2324 | 4092.2326 | 4149.4005 | 4307.3618 | 5739.5293 | 6018.708 | 6954.606 | 6782.126 | 6782.126 | 6782.126 | 6965.8696 | 7061.6455 | 7400 | 7400 | 7400 | 7400 | 7400 | 7400 | 7400
NSW | N3 | Central-West Orana | Wind | 113.19 | 2237.3914 | 2237.3914 | 3113.19 | 3542.7877 | 3542.7877 | 3700.4158 | 3700.4158 | 3700.4158 | 4792.3983 | 5331.5596 | 5331.5596 | 5331.5596 | 5331.5596 | 5331.5596 | 5331.5596 | 5331.5596 | 5540.9776 | 5622.64 | 6423.6255 | 7229.018 | 7229.018 | 7229.018 | 8389.355 | 9217.481 | 10096.026 | 9982.836
NSW | N4 | Broken Hill | Wind | 198.94 | 198.9403 | 198.9403 | 198.9405 | 198.9405 | 198.9408 | 198.9414 | 198.9423 | 198.9423 | 198.9438 | 198.9438 | 198.9438 | 198.9438 | 198.9438 | 198.9438 | 198.9438 | 198.9438 | 198.9439 | 198.9439 | 198.9523 | 0.012308 | 0.012759 | 0.047599 | 248.0424 | 248.0424 | 248.0424 | 248.0425
NSW | N5 | South West NSW | Wind | 0 | 0 | 0.00057294 | 0.00058847 | 0.00059173 | 0.00060063 | 0.00070958 | 0.00087247 | 0.00088536 | 0.00096974 | 0.0010118 | 0.0010133 | 0.0010146 | 0.0010179 | 0.0010237 | 0.0010287 | 0.0010315 | 0.0011582 | 0.001168 | 0.0018282 | 0.0018338 | 0.0023986 | 0.0024406 | 0.0024616 | 0.0035161 | 0.0035223 | 0.0035267
NSW | N6 | Wagga Wagga | Wind | 0 | 0.00031129 | 0.00031215 | 0.00034233 | 0.00038295 | 0.00047042 | 0.00066793 | 0.00077049 | 0.00077223 | 0.00077743 | 0.00079045 | 0.00079118 | 0.0007919 | 0.00079572 | 0.00079956 | 0.00083687 | 0.0008544 | 0.001046 | 0.0010499 | 0.0013398 | 0.0013408 | 0.0014243 | 0.001518 | 0.0016442 | 0.0030897 | 0.0031492 | 0.0033189
NSW | N7 | Tumut | Wind | 0 | 0 | 0 | 0 | 0 | 0 | 0 | 0 | 0 | 0 | 0 | 0 | 0 | 0 | 0 | 0 | 0 | 0 | 0 | 0 | 0 | 0 | 0 | 0 | 0 | 0 | 0
NSW | N8 | Cooma-Monaro | Wind | 113 | 372.2393 | 411.1095 | 411.1095 | 411.1095 | 411.1095 | 413.0001 | 413.0001 | 413.0001 | 413.0001 | 413.0001 | 413.0001 | 413.0001 | 413.0001 | 413.0001 | 413.0001 | 415.7998 | 386.2219 | 386.2219 | 633.6769 | 633.6769 | 633.6769 | 754.0226 | 828 | 828 | 828 | 828
VIC | V1 | Ovens Murray | Wind | 0 | 0 | 0 | 0 | 0 | 0 | 0 | 0 | 0 | 0 | 0 | 0 | 0 | 0 | 0 | 0 | 0 | 0 | 0 | 0 | 0 | 0 | 0 | 0 | 0 | 0 | 0
VIC | V2 | Murray River | Wind | 0 | 0 | 0 | 0 | 0 | 0 | 0 | 0 | 0 | 0 | 0 | 0 | 0 | 0 | 0 | 0 | 0 | 0 | 0 | 0 | 0 | 0 | 0 | 0 | 0 | 0 | 0
VIC | V3 | Western Victoria | Wind | 1934.5 | 1934.5002 | 1934.5002 | 1934.5003 | 2180.9318 | 2454.3312 | 2634.5009 | 2634.5024 | 2634.5024 | 2634.5024 | 2582.0029 | 2390.0029 | 2390.0029 | 2390.0029 | 2390.003 | 2390.003 | 2390.003 | 2390.003 | 2390.003 | 2358.9531 | 2227.7531 | 1915.7531 | 1969.472 | 2936.5719 | 2696.5719 | 2997.9235 | 2809
VIC | V4 | South West Victoria | Wind | 2023.21 | 2404.7414 | 2404.7414 | 2793.5767 | 2793.5767 | 2793.5767 | 2870.1001 | 2870.1012 | 2870.1012 | 2870.1012 | 2870.1012 | 2870.1012 | 2870.1012 | 2870.1012 | 2802.9012 | 2382.9012 | 2382.9012 | 2260.6512 | 2260.6512 | 2241.1512 | 2268.5174 | 2268.5174 | 1890.7988 | 1890.7989 | 2765.7935 | 3214.1774 | 3780.6
VIC | V5 | Gippsland | Wind | 0 | 500.0004 | 500.0004 | 500.001 | 500.001 | 500.001 | 500.0011 | 500.0011 | 500.0011 | 500.0011 | 500.0011 | 500.0011 | 500.0011 | 500.0011 | 500.0011 | 500.0011 | 500.0011 | 500.0011 | 500.0011 | 500.0011 | 500.0011 | 500.0012 | 500.0014 | 500.0018 | 500.0028 | 500.0028 | 500.0033
VIC | V6 | Central North VIC | Wind | 0 | 0.00056631 | 0.00056639 | 0.00090967 | 0.00091172 | 0.00098864 | 0.00099385 | 288.1864 | 288.1864 | 328.1482 | 328.1482 | 328.1482 | 328.1482 | 328.1482 | 328.1482 | 328.1482 | 328.1482 | 328.149 | 328.149 | 400.0034 | 400.0034 | 400.0191 | 400.038 | 400.0381 | 424.0662 | 659.0852 | 722.3023
SA | S1 | South East SA | Wind | 324.5 | 759.0239 | 759.0239 | 1059.8197 | 1059.8197 | 1059.8197 | 1093.2108 | 1079.6465 | 1079.6465 | 1079.6465 | 1182.1094 | 1182.1094 | 1101.6094 | 1101.6094 | 1101.6094 | 942.6094 | 942.6094 | 903.6094 | 903.6094 | 1141.4877 | 1162.4918 | 1162.4918 | 1162.4918 | 1162.4918 | 1162.4918 | 1162.4918 | 1259.2107
SA | S2 | Riverland | Wind | 0 | 0.00039338 | 0.00039349 | 0.00049955 | 0.00050168 | 0.00051167 | 0.00056933 | 0.00082485 | 0.00082837 | 0.00090945 | 0.001171 | 0.0011729 | 0.0011765 | 0.00118 | 0.0011899 | 0.001212 | 0.0012179 | 0.0012299 | 0.0012338 | 0.0017506 | 0.0017582 | 0.0019731 | 0.0019892 | 0.0020177 | 0.0023628 | 0.0024944 | 0.0025024
SA | S3 | Mid-North SA | Wind | 1343.1 | 1343.1013 | 1343.1013 | 1343.1098 | 1343.1098 | 2086.4446 | 2149.6659 | 2149.6668 | 2149.6668 | 2251.4896 | 2176.1806 | 2176.1806 | 2104.7806 | 1919.9806 | 2188.2031 | 2188.2031 | 1920.5816 | 1920.5816 | 1920.5816 | 2144.1123 | 1930.2123 | 2264.5411 | 2133.7412 | 2133.7413 | 2452.789 | 2909.7865 | 3104.0244
SA | S4 | Yorke Peninsula | Wind | 90.75 | 90.7519 | 90.7519 | 104.7813 | 104.7814 | 104.7814 | 105.2844 | 108.3082 | 108.3082 | 108.3082 | 108.3083 | 108.3083 | 108.3083 | 108.3083 | 108.3083 | 108.3083 | 108.3083 | 108.3083 | 108.3083 | 108.3083 | 108.3083 | 109.5625 | 109.5626 | 109.5626 | 109.5626 | 109.5626 | 109.5627
SA | S5 | Northern SA | Wind | 422.4 | 422.4 | 422.4 | 422.4 | 422.4 | 422.4 | 422.4 | 422.4 | 422.4 | 422.4 | 422.4 | 422.4 | 422.4 | 422.4 | 422.4 | 422.4 | 422.4 | 422.4 | 422.4 | 422.4 | 422.4 | 422.4 | 210 | 210 | 210 | 210 | 210
SA | S6 | Leigh Creek | Wind | 0 | 0.00065346 | 0.0006537 | 0.0008466 | 0.00085232 | 0.0019166 | 0.0020119 | 0.002026 | 0.0020264 | 0.0020464 | 0.0020475 | 0.00205 | 0.002051 | 0.0020556 | 108.0139 | 108.0139 | 108.0139 | 108.0139 | 108.0139 | 108.0139 | 178.1063 | 178.1063 | 178.1063 | 1528.307 | 1852.3933 | 1852.3933 | 1852.3933
SA | S7 | Roxby Downs | Wind | 0 | 0 | 0 | 0 | 0 | 0 | 0 | 0 | 0 | 0 | 0 | 0 | 0 | 0 | 0 | 0 | 0 | 0 | 0 | 0 | 0 | 0 | 0 | 0 | 0 | 0 | 0
SA | S8 | Eastern Eyre Peninsula | Wind | 136 | 136.0008 | 136.0008 | 136.002 | 136.002 | 136.002 | 136.002 | 284.7615 | 284.7615 | 318.5857 | 318.5857 | 318.5857 | 248.5857 | 248.5858 | 248.5858 | 248.5858 | 248.5858 | 248.5858 | 248.5858 | 248.5858 | 248.5858 | 319.1412 | 319.1412 | 319.1412 | 319.1412 | 319.1412 | 319.1412
SA | S9 | Western Eyre Peninsula | Wind | 0 | 0.00064943 | 0.00064963 | 0.0013339 | 0.0013462 | 0.0013603 | 0.0013674 | 0.0029776 | 0.0029793 | 0.0066503 | 0.0066973 | 0.0067001 | 0.0067036 | 0.0067076 | 0.0067151 | 0.0067175 | 0.0067204 | 174.9025 | 174.9025 | 174.9025 | 174.9025 | 400.0025 | 400.0025 | 400.0025 | 400.0025 | 400.0025 | 400.0025
TAS | T1 | North East Tasmania | Wind | 168 | 255.9984 | 255.9984 | 255.9984 | 255.9984 | 255.9984 | 255.9985 | 282.1051 | 282.1055 | 282.5794 | 282.5794 | 282.5794 | 282.5794 | 282.5794 | 282.5794 | 282.5794 | 282.5795 | 282.5795 | 282.5795 | 282.5795 | 282.5795 | 282.5795 | 282.5795 | 282.5795 | 282.5795 | 282.5795 | 282.5795
TAS | T2 | North West Tasmania | Wind | 251.6 | 251.6023 | 251.6023 | 251.6023 | 251.6032 | 349.2603 | 349.2604 | 349.2624 | 1194.7496 | 1194.7496 | 1194.7496 | 1194.7496 | 1194.7496 | 1194.7496 | 1194.7496 | 1194.7496 | 1194.7497 | 1194.7497 | 1194.7497 | 1194.7497 | 1194.7497 | 1194.7497 | 1194.7497 | 1194.7497 | 1194.7497 | 1194.7497 | 1194.7497
TAS | T3 | Central Highlands | Wind | 144 | 665.9826 | 665.9826 | 719.1866 | 781.7245 | 781.7249 | 1241.9192 | 1253.7619 | 1270.6204 | 1270.6204 | 1270.6204 | 1270.6204 | 1270.6204 | 1270.6204 | 1270.6204 | 1270.6204 | 1407.8351 | 1474.7878 | 1474.7878 | 1474.7878 | 1474.7878 | 1330.7878 | 1330.7878 | 1330.7878 | 1330.7878 | 1330.7878 | 1330.7878
Region | REZ | REZ Name | Technology | 2023-24 | 2024-25 | 2025-26 | 2026-27 | 2027-28 | 2028-29 | 2029-30 | 2030-31 | 2031-32 | 2032-33 | 2033-34 | 2034-35 | 2035-36 | 2036-37 | 2037-38 | 2038-39 | 2039-40 | 2040-41 | 2041-42 | 2042-43 | 2043-44 | 2044-45 | 2045-46 | 2046-47 | 2047-48 | 2048-49 | 2049-50
NSW | O1 | Hunter Coast | Offshore Wind | 0 | 0 | 0 | 0 | 0 | 0 | 0 | 0 | 0 | 0 | 0 | 0 | 0 | 0 | 0 | 0 | 0.0001065 | 0.00010966 | 0.00011958 | 0.0001675 | 0.00017317 | 0.00017496 | 0.00018638 | 0.00021928 | 0.00021951 | 0.00025896 | 0.00025917
NSW | O2 | Illawarra Coast | Offshore Wind | 0 | 0 | 0 | 0 | 0 | 0 | 0 | 0 | 0 | 0 | 0 | 0 | 0 | 0 | 0 | 0 | 0.00011302 | 0.00012255 | 0.00012275 | 0.00016435 | 0.00016556 | 0.00016581 | 0.00016651 | 0.0002166 | 0.00021708 | 0.00031918 | 0.00032044
VIC | O3 | Gippsland Coast | Offshore Wind | 0 | 0 | 0 | 0 | 0 | 399.9996 | 799.9987 | 1199.9987 | 1599.9987 | 1999.9987 | 2666.6655 | 3333.3228 | 3833.611 | 4708.6587 | 5545.2134 | 5545.2134 | 5545.2134 | 5808.6733 | 5808.6733 | 5808.6733 | 5808.6733 | 5808.6733 | 5808.6733 | 5808.6733 | 5808.6733 | 5808.6733 | 5808.6733
TAS | O4 | North West Tasmania Coast | Offshore Wind | 0 | 0 | 0 | 0 | 0 | 0 | 0 | 0 | 0 | 0 | 0 | 0 | 0 | 0 | 0 | 0 | 0 | 0.00013077 | 0.00013094 | 0.00013149 | 0.00013189 | 0.00013226 | 0.00013262 | 0.00013311 | 0.00013345 | 0.00013371 | 0.00013922
VIC | O5 | Portland Coast | Offshore Wind | 0 | 0 | 0 | 0 | 0 | 0.00039351 | 0.0012882 | 0.0012952 | 0.0012976 | 0.0013013 | 0.0013309 | 0.010524 | 166.3889 | 291.3414 | 454.7868 | 1454.7869 | 2454.7869 | 3191.327 | 3191.327 | 3191.327 | 3191.327 | 3191.327 | 3191.327 | 3191.327 | 3191.327 | 3191.327 | 3191.327
SA | O6 | South East SA Coast | Offshore Wind | 0 | 0 | 0 | 0 | 0 | 0 | 0 | 0 | 0 | 0 | 0 | 0 | 0 | 0 | 0 | 0 | 0 | 0.00010358 | 0.00010391 | 0.00011147 | 0.00012052 | 0.00012122 | 0.00013301 | 0.0001368 | 0.0001608 | 0.00017205 | 0.00018556

## Option 5_VOM Cost
VOM cost by technology ($000s) - Option 5, Offshore Wind Scenario
VOM | Real June 2021 dollars discounted to 1 July 2021
Explicitly modelled generation
Region | Technology | 2023-24 | 2024-25 | 2025-26 | 2026-27 | 2027-28 | 2028-29 | 2029-30 | 2030-31 | 2031-32 | 2032-33 | 2033-34 | 2034-35 | 2035-36 | 2036-37 | 2037-38 | 2038-39 | 2039-40 | 2040-41 | 2041-42 | 2042-43 | 2043-44 | 2044-45 | 2045-46 | 2046-47 | 2047-48 | 2048-49 | 2049-50
NEM | Black Coal | 331354.4161 | 274894.7077 | 254554.7018 | 224012.2886 | 168549.6285 | 133300.0485 | 114396.1552 | 83585.7235 | 75579.7597 | 64092.6045 | 39034.1365 | 36679.9385 | 30132.8065 | 27663.2322 | 27640.7796 | 24619.4562 | 6891.0514 | 2603.9128 | 2428.9805 | 0 | 0 | 0 | 0 | 0 | 0 | 0 | 0
NEM | Brown Coal | 106880.651 | 88952.923 | 78657.083 | 58421.31 | 56115.1725 | 44055.281 | 26416.209 | 16454.259 | 12270.237 | 0 | 0 | 0 | 0 | 0 | 0 | 0 | 0 | 0 | 0 | 0 | 0 | 0 | 0 | 0 | 0 | 0 | 0
NEM | CCGT | 14274.2126 | 10331.8631 | 19153.0869 | 23094.1216 | 22443.7314 | 24344.5159 | 26678.9612 | 30641.2484 | 24797.0507 | 23253.0805 | 30885.9419 | 32785.8487 | 22961.0145 | 19228.0095 | 14580.9576 | 14927.5677 | 13221.6037 | 10868.6578 | 8972.9197 | 9597.9876 | 7178.2538 | 5785.4868 | 2855.2619 | 1947.6945 | 1832.326 | 1718.2994 | 1652.5425
NEM | Gas - Steam | 238.9212 | 219.0265 | 653.6224 | 296.8305 | 187.5225 | 343.0834 | 253.405 | 1436.1878 | 190.9577 | 442.5227 | 458.9268 | 692.4236 | 358.59 | 420.7847 | 547.7893 | 409.8916 | 0 | 0 | 0 | 0 | 0 | 0 | 0 | 0 | 0 | 0 | 0
NEM | OCGT / Diesel | 1874.6857 | 1532.9697 | 3105.6995 | 3187.2488 | 2192.5941 | 2762.9642 | 2117.9609 | 9006.1601 | 3629.7973 | 5812.7177 | 11214.1881 | 17169.495 | 9277.5084 | 10862.1631 | 9334.8639 | 6260.3144 | 16589.0336 | 13030.1452 | 6809.7648 | 8220.997 | 13026.6509 | 6918.5617 | 8560.919 | 9211.1138 | 4160.1079 | 5918.3881 | 4950.3549
NEM | Hydro | 115868.1828 | 98568.3531 | 95551.0089 | 86907.9404 | 70470.6355 | 81693.0132 | 83203.2834 | 77323.2591 | 70025.7307 | 63244.3707 | 68698.5277 | 64714.7736 | 55479.4605 | 48312.7249 | 54216.8173 | 45817.476 | 38827.4965 | 34336.7781 | 31228.1355 | 33580.0579 | 33491.8114 | 28748.577 | 25725.3481 | 31854.918 | 28285.4146 | 26883.3319 | 23642.1319
NEM | Hydrogen Turbine | 0 | 0 | 0 | 0 | 0 | 0 | 0 | 0 | 0 | 0 | 0 | 0 | 0 | 0 | 0 | 0 | 0 | 0 | 0 | 0 | 0 | 0 | 0 | 0 | 0 | 0 | 0
NEM | Wind | 2522.1164 | 3893.0551 | 3782.1224 | 4232.6342 | 5284.4478 | 6001.0192 | 5958.7832 | 6010.4876 | 6221.6394 | 6169.881 | 6148.6201 | 5877.4358 | 5976.1324 | 5967.4757 | 6039.9332 | 5754.122 | 5393.7033 | 5240.9029 | 4909.7944 | 4856.5278 | 4666.8785 | 4465.1031 | 4332.1323 | 4601.6925 | 4500.237 | 4380.4377 | 4183.4652
NEM | Solar PV | 1830.1403 | 1599.7985 | 1738.0582 | 1734.4913 | 1629.404 | 1483.1433 | 1621.9416 | 1871.105 | 1834.8079 | 2102.893 | 2186.1684 | 2143.8573 | 2088.5058 | 1985.5122 | 1934.9177 | 2010.544 | 2578.3522 | 2613.6155 | 2881.4603 | 3281.0911 | 3205.0493 | 3030.6016 | 2964.4728 | 2636.9342 | 2549.8663 | 2581.5007 | 2508.9142
NEM | Grid Battery | 36.6493 | 34.4328 | 117.8314 | 190.365 | 393.1417 | 703.0632 | 693.8201 | 781.8053 | 724.7765 | 1283.3089 | 1182.3685 | 1071.4831 | 1112.3048 | 1063.1208 | 902.1065 | 872.5318 | 1228.1764 | 1163.3037 | 1729.0006 | 2038.7178 | 1912.6687 | 1930.6547 | 1847.5699 | 1474.3371 | 1367.3386 | 1356.2894 | 1229.5205
NEM | Pumped Hydro | 3583.2256 | 5590.8237 | 5295.4144 | 8814.8122 | 10903.7128 | 15828.2173 | 16741.5766 | 22275.5077 | 21449.8506 | 18959.3502 | 20603.7465 | 19326.1472 | 19177.1693 | 19445.6667 | 17007.136 | 15444.1395 | 13518.4563 | 9592.9846 | 10153.9708 | 10217.1129 | 8599.3065 | 7483.8739 | 7185.8279 | 8465.1235 | 6600.5006 | 5964.3819 | 4342.0875
NEM | VPP | 19.3565 | 36.5808 | 61.732 | 85.514 | 109.1325 | 127.228 | 160.3277 | 183.6749 | 200.7547 | 222.9875 | 250.3471 | 264.0023 | 291.646 | 310.8267 | 306.3842 | 313.0844 | 318.5312 | 301.008 | 311.3543 | 306.4184 | 295.0927 | 298.4063 | 301.6746 | 280.7223 | 275.1962 | 270.0942 | 256.0702
Total excluding storage |  | 578482.5575 | 485654.5339 | 462670.3609 | 410977.5566 | 338279.1234 | 310641.5773 | 278242.4238 | 249569.4184 | 216925.3622 | 185583.7166 | 180662.9715 | 180725.4049 | 146855.1381 | 135259.5166 | 132511.6853 | 116429.1276 | 98566.4047 | 79751.3085 | 69425.3809 | 72098.9105 | 72375.7118 | 58661.2651 | 53773.2065 | 60472.5359 | 49570.9873 | 49072.7234 | 42765.0869
Region | Technology | 2023-24 | 2024-25 | 2025-26 | 2026-27 | 2027-28 | 2028-29 | 2029-30 | 2030-31 | 2031-32 | 2032-33 | 2033-34 | 2034-35 | 2035-36 | 2036-37 | 2037-38 | 2038-39 | 2039-40 | 2040-41 | 2041-42 | 2042-43 | 2043-44 | 2044-45 | 2045-46 | 2046-47 | 2047-48 | 2048-49 | 2049-50
NSW1 | Black Coal | 166027.391 | 131169.661 | 114408.6993 | 102657.434 | 67188.651 | 57934.801 | 45948.889 | 37981.754 | 34641.2455 | 33585.628 | 17582.988 | 16876.0515 | 13892.9155 | 11590.041 | 12226.177 | 11388.088 | 0 | 0 | 0 | 0 | 0 | 0 | 0 | 0 | 0 | 0 | 0
NSW1 | Brown Coal | 0 | 0 | 0 | 0 | 0 | 0 | 0 | 0 | 0 | 0 | 0 | 0 | 0 | 0 | 0 | 0 | 0 | 0 | 0 | 0 | 0 | 0 | 0 | 0 | 0 | 0 | 0
NSW1 | CCGT | 91.8163 | 40.211 | 1853.9912 | 3904.1052 | 4203.059 | 3333.9905 | 5230.148 | 5203.216 | 4327.5585 | 3848.7302 | 5706.4765 | 6309.1305 | 3817.3772 | 3588.4485 | 3686.6118 | 4039.5472 | 3986.9235 | 3033.7562 | 2598.5422 | 2701.7922 | 0 | 0 | 0 | 0 | 0 | 0 | 0
NSW1 | Gas - Steam | 0 | 0 | 0 | 0 | 0 | 0 | 0 | 0 | 0 | 0 | 0 | 0 | 0 | 0 | 0 | 0 | 0 | 0 | 0 | 0 | 0 | 0 | 0 | 0 | 0 | 0 | 0
NSW1 | OCGT / Diesel | 65.8394 | 31.3234 | 167.3829 | 183.9104 | 111.609 | 16.1686 | 0.28003 | 351.6436 | 61.2711 | 338.0945 | 498.7419 | 2097.1923 | 881.6308 | 1289.5378 | 907.4353 | 529.711 | 3417.2047 | 3127.4769 | 1413.6636 | 1519.5609 | 3141.5863 | 1461.5766 | 2013.0009 | 1726.1995 | 1391.8984 | 1372.0594 | 1463.3646
NSW1 | Hydro | 13510.9411 | 17879.1992 | 17674.7576 | 16883.6848 | 13351.6972 | 18076.6705 | 14501.6692 | 14072.2806 | 12478.8278 | 10459.8971 | 12456.4917 | 12147.579 | 10611.8478 | 8905.2308 | 11805.434 | 9237.8321 | 7757.6701 | 7160.5808 | 6199.4911 | 6898.4346 | 6680.9619 | 5852.3325 | 4711.7116 | 6990.1279 | 6322.3414 | 6071.834 | 5502.8196
NSW1 | Hydrogen Turbine | 0 | 0 | 0 | 0 | 0 | 0 | 0 | 0 | 0 | 0 | 0 | 0 | 0 | 0 | 0 | 0 | 0 | 0 | 0 | 0 | 0 | 0 | 0 | 0 | 0 | 0 | 0
NSW1 | Wind | 524.0414 | 1148.1427 | 1106.2685 | 1292.2953 | 1958.1301 | 2045.4077 | 1872.0004 | 1772.7376 | 1669.4946 | 1766.5104 | 1713.7524 | 1627.8048 | 1799.4465 | 1743.0773 | 1789.9105 | 1598.7662 | 1485.5409 | 1316.7024 | 1317.9645 | 1300.1759 | 1264.1158 | 1243.261 | 1203.3388 | 1283.5126 | 1202.0766 | 1139.8077 | 1006.7068
NSW1 | Solar PV | 772.128 | 687.2113 | 812.0639 | 849.9064 | 813.5064 | 760.2805 | 886.8892 | 1077.6743 | 1012.0928 | 1021.7907 | 1082.2069 | 997.5301 | 1000.1506 | 946.2857 | 861.2697 | 869.5454 | 1070.7031 | 1033.24 | 1129.8766 | 1103.349 | 1023.5958 | 1019.9889 | 978.0331 | 878.7088 | 813.8393 | 858.6878 | 837.1969
NSW1 | Grid Battery | 1.8078 | 2.0804 | 85.5216 | 160.1114 | 364.8908 | 420.692 | 425.738 | 435.7621 | 392.4296 | 561.4462 | 497.8405 | 438.7089 | 452.0766 | 418.9031 | 362.5789 | 343.8819 | 498.9338 | 454.6497 | 590.6796 | 567.793 | 481.6777 | 550.6814 | 487.7935 | 394.9787 | 320.2186 | 361.2516 | 333.1793
NSW1 | Pumped Hydro | 731.9576 | 1381.497 | 1325.3877 | 3691.2011 | 5882.6342 | 13211.9787 | 13721.5176 | 18398.0739 | 17932.4411 | 16068.9599 | 17573.7387 | 16724.6409 | 16365.5188 | 16849.9329 | 15374.5146 | 13579.1581 | 11694.1977 | 7999.509 | 8676.3738 | 8625.1326 | 7258.8377 | 6272.3972 | 6167.8902 | 7608.3072 | 5836.9824 | 5189.714 | 3716.1004
NSW1 | VPP | 5.0803 | 11.0599 | 19.4293 | 27.0427 | 34.4448 | 40.143 | 50.7481 | 60.0246 | 66.8346 | 76.5038 | 86.4909 | 92.193 | 103.4716 | 109.1845 | 108.7007 | 111.8606 | 114.294 | 108.8628 | 113.229 | 109.8251 | 104.8655 | 107.935 | 107.1442 | 99.0917 | 97.5504 | 97.4393 | 93.7581
Total excluding storage |  | 181731.0029 | 152350.386 | 137453.502 | 129649.6914 | 93908.6226 | 95840.1325 | 82637.8795 | 79353.1665 | 72582.1956 | 67727.5608 | 57198.7275 | 57310.8311 | 48924.4355 | 45440.6417 | 47122.6325 | 41698.3904 | 30025.4678 | 24234.7779 | 22039.8204 | 22826.0633 | 19955.6406 | 16508.1727 | 15668.9123 | 18980.9263 | 15984.9072 | 15090.7939 | 12953.1258
Region | Technology | 2023-24 | 2024-25 | 2025-26 | 2026-27 | 2027-28 | 2028-29 | 2029-30 | 2030-31 | 2031-32 | 2032-33 | 2033-34 | 2034-35 | 2035-36 | 2036-37 | 2037-38 | 2038-39 | 2039-40 | 2040-41 | 2041-42 | 2042-43 | 2043-44 | 2044-45 | 2045-46 | 2046-47 | 2047-48 | 2048-49 | 2049-50
QLD1 | Black Coal | 165327.0251 | 143725.0467 | 140146.0025 | 121354.8546 | 101360.9775 | 75365.2475 | 68447.2662 | 45603.9695 | 40938.5142 | 30506.9765 | 21451.1485 | 19803.887 | 16239.891 | 16073.1912 | 15414.6026 | 13231.3682 | 6891.0514 | 2603.9128 | 2428.9805 | 0 | 0 | 0 | 0 | 0 | 0 | 0 | 0
QLD1 | Brown Coal | 0 | 0 | 0 | 0 | 0 | 0 | 0 | 0 | 0 | 0 | 0 | 0 | 0 | 0 | 0 | 0 | 0 | 0 | 0 | 0 | 0 | 0 | 0 | 0 | 0 | 0 | 0
QLD1 | CCGT | 6918.4113 | 5487.9826 | 10255.1682 | 14683.4459 | 14499.8549 | 16082.8264 | 16969.0867 | 19153.2814 | 17103.6192 | 15548.8375 | 20476.0714 | 20829.2047 | 16067.8288 | 12270.6928 | 10894.3458 | 10888.0205 | 9234.6802 | 7834.9016 | 6374.3775 | 6896.1954 | 7178.2538 | 5785.4868 | 2855.2619 | 1947.6945 | 1832.326 | 1718.2994 | 1652.5425
QLD1 | Gas - Steam | 0 | 0 | 0 | 0 | 0 | 0 | 0 | 0 | 0 | 0 | 0 | 0 | 0 | 0 | 0 | 0 | 0 | 0 | 0 | 0 | 0 | 0 | 0 | 0 | 0 | 0 | 0
QLD1 | OCGT / Diesel | 23.5796 | 0.0034003 | 23.2808 | 153.1779 | 193.9103 | 131.3952 | 31.4049 | 2662.4664 | 1896.3907 | 1878.9354 | 6250.819 | 6487.0711 | 4500.7171 | 5894.9727 | 2497.2476 | 1424.2451 | 4691.4798 | 3915.8438 | 1679.2361 | 2960.6428 | 3424.5971 | 2256.6681 | 3200.0903 | 3145.2903 | 1168.4371 | 2319.0234 | 1765.3165
QLD1 | Hydro | 4790.0916 | 4543.5593 | 4413.1616 | 4012.549 | 3877.4878 | 3725.282 | 3508.4617 | 3296.7079 | 3120.4408 | 2963.4379 | 2783.0675 | 2605.4993 | 2449.045 | 2341.2615 | 689.8374 | 613.3317 | 490.0103 | 413.3868 | 367.2797 | 0 | 0 | 0 | 0 | 0 | 0 | 0 | 0
QLD1 | Hydrogen Turbine | 0 | 0 | 0 | 0 | 0 | 0 | 0 | 0 | 0 | 0 | 0 | 0 | 0 | 0 | 0 | 0 | 0 | 0 | 0 | 0 | 0 | 0 | 0 | 0 | 0 | 0 | 0
QLD1 | Wind | 353.0957 | 645.4998 | 647.202 | 740.7119 | 1012.6551 | 1573.1615 | 1484.577 | 1696.5638 | 1581.8331 | 1688.4306 | 1708.7122 | 1620.0528 | 1511.0243 | 1528.8134 | 1668.8475 | 1559.925 | 1469.5288 | 1330.13 | 1319.2 | 1267.3456 | 1262.8606 | 1129.869 | 1129.5143 | 1356.9939 | 1283.3732 | 1355.3412 | 1209.2345
QLD1 | Solar PV | 751.9318 | 664.0934 | 687.1549 | 658.7057 | 604.4398 | 525.2338 | 551.3157 | 622.9552 | 651.2276 | 753.7867 | 802.8016 | 839.675 | 796.5434 | 747.2109 | 749.3781 | 836.0377 | 1218.3042 | 1290.6538 | 1280.7561 | 1733.6103 | 1610.3962 | 1450.7996 | 1395.9755 | 1266.1517 | 1275.0245 | 1275.2425 | 1271.6116
QLD1 | Grid Battery | 4.6925 | 4.4299 | 4.281 | 4.1108 | 3.8969 | 259.9844 | 247.1959 | 313.1275 | 301.4453 | 538.2918 | 520.6954 | 488.3555 | 462.2095 | 454.112 | 366.5723 | 366.3912 | 576.6971 | 559.4485 | 720.438 | 1102.1421 | 994.7139 | 924.3705 | 890.8888 | 710.8781 | 710.9789 | 676.2852 | 638.0213
QLD1 | Pumped Hydro | 2851.268 | 4209.3267 | 3970.0259 | 5123.6099 | 5021.0774 | 2616.2374 | 3020.0576 | 3859.6232 | 3494.7314 | 2763.9221 | 2910.7061 | 2494.5823 | 2676.6907 | 2468.9416 | 1502.7604 | 1747.8429 | 1705.292 | 1492.9686 | 1387.4578 | 1497.4236 | 1262.111 | 1133.0927 | 939.5691 | 783.6662 | 698.1229 | 714.3563 | 573.0841
QLD1 | VPP | 4.492 | 9.0155 | 15.1796 | 22.4965 | 28.7871 | 35.0144 | 45.8428 | 54.5601 | 60.1363 | 66.7744 | 75.8023 | 82.1555 | 87.8884 | 95.2217 | 92.5895 | 96.7851 | 99.5743 | 98.4803 | 98.3182 | 99.5225 | 97.9686 | 95.0981 | 95.5493 | 91.3757 | 89.4024 | 85.3156 | 84.0321
Total excluding storage |  | 181024.5875 | 159288.9572 | 160161.4566 | 146753.6621 | 126603.0869 | 100314.3825 | 94305.2084 | 77263.255 | 69148.3385 | 56709.3929 | 56979.8241 | 55250.4833 | 44791.8382 | 41874.4179 | 33876.1812 | 30763.9476 | 26376.6181 | 19539.7261 | 15656.044 | 15556.8823 | 15830.9012 | 12775.3846 | 10506.8492 | 9302.0504 | 7057.6651 | 8143.8636 | 7193.8426
Region | Technology | 2023-24 | 2024-25 | 2025-26 | 2026-27 | 2027-28 | 2028-29 | 2029-30 | 2030-31 | 2031-32 | 2032-33 | 2033-34 | 2034-35 | 2035-36 | 2036-37 | 2037-38 | 2038-39 | 2039-40 | 2040-41 | 2041-42 | 2042-43 | 2043-44 | 2044-45 | 2045-46 | 2046-47 | 2047-48 | 2048-49 | 2049-50
VIC1 | Black Coal | 0 | 0 | 0 | 0 | 0 | 0 | 0 | 0 | 0 | 0 | 0 | 0 | 0 | 0 | 0 | 0 | 0 | 0 | 0 | 0 | 0 | 0 | 0 | 0 | 0 | 0 | 0
VIC1 | Brown Coal | 106880.651 | 88952.923 | 78657.083 | 58421.31 | 56115.1725 | 44055.281 | 26416.209 | 16454.259 | 12270.237 | 0 | 0 | 0 | 0 | 0 | 0 | 0 | 0 | 0 | 0 | 0 | 0 | 0 | 0 | 0 | 0 | 0 | 0
VIC1 | CCGT | 0 | 0 | 0 | 0 | 0 | 0 | 0 | 0 | 0 | 0 | 0 | 0 | 0 | 0 | 0 | 0 | 0 | 0 | 0 | 0 | 0 | 0 | 0 | 0 | 0 | 0 | 0
VIC1 | Gas - Steam | 35.9229 | 36.9319 | 135.6277 | 296.8305 | 187.5225 | 343.0834 | 253.405 | 1436.1878 | 190.9577 | 442.5227 | 458.9268 | 692.4236 | 358.59 | 420.7847 | 547.7893 | 409.8916 | 0 | 0 | 0 | 0 | 0 | 0 | 0 | 0 | 0 | 0 | 0
VIC1 | OCGT / Diesel | 222.6923 | 143.8554 | 340.6175 | 1194.206 | 654.3999 | 947.85 | 544.116 | 2718.7172 | 320.0651 | 1733.0031 | 1733.6403 | 4518.0462 | 2014.3725 | 1717.2509 | 3310.7521 | 1977.9404 | 5036.1256 | 3572.3624 | 2237.9935 | 2102.0477 | 4138.4283 | 2673.198 | 2934.6878 | 3960.0551 | 1374.2844 | 1909.3772 | 1444.1274
VIC1 | Hydro | 18151.7449 | 20865.0524 | 20378.3978 | 18315.1013 | 14483.2762 | 20650.965 | 16308.6217 | 13347.2213 | 12631.3519 | 10899.6226 | 12725.572 | 12383.9619 | 11198.1159 | 8851.2413 | 12706.1856 | 10064.9685 | 8249.9086 | 7772.1802 | 6738.8387 | 7838.8766 | 7653.237 | 6887.6957 | 5470.4052 | 7813.7188 | 7410.1878 | 7019.2629 | 6616.0072
VIC1 | Hydrogen Turbine | 0 | 0 | 0 | 0 | 0 | 0 | 0 | 0 | 0 | 0 | 0 | 0 | 0 | 0 | 0 | 0 | 0 | 0 | 0 | 0 | 0 | 0 | 0 | 0 | 0 | 0 | 0
VIC1 | Wind | 890.5125 | 1062.0097 | 1037.6326 | 1106.95 | 1252.5666 | 1254.7413 | 1391.8468 | 1397.3892 | 1598.552 | 1441.7361 | 1520.7781 | 1522.3594 | 1571.33 | 1658.8511 | 1614.8764 | 1694.3302 | 1628.781 | 1760.3909 | 1528.445 | 1537.0334 | 1451.5397 | 1363.3483 | 1318.0389 | 1249.1892 | 1299.975 | 1212.2287 | 1286.1334
VIC1 | Solar PV | 192.8621 | 156.3531 | 149.2765 | 143.6452 | 133.1816 | 124.2263 | 116.2253 | 109.6614 | 115.4124 | 225.5985 | 208.689 | 191.4136 | 182.2897 | 179.1442 | 163.0443 | 150.6718 | 141.9773 | 118.0809 | 173.2485 | 175.5304 | 214.6979 | 220.2354 | 232.6377 | 199.8444 | 190.8957 | 179.1261 | 153.4571
VIC1 | Grid Battery | 14.0043 | 12.3586 | 13.7439 | 12.8093 | 11.6845 | 10.609 | 9.9229 | 22.8864 | 21.4545 | 42.955 | 36.0743 | 31.7052 | 40.1514 | 35.7846 | 31.771 | 29.1148 | 27.4866 | 22.2149 | 137.6585 | 131.0827 | 137.1268 | 157.3005 | 150.6634 | 129.1602 | 124.6968 | 117.8824 | 95.0617
VIC1 | Pumped Hydro | 0 | 0 | 0.00022813 | 0.00048089 | 0.00046719 | 0.00043136 | 0.00041582 | 0.00060096 | 0.00055954 | 0.00052619 | 0.00048862 | 0.00045764 | 0.00065814 | 0.00061044 | 0.00082953 | 0.00077871 | 0.0008002 | 0.00084113 | 0.00084319 | 0.00075497 | 0.0010484 | 0.0010607 | 0.00098933 | 0.00092365 | 0.00087967 | 0.00085527 | 0.00083175
VIC1 | VPP | 3.5705 | 7.8055 | 16.4919 | 23.7406 | 31.7055 | 36.2281 | 44.4842 | 47.4872 | 49.1663 | 52.5001 | 57.5439 | 58.5849 | 66.6929 | 70.244 | 68.6788 | 68.0836 | 68.0465 | 60.1706 | 64.1905 | 62.1283 | 57.8097 | 61.3521 | 63.2826 | 57.5305 | 57.8989 | 56.8399 | 50.1623
Total excluding storage |  | 126391.9604 | 111237.2896 | 100728.8711 | 79514.5934 | 72869.5097 | 67422.9845 | 45084.8313 | 35533.8101 | 27197.1974 | 14837.9385 | 16741.225 | 19398.4953 | 15431.5431 | 12933.3015 | 18443.0983 | 14395.0017 | 15152.3264 | 13305.4008 | 10880.3756 | 11846.6999 | 13652.8405 | 11363.1312 | 10169.7166 | 13409.4992 | 10457.9396 | 10494.7181 | 9644.95
Region | Technology | 2023-24 | 2024-25 | 2025-26 | 2026-27 | 2027-28 | 2028-29 | 2029-30 | 2030-31 | 2031-32 | 2032-33 | 2033-34 | 2034-35 | 2035-36 | 2036-37 | 2037-38 | 2038-39 | 2039-40 | 2040-41 | 2041-42 | 2042-43 | 2043-44 | 2044-45 | 2045-46 | 2046-47 | 2047-48 | 2048-49 | 2049-50
SA1 | Black Coal | 0 | 0 | 0 | 0 | 0 | 0 | 0 | 0 | 0 | 0 | 0 | 0 | 0 | 0 | 0 | 0 | 0 | 0 | 0 | 0 | 0 | 0 | 0 | 0 | 0 | 0 | 0
SA1 | Brown Coal | 0 | 0 | 0 | 0 | 0 | 0 | 0 | 0 | 0 | 0 | 0 | 0 | 0 | 0 | 0 | 0 | 0 | 0 | 0 | 0 | 0 | 0 | 0 | 0 | 0 | 0 | 0
SA1 | CCGT | 7263.9851 | 4803.6695 | 7043.9275 | 4506.5705 | 3740.8175 | 4927.699 | 4479.7265 | 6284.751 | 3365.873 | 3855.5128 | 4703.394 | 5647.5135 | 3075.8085 | 3368.8682 | 0 | 0 | 0 | 0 | 0 | 0 | 0 | 0 | 0 | 0 | 0 | 0 | 0
SA1 | Gas - Steam | 202.9984 | 182.0946 | 517.9947 | 0 | 0 | 0 | 0 | 0 | 0 | 0 | 0 | 0 | 0 | 0 | 0 | 0 | 0 | 0 | 0 | 0 | 0 | 0 | 0 | 0 | 0 | 0 | 0
SA1 | OCGT / Diesel | 1562.5733 | 1357.7861 | 2574.417 | 1654.5677 | 1232.6737 | 1667.5492 | 1532.0958 | 3245.2638 | 1339.8714 | 1808.7437 | 2705.3509 | 3953.0304 | 1818.851 | 1915.9185 | 2567.5426 | 2282.0382 | 3299.3137 | 2388.5599 | 1456.4877 | 1616.7188 | 2296.1976 | 513.1933 | 405.5008 | 370.8331 | 214.7127 | 298.2877 | 262.8221
SA1 | Hydro | 0 | 0 | 0 | 0 | 0 | 0 | 0 | 0 | 0 | 0 | 0 | 0 | 0 | 0 | 0 | 0 | 0 | 0 | 0 | 0 | 0 | 0 | 0 | 0 | 0 | 0 | 0
SA1 | Hydrogen Turbine | 0 | 0 | 0 | 0 | 0 | 0 | 0 | 0 | 0 | 0 | 0 | 0 | 0 | 0 | 0 | 0 | 0 | 0 | 0 | 0 | 0 | 0 | 0 | 0 | 0 | 0 | 0
SA1 | Wind | 590.919 | 655.409 | 603.8085 | 705.0042 | 657.4012 | 743.2697 | 723.8293 | 682.3622 | 696.1235 | 639.0916 | 627.8747 | 543.2188 | 557.4823 | 511.9819 | 492.3021 | 465.5609 | 397.426 | 416.4928 | 356.7266 | 393.962 | 334.8914 | 396.9169 | 352.7337 | 411.1347 | 437.5629 | 417.5564 | 422.0512
SA1 | Solar PV | 113.2184 | 92.1407 | 89.5628 | 82.234 | 78.2762 | 73.4028 | 67.5114 | 60.8141 | 56.0751 | 101.717 | 92.4707 | 115.2385 | 109.522 | 112.8714 | 161.2256 | 154.289 | 147.3675 | 164.4421 | 290.4695 | 260.802 | 349.4448 | 332.7462 | 351.2992 | 287.0216 | 264.5375 | 263.1298 | 242.0718
SA1 | Grid Battery | 16.1447 | 15.5637 | 14.2846 | 13.3332 | 12.6692 | 11.7776 | 10.963 | 10.0288 | 9.4466 | 140.6152 | 127.7576 | 112.7129 | 157.8666 | 154.3204 | 141.1837 | 133.1433 | 125.0583 | 126.9898 | 280.2237 | 237.6992 | 299.1496 | 298.3014 | 318.2233 | 239.3193 | 211.4434 | 200.8693 | 163.2573
SA1 | Pumped Hydro | 0 | 0 | 0.00021778 | 0.00030743 | 0.00030037 | 0.00028097 | 0.00027403 | 0.00032407 | 0.00031496 | 0.00029697 | 0.00027732 | 0.00026462 | 0.00031688 | 0.00030298 | 0.0003578 | 0.00034203 | 0.00033569 | 0.00035747 | 0.00038921 | 0.0003595 | 0.00035419 | 0.00041963 | 0.0004038 | 0.00037037 | 0.00035889 | 0.00034083 | 0.00033329
SA1 | VPP | 6.1752 | 8.3611 | 10.1663 | 11.4294 | 12.9719 | 14.2352 | 16.7257 | 18.5643 | 20.6148 | 23.0847 | 26.0023 | 26.6736 | 28.7109 | 31.2509 | 31.2554 | 31.5557 | 31.3504 | 29.0272 | 31.0548 | 30.3947 | 30.2658 | 29.5214 | 31.2122 | 28.583 | 26.3114 | 26.4128 | 24.3968
Total excluding storage |  | 9756.0141 | 7115.0247 | 10854.1617 | 6973.1394 | 5734.81 | 7437.9338 | 6830.8519 | 10301.7846 | 5488.0048 | 6568.7653 | 8282.8505 | 10398.388 | 5748.2416 | 6095.2117 | 3393.5098 | 3066.5874 | 4000.5163 | 3125.5123 | 2414.9626 | 2539.577 | 3309.9496 | 1570.6796 | 1458.9695 | 1336.8922 | 1154.5683 | 1206.2564 | 1114.5996
Region | Technology | 2023-24 | 2024-25 | 2025-26 | 2026-27 | 2027-28 | 2028-29 | 2029-30 | 2030-31 | 2031-32 | 2032-33 | 2033-34 | 2034-35 | 2035-36 | 2036-37 | 2037-38 | 2038-39 | 2039-40 | 2040-41 | 2041-42 | 2042-43 | 2043-44 | 2044-45 | 2045-46 | 2046-47 | 2047-48 | 2048-49 | 2049-50
TAS1 | Black Coal | 0 | 0 | 0 | 0 | 0 | 0 | 0 | 0 | 0 | 0 | 0 | 0 | 0 | 0 | 0 | 0 | 0 | 0 | 0 | 0 | 0 | 0 | 0 | 0 | 0 | 0 | 0
TAS1 | Brown Coal | 0 | 0 | 0 | 0 | 0 | 0 | 0 | 0 | 0 | 0 | 0 | 0 | 0 | 0 | 0 | 0 | 0 | 0 | 0 | 0 | 0 | 0 | 0 | 0 | 0 | 0 | 0
TAS1 | CCGT | 0 | 0 | 0 | 0 | 0 | 0 | 0 | 0 | 0 | 0 | 0 | 0 | 0 | 0 | 0 | 0 | 0 | 0 | 0 | 0 | 0 | 0 | 0 | 0 | 0 | 0 | 0
TAS1 | Gas - Steam | 0 | 0 | 0 | 0 | 0 | 0 | 0 | 0 | 0 | 0 | 0 | 0 | 0 | 0 | 0 | 0 | 0 | 0 | 0 | 0 | 0 | 0 | 0 | 0 | 0 | 0 | 0
TAS1 | OCGT / Diesel | 0.0010277 | 0.0012868 | 0.0012954 | 1.3868 | 0.0012786 | 0.0012913 | 10.064 | 28.0692 | 12.1989 | 53.9411 | 25.636 | 114.155 | 61.9369 | 44.4831 | 51.8863 | 46.3797 | 144.9098 | 25.9021 | 22.3838 | 22.0267 | 25.8416 | 13.9257 | 7.6392 | 8.7357 | 10.7752 | 19.6405 | 14.7242
TAS1 | Hydro | 79415.4052 | 55280.5422 | 53084.692 | 47696.6053 | 38758.1743 | 39240.0958 | 48884.5308 | 46607.0494 | 41795.1103 | 38921.4131 | 40733.3965 | 37577.7333 | 31220.4518 | 28214.9913 | 29015.3603 | 25901.3437 | 22329.9076 | 18990.6302 | 17922.5261 | 18842.7467 | 19157.6125 | 16008.5487 | 15543.2313 | 17051.0713 | 14552.8854 | 13792.235 | 11523.3051
TAS1 | Hydrogen Turbine | 0 | 0 | 0 | 0 | 0 | 0 | 0 | 0 | 0 | 0 | 0 | 0 | 0 | 0 | 0 | 0 | 0 | 0 | 0 | 0 | 0 | 0 | 0 | 0 | 0 | 0 | 0
TAS1 | Wind | 163.5478 | 381.9938 | 387.2108 | 387.6728 | 403.6948 | 384.4389 | 486.5298 | 461.4348 | 675.6361 | 634.1122 | 577.5027 | 564 | 536.8495 | 524.7519 | 473.9967 | 435.5397 | 412.4265 | 417.1868 | 387.4582 | 358.0108 | 353.471 | 331.7078 | 328.5066 | 300.8621 | 277.2493 | 255.5036 | 259.3393
TAS1 | Solar PV | 0 | 4.6751e-05 | 4.3818e-05 | 4.744e-05 | 4.3257e-05 | 3.4887e-05 | 3.489e-05 | 4.4135e-05 | 3.8174e-05 | 5.5771e-05 | 5.6427e-05 | 6.0011e-05 | 5.4955e-05 | 5.1929e-05 | 4.6441e-05 | 4.7812e-05 | 0.00017495 | 7.1987 | 7.1096 | 7.7995 | 6.9146 | 6.8316 | 6.5274 | 5.2076 | 5.5692 | 5.3144 | 4.5768
TAS1 | Grid Battery | 0 | 0.00020548 | 0.00022847 | 0.00024589 | 0.0002788 | 0.00026703 | 0.00031101 | 0.00049864 | 0.00057381 | 0.00068735 | 0.00064325 | 0.00062001 | 0.00067763 | 0.00065229 | 0.00063928 | 0.00061862 | 0.00063181 | 0.00075735 | 0.00080539 | 0.00075928 | 0.00077539 | 0.00098408 | 0.00093542 | 0.00082358 | 0.00087714 | 0.00081986 | 0.00090208
TAS1 | Pumped Hydro | 0 | 0 | 0.0003617 | 0.00037392 | 0.00041909 | 0.00044926 | 0.00066902 | 17.8097 | 22.6772 | 126.4674 | 119.3009 | 106.9232 | 134.9587 | 126.7912 | 129.8598 | 117.1374 | 118.9655 | 100.5058 | 90.138 | 94.5556 | 78.3564 | 78.3825 | 78.3672 | 73.1488 | 65.3941 | 60.3104 | 52.9019
TAS1 | VPP | 0.038506 | 0.33879 | 0.46473 | 0.80483 | 1.2232 | 1.6072 | 2.527 | 3.0387 | 4.0026 | 4.1245 | 4.5076 | 4.3952 | 4.8822 | 4.9256 | 5.1598 | 4.7994 | 5.266 | 4.467 | 4.5618 | 4.5478 | 4.1831 | 4.4997 | 4.4863 | 4.1415 | 4.0331 | 4.0866 | 3.7208
Total excluding storage |  | 79578.9926 | 55662.8763 | 53472.3695 | 48086.4704 | 39163.0943 | 39626.144 | 49383.6527 | 47117.4022 | 42509.6259 | 39740.0591 | 41460.3444 | 38367.2073 | 31959.0798 | 28915.9438 | 29676.2635 | 26505.2005 | 23011.4761 | 19545.8915 | 18434.1783 | 19329.6879 | 19626.3799 | 16443.897 | 15968.7589 | 17443.1678 | 14915.9071 | 14137.0914 | 11858.569
Explicitly modelled pumping
Region | Technology | 2023-24 | 2024-25 | 2025-26 | 2026-27 | 2027-28 | 2028-29 | 2029-30 | 2030-31 | 2031-32 | 2032-33 | 2033-34 | 2034-35 | 2035-36 | 2036-37 | 2037-38 | 2038-39 | 2039-40 | 2040-41 | 2041-42 | 2042-43 | 2043-44 | 2044-45 | 2045-46 | 2046-47 | 2047-48 | 2048-49 | 2049-50
NEM | Grid Battery pump | 43.3902 | 40.9348 | 41.0499 | 38.4559 | 35.9843 | 32.7939 | 30.7413 | 28.4067 | 26.7336 | 25.2663 | 21.7784 | 18.2295 | 17.4518 | 15.2869 | 13.5522 | 12.7426 | 12.0735 | 10.6406 | 7.4562 | 7.064 | 3.3574 | 3.0971 | 2.9528 | 2.5975 | 2.3868 | 2.2296 | 2.0795
NEM | Pumped Hydro Pump | 8459.9138 | 13925.6647 | 12378.6935 | 18996.8414 | 22733.8116 | 24450.0808 | 28148.8991 | 34783.797 | 35626.9286 | 29796.2677 | 33094.7706 | 28904.9333 | 29791.9224 | 30758.6063 | 25316.348 | 23941.8165 | 19942.1129 | 14848.3696 | 15006.2536 | 16053.0773 | 11962.8519 | 11229.3521 | 11279.5967 | 12408.6722 | 9897.7425 | 8600.6111 | 6096.1471
NEM | VPP pump | 22.7064 | 43.0859 | 72.6659 | 100.5256 | 128.5514 | 149.5345 | 188.8132 | 215.9187 | 236.7556 | 261.9815 | 294.4949 | 310.9816 | 342.7525 | 365.6018 | 361.1551 | 368.6068 | 373.8213 | 355.1871 | 365.4596 | 360.9593 | 347.0295 | 350.7927 | 355.617 | 329.6446 | 324.2734 | 317.2271 | 301.1658
Region | Technology | 2023-24 | 2024-25 | 2025-26 | 2026-27 | 2027-28 | 2028-29 | 2029-30 | 2030-31 | 2031-32 | 2032-33 | 2033-34 | 2034-35 | 2035-36 | 2036-37 | 2037-38 | 2038-39 | 2039-40 | 2040-41 | 2041-42 | 2042-43 | 2043-44 | 2044-45 | 2045-46 | 2046-47 | 2047-48 | 2048-49 | 2049-50
NSW1 | Grid Battery pump | 2.1443 | 2.475 | 2.7089 | 2.5987 | 2.3713 | 2.0791 | 1.9562 | 1.92 | 1.7906 | 1.7289 | 1.5741 | 1.4016 | 1.4035 | 0 | 0 | 0 | 0 | 0 | 0 | 0 | 0 | 0 | 0 | 0 | 0 | 0 | 0
NSW1 | Pumped Hydro Pump | 4395.6343 | 7976.329 | 6893.428 | 11962.6672 | 15813.3074 | 20908.061 | 24042.9078 | 29522.928 | 30850.8586 | 26056.3728 | 29144.9378 | 25613.4821 | 26264.6889 | 27500.5713 | 23728.0782 | 22085.6913 | 18250.521 | 13376.1698 | 13647.0109 | 14550.2129 | 10718.7297 | 10087.6546 | 10362.071 | 11760.6606 | 9315.7293 | 7989.5692 | 5629.0505
NSW1 | VPP pump | 5.9567 | 13.0189 | 22.8525 | 31.8164 | 40.5409 | 47.214 | 59.7069 | 70.6211 | 78.8456 | 89.836 | 101.7555 | 108.537 | 121.6372 | 128.4607 | 128.2716 | 131.6203 | 134.0823 | 128.4695 | 132.8333 | 129.2936 | 123.3191 | 126.974 | 126.4038 | 116.2442 | 115.0395 | 114.3771 | 110.3121
Region | Technology | 2023-24 | 2024-25 | 2025-26 | 2026-27 | 2027-28 | 2028-29 | 2029-30 | 2030-31 | 2031-32 | 2032-33 | 2033-34 | 2034-35 | 2035-36 | 2036-37 | 2037-38 | 2038-39 | 2039-40 | 2040-41 | 2041-42 | 2042-43 | 2043-44 | 2044-45 | 2045-46 | 2046-47 | 2047-48 | 2048-49 | 2049-50
QLD1 | Grid Battery pump | 5.5705 | 5.2736 | 5.11 | 4.8799 | 4.6389 | 4.2336 | 3.9355 | 3.8229 | 3.599 | 3.4535 | 3.2484 | 2.9934 | 2.7768 | 2.7034 | 2.3245 | 2.2314 | 2.1961 | 2.1062 | 2.0312 | 2.0018 | 1.8669 | 1.725 | 1.6722 | 1.5055 | 1.4121 | 1.2984 | 1.2375
QLD1 | Pumped Hydro Pump | 4064.2795 | 5949.3358 | 5485.2655 | 7034.1742 | 6920.5042 | 3542.0198 | 4105.9913 | 5260.869 | 4776.07 | 3739.8949 | 3949.8328 | 3291.4512 | 3527.2335 | 3258.035 | 1588.2698 | 1856.1253 | 1691.5919 | 1472.1998 | 1359.2427 | 1502.8644 | 1244.1222 | 1141.6975 | 917.5257 | 648.0116 | 582.0132 | 611.0419 | 467.0966
QLD1 | VPP pump | 5.2699 | 10.6069 | 17.9065 | 26.4202 | 33.8687 | 41.1955 | 53.9355 | 64.1918 | 70.9406 | 78.3747 | 89.2424 | 96.7882 | 103.3441 | 111.9075 | 109.2581 | 113.7231 | 116.9822 | 116.1268 | 115.5821 | 117.0969 | 115.2362 | 111.8927 | 112.3667 | 107.5979 | 105.0264 | 100.4719 | 98.7515
Region | Technology | 2023-24 | 2024-25 | 2025-26 | 2026-27 | 2027-28 | 2028-29 | 2029-30 | 2030-31 | 2031-32 | 2032-33 | 2033-34 | 2034-35 | 2035-36 | 2036-37 | 2037-38 | 2038-39 | 2039-40 | 2040-41 | 2041-42 | 2042-43 | 2043-44 | 2044-45 | 2045-46 | 2046-47 | 2047-48 | 2048-49 | 2049-50
VIC1 | Grid Battery pump | 16.6314 | 14.7604 | 16.3573 | 15.2064 | 13.9496 | 12.5889 | 11.8486 | 10.8422 | 10.1772 | 9.598 | 6.9771 | 5.987 | 5.8188 | 5.2971 | 4.584 | 4.2169 | 3.9674 | 3.2627 | 0 | 0 | 0 | 0 | 0 | 0 | 0 | 0 | 0
VIC1 | Pumped Hydro Pump | 0 | 0 | 0 | 0 | 0 | 0 | 0 | 0 | 0 | 0 | 0 | 0 | 0 | 0 | 0 | 0 | 0 | 0 | 0 | 0 | 0 | 0 | 0 | 0 | 0 | 0 | 0
VIC1 | VPP pump | 4.1889 | 9.2097 | 19.4133 | 27.8953 | 37.395 | 42.5312 | 52.4562 | 55.7519 | 58.0057 | 61.7073 | 67.6289 | 69.1038 | 78.2678 | 82.6458 | 80.8044 | 80.379 | 79.7864 | 71.069 | 75.25 | 73.3601 | 68.0019 | 71.9388 | 74.715 | 67.4301 | 68.3785 | 66.6201 | 59.0199
Region | Technology | 2023-24 | 2024-25 | 2025-26 | 2026-27 | 2027-28 | 2028-29 | 2029-30 | 2030-31 | 2031-32 | 2032-33 | 2033-34 | 2034-35 | 2035-36 | 2036-37 | 2037-38 | 2038-39 | 2039-40 | 2040-41 | 2041-42 | 2042-43 | 2043-44 | 2044-45 | 2045-46 | 2046-47 | 2047-48 | 2048-49 | 2049-50
SA1 | Grid Battery pump | 19.044 | 18.4258 | 16.8737 | 15.7709 | 15.0245 | 13.8922 | 13.001 | 11.8217 | 11.1668 | 10.486 | 9.9788 | 7.8475 | 7.4527 | 7.2863 | 6.6437 | 6.2943 | 5.9101 | 5.2716 | 5.425 | 5.0622 | 1.4905 | 1.372 | 1.2806 | 1.092 | 0.97471 | 0.9312 | 0.84203
SA1 | Pumped Hydro Pump | 0 | 0 | 0 | 0 | 0 | 0 | 0 | 0 | 0 | 0 | 0 | 0 | 0 | 0 | 0 | 0 | 0 | 0 | 0 | 0 | 0 | 0 | 0 | 0 | 0 | 0 | 0
SA1 | VPP pump | 7.2469 | 9.8508 | 11.9474 | 13.4471 | 15.3006 | 16.7097 | 19.73 | 21.7901 | 24.2543 | 27.2074 | 30.5678 | 31.3609 | 33.7799 | 36.7682 | 36.7737 | 37.2367 | 36.7757 | 34.2606 | 36.4293 | 35.8588 | 35.551 | 34.6942 | 36.8275 | 33.5248 | 31.0587 | 30.9745 | 28.7044
Region | Technology | 2023-24 | 2024-25 | 2025-26 | 2026-27 | 2027-28 | 2028-29 | 2029-30 | 2030-31 | 2031-32 | 2032-33 | 2033-34 | 2034-35 | 2035-36 | 2036-37 | 2037-38 | 2038-39 | 2039-40 | 2040-41 | 2041-42 | 2042-43 | 2043-44 | 2044-45 | 2045-46 | 2046-47 | 2047-48 | 2048-49 | 2049-50
TAS1 | Grid Battery pump | 0 | 0 | 0 | 0 | 0 | 0 | 0 | 0 | 0 | 0 | 0 | 0 | 0 | 0 | 0 | 0 | 0 | 0 | 0 | 0 | 0 | 0 | 0 | 0 | 0 | 0 | 0
TAS1 | Pumped Hydro Pump | 0 | 0 | 0 | 0 | 0 | 0 | 0 | 0 | 0 | 0 | 0 | 0 | 0 | 0 | 0 | 0 | 0 | 0 | 0 | 0 | 0 | 0 | 0 | 0 | 0 | 0 | 0
TAS1 | VPP pump | 0.043968 | 0.39965 | 0.54615 | 0.94662 | 1.4461 | 1.884 | 2.9845 | 3.5638 | 4.7094 | 4.8562 | 5.3004 | 5.1918 | 5.7235 | 5.8195 | 6.0473 | 5.6476 | 6.1946 | 5.2612 | 5.3649 | 5.3499 | 4.9213 | 5.293 | 5.3039 | 4.8475 | 4.7702 | 4.7834 | 4.378

## Option 5_FOM Cost
FOM cost by technology ($000s) - Option 5, Offshore Wind Scenario
FOM | Real June 2021 dollars discounted to 1 July 2021. For new entrant capacity, the FOM is incurred annually in modelling. For existing capacity, FOM is considered to be a sunk cost, since the fixed retirement dates are assumed to be the same in the Base Case and the option case.
Explicitly modelled generation
Region | Technology | 2023-24 | 2024-25 | 2025-26 | 2026-27 | 2027-28 | 2028-29 | 2029-30 | 2030-31 | 2031-32 | 2032-33 | 2033-34 | 2034-35 | 2035-36 | 2036-37 | 2037-38 | 2038-39 | 2039-40 | 2040-41 | 2041-42 | 2042-43 | 2043-44 | 2044-45 | 2045-46 | 2046-47 | 2047-48 | 2048-49 | 2049-50
NEM | Black Coal | 0 | 0 | 0 | 0 | 0 | 0 | 0 | 0 | 0 | 0 | 0 | 0 | 0 | 0 | 0 | 0 | 0 | 0 | 0 | 0 | 0 | 0 | 0 | 0 | 0 | 0 | 0
NEM | Brown Coal | 0 | 0 | 0 | 0 | 0 | 0 | 0 | 0 | 0 | 0 | 0 | 0 | 0 | 0 | 0 | 0 | 0 | 0 | 0 | 0 | 0 | 0 | 0 | 0 | 0 | 0 | 0
NEM | CCGT | 0 | 0 | 0 | 0 | 0 | 0 | 0 | 0 | 0 | 0 | 0 | 0 | 0 | 0 | 0 | 0 | 0 | 0 | 0 | 0 | 0 | 0 | 0 | 0 | 0 | 0 | 0
NEM | Gas - Steam | 0 | 0 | 0 | 0 | 0 | 0 | 0 | 0 | 0 | 0 | 0 | 0 | 0 | 0 | 0 | 0 | 0 | 0 | 0 | 0 | 0 | 0 | 0 | 0 | 0 | 0 | 0
NEM | OCGT / Diesel | 0 | 0.01637 | 0.015519 | 0.015199 | 0.014514 | 1449.0345 | 1373.4925 | 1301.8895 | 1237.3086 | 1169.5147 | 1108.5448 | 1050.7537 | 4693.6922 | 4436.5162 | 12622.5773 | 11964.5283 | 11371.0219 | 10747.9828 | 10203.9371 | 9671.9784 | 13714.6331 | 18967.8049 | 17978.962 | 21647.1016 | 20573.2861 | 25734.8591 | 24393.2315
NEM | Hydro | 0 | 0 | 0 | 0 | 0 | 0 | 0 | 0 | 0 | 0 | 0 | 0 | 0 | 0 | 0 | 0 | 0 | 0 | 0 | 0 | 0 | 0 | 0 | 0 | 0 | 0 | 0
NEM | Hydrogen Turbine | 0 | 0 | 0 | 0 | 0 | 0 | 0 | 0 | 0 | 0 | 0 | 0 | 0 | 0 | 0 | 0 | 0 | 0 | 0 | 0 | 0 | 0 | 0 | 0 | 0 | 0 | 0
NEM | Wind | 0 | 117671.3893 | 112595.5266 | 148783.6428 | 225861.3742 | 339190.9324 | 380160.7489 | 433302.5085 | 461915.0737 | 506827.1458 | 562224.4626 | 586577.6514 | 623067.8986 | 661364.3272 | 726686.1079 | 751123.2554 | 774964.925 | 796320.3628 | 760815.917 | 740978.0544 | 723756.5823 | 688874.6276 | 657618.2803 | 677919.8077 | 662906.1254 | 652258.2684 | 626588.814
NEM | Solar PV | 0 | 0.09721 | 12586.3201 | 11930.1802 | 11338.4732 | 17204.7473 | 29133.7103 | 51257.7032 | 51678.5832 | 77570.1374 | 92368.33 | 97418.4518 | 92585.9596 | 87735.9176 | 115376.9293 | 116273.9568 | 173334.7332 | 193945.584 | 220261.0741 | 262092.1994 | 273124.3025 | 262616.0915 | 251744.5088 | 262044.6446 | 251274.2766 | 252205.8176 | 259845.2826
NEM | Grid Battery | 0 | 0.091377 | 9107.1461 | 8632.4378 | 20369.0463 | 41775.1975 | 40895.0229 | 43609.8817 | 41912.5558 | 74264.9743 | 72303.8385 | 68534.4445 | 69747.1334 | 65925.5613 | 62488.6897 | 59230.987 | 81923.2268 | 79234.062 | 116856.1244 | 137727.811 | 138781.9813 | 140522.0533 | 133196.2787 | 126324.156 | 120057.7862 | 127586.3929 | 120934.9772
NEM | Pumped Hydro | 0 | 0 | 6085.1966 | 5767.975 | 5735.9838 | 6624.7067 | 6279.352 | 6788.8861 | 6452.1213 | 10665.2632 | 10109.2551 | 11780.2568 | 12462.9555 | 11780.0878 | 22410.0369 | 21241.7414 | 23674.3581 | 22377.1991 | 21210.6178 | 20104.8518 | 19107.5532 | 18116.069 | 17171.6296 | 19408.1509 | 18445.3998 | 17434.7432 | 16525.8233
NEM | VPP | 0 | 0 | 0 | 0 | 0 | 0 | 0 | 0 | 0 | 0 | 0 | 0 | 0 | 0 | 0 | 0 | 0 | 0 | 0 | 0 | 0 | 0 | 0 | 0 | 0 | 0 | 0
Total excluding storage |  | 0 | 117671.5942 | 140374.2049 | 175114.251 | 263304.892 | 406244.6184 | 457842.3267 | 536260.8689 | 563195.6426 | 670497.0354 | 738114.431 | 765361.5582 | 802557.6392 | 831242.4101 | 939584.3412 | 959834.4689 | 1065268.2651 | 1102625.1907 | 1129347.6705 | 1170574.895 | 1168485.0524 | 1129096.6462 | 1077709.6595 | 1107343.8609 | 1073256.8741 | 1075220.0812 | 1048288.1285
Region | Technology | 2023-24 | 2024-25 | 2025-26 | 2026-27 | 2027-28 | 2028-29 | 2029-30 | 2030-31 | 2031-32 | 2032-33 | 2033-34 | 2034-35 | 2035-36 | 2036-37 | 2037-38 | 2038-39 | 2039-40 | 2040-41 | 2041-42 | 2042-43 | 2043-44 | 2044-45 | 2045-46 | 2046-47 | 2047-48 | 2048-49 | 2049-50
NSW1 | Black Coal | 0 | 0 | 0 | 0 | 0 | 0 | 0 | 0 | 0 | 0 | 0 | 0 | 0 | 0 | 0 | 0 | 0 | 0 | 0 | 0 | 0 | 0 | 0 | 0 | 0 | 0 | 0
NSW1 | Brown Coal | 0 | 0 | 0 | 0 | 0 | 0 | 0 | 0 | 0 | 0 | 0 | 0 | 0 | 0 | 0 | 0 | 0 | 0 | 0 | 0 | 0 | 0 | 0 | 0 | 0 | 0 | 0
NSW1 | CCGT | 0 | 0 | 0 | 0 | 0 | 0 | 0 | 0 | 0 | 0 | 0 | 0 | 0 | 0 | 0 | 0 | 0 | 0 | 0 | 0 | 0 | 0 | 0 | 0 | 0 | 0 | 0
NSW1 | Gas - Steam | 0 | 0 | 0 | 0 | 0 | 0 | 0 | 0 | 0 | 0 | 0 | 0 | 0 | 0 | 0 | 0 | 0 | 0 | 0 | 0 | 0 | 0 | 0 | 0 | 0 | 0 | 0
NSW1 | OCGT / Diesel | 0 | 0.0075324 | 0.0071397 | 0.0067675 | 0.0064357 | 0.0060906 | 0.0057806 | 0.0054868 | 0.0052183 | 0.0049388 | 0.0046967 | 0.0044646 | 0.0042486 | 0.0040251 | 4640.6533 | 4398.7235 | 4180.5226 | 3951.4641 | 3745.4636 | 3550.2025 | 3374.095 | 3958.549 | 3752.1792 | 4056.0071 | 3854.8068 | 3878.4562 | 3676.2618
NSW1 | Hydro | 0 | 0 | 0 | 0 | 0 | 0 | 0 | 0 | 0 | 0 | 0 | 0 | 0 | 0 | 0 | 0 | 0 | 0 | 0 | 0 | 0 | 0 | 0 | 0 | 0 | 0 | 0
NSW1 | Hydrogen Turbine | 0 | 0 | 0 | 0 | 0 | 0 | 0 | 0 | 0 | 0 | 0 | 0 | 0 | 0 | 0 | 0 | 0 | 0 | 0 | 0 | 0 | 0 | 0 | 0 | 0 | 0 | 0
NSW1 | Wind | 0 | 53828.5044 | 52080.943 | 67136.5858 | 121863.0086 | 128275.453 | 124437.8558 | 119022.0398 | 113117.8908 | 122984.7712 | 124830.0286 | 120256.1581 | 130954.4671 | 126849.5749 | 129992.7625 | 123215.8895 | 117132.0915 | 113520.5704 | 109890.1662 | 113952.3475 | 119501.102 | 112953.4272 | 107947.4409 | 112761.9532 | 112637.6848 | 111950.4715 | 106114.1921
NSW1 | Solar PV | 0 | 0.040045 | 12586.2512 | 11930.0976 | 11338.3941 | 16461.052 | 28100.0555 | 42268.8492 | 40172.0815 | 42613.1513 | 51287.4359 | 48613.6917 | 46202.1846 | 43893.594 | 50661.0955 | 51484.815 | 68201.5599 | 73698.2516 | 83238.4268 | 87017.318 | 85844.766 | 81141.1742 | 76911.0659 | 79449.0427 | 75906.7917 | 78394.222 | 82163.7346
NSW1 | Grid Battery | 0 | 0.057699 | 9107.109 | 8632.3361 | 20368.9438 | 26091.8853 | 26029.3213 | 24672.3601 | 23448.4766 | 32582.7683 | 30884.1414 | 29274.0678 | 27887.8271 | 26359.8024 | 24985.5951 | 23683.0291 | 34301.8385 | 32422.3825 | 37987.198 | 39138.6817 | 37197.2018 | 39813.6529 | 37738.0789 | 35842.448 | 34064.4661 | 38071.8994 | 36087.1096
NSW1 | Pumped Hydro | 0 | 0 | 6085.1648 | 5767.929 | 5735.9372 | 5421.6566 | 5139.0112 | 4871.101 | 4629.4676 | 4375.8108 | 4147.6882 | 3931.4581 | 3736.4385 | 3531.7123 | 3347.608 | 3173.0882 | 3015.6857 | 2850.4508 | 2701.8495 | 2560.995 | 2433.9586 | 2300.6276 | 2180.6897 | 2067.0048 | 1964.47 | 1856.8331 | 1760.0314
NSW1 | VPP | 0 | 0 | 0 | 0 | 0 | 0 | 0 | 0 | 0 | 0 | 0 | 0 | 0 | 0 | 0 | 0 | 0 | 0 | 0 | 0 | 0 | 0 | 0 | 0 | 0 | 0 | 0
Total excluding storage |  | 0 | 53828.6096 | 79859.475 | 93466.9553 | 159306.2902 | 176250.053 | 183706.2496 | 190834.3556 | 181367.9217 | 202556.5065 | 211149.2988 | 202075.38 | 208780.9216 | 200634.6877 | 213627.7144 | 205955.5452 | 226831.6982 | 226443.1194 | 237563.1041 | 246219.5446 | 248351.1234 | 240167.431 | 228529.4546 | 234176.4557 | 228428.2194 | 234151.8821 | 229801.3296
Region | Technology | 2023-24 | 2024-25 | 2025-26 | 2026-27 | 2027-28 | 2028-29 | 2029-30 | 2030-31 | 2031-32 | 2032-33 | 2033-34 | 2034-35 | 2035-36 | 2036-37 | 2037-38 | 2038-39 | 2039-40 | 2040-41 | 2041-42 | 2042-43 | 2043-44 | 2044-45 | 2045-46 | 2046-47 | 2047-48 | 2048-49 | 2049-50
QLD1 | Black Coal | 0 | 0 | 0 | 0 | 0 | 0 | 0 | 0 | 0 | 0 | 0 | 0 | 0 | 0 | 0 | 0 | 0 | 0 | 0 | 0 | 0 | 0 | 0 | 0 | 0 | 0 | 0
QLD1 | Brown Coal | 0 | 0 | 0 | 0 | 0 | 0 | 0 | 0 | 0 | 0 | 0 | 0 | 0 | 0 | 0 | 0 | 0 | 0 | 0 | 0 | 0 | 0 | 0 | 0 | 0 | 0 | 0
QLD1 | CCGT | 0 | 0 | 0 | 0 | 0 | 0 | 0 | 0 | 0 | 0 | 0 | 0 | 0 | 0 | 0 | 0 | 0 | 0 | 0 | 0 | 0 | 0 | 0 | 0 | 0 | 0 | 0
QLD1 | Gas - Steam | 0 | 0 | 0 | 0 | 0 | 0 | 0 | 0 | 0 | 0 | 0 | 0 | 0 | 0 | 0 | 0 | 0 | 0 | 0 | 0 | 0 | 0 | 0 | 0 | 0 | 0 | 0
QLD1 | OCGT / Diesel | 0 | 0.0017848 | 0.0016929 | 0.0017171 | 0.0016436 | 1449.0222 | 1373.4808 | 1301.8776 | 1237.2973 | 1169.5035 | 1108.5341 | 1050.7433 | 998.6206 | 943.9044 | 4133.3836 | 3917.8991 | 3723.5498 | 3519.5297 | 3336.0471 | 3162.13 | 3005.2709 | 2840.6066 | 2692.5181 | 6658.1422 | 6327.8617 | 12035.1063 | 11407.6837
QLD1 | Hydro | 0 | 0 | 0 | 0 | 0 | 0 | 0 | 0 | 0 | 0 | 0 | 0 | 0 | 0 | 0 | 0 | 0 | 0 | 0 | 0 | 0 | 0 | 0 | 0 | 0 | 0 | 0
QLD1 | Hydrogen Turbine | 0 | 0 | 0 | 0 | 0 | 0 | 0 | 0 | 0 | 0 | 0 | 0 | 0 | 0 | 0 | 0 | 0 | 0 | 0 | 0 | 0 | 0 | 0 | 0 | 0 | 0 | 0
QLD1 | Wind | 0 | 23313.9642 | 22098.545 | 30789.726 | 50013.0345 | 98199.9561 | 93908.1748 | 113284.6925 | 107925.0864 | 119309.1701 | 130717.6297 | 124154.9712 | 117996.2012 | 111530.974 | 125956.124 | 119389.6911 | 113467.3045 | 109945.4047 | 107935.8093 | 108061.9101 | 108564.3707 | 102615.9302 | 97266.2851 | 120203.6761 | 117549.1978 | 122592.7909 | 116280.4558
QLD1 | Solar PV | 0 | 0.01579 | 0.022033 | 0.021911 | 0.021134 | 743.6403 | 1033.6017 | 8988.7839 | 11506.4322 | 22011.3121 | 28810.1127 | 34586.422 | 32870.7448 | 31069.6968 | 44070.8629 | 45220.4479 | 85060.9864 | 97160.411 | 94336.9936 | 133859.0856 | 127227.2046 | 120256.1933 | 115704.7169 | 124341.862 | 120003.4514 | 119082.8201 | 123508.814
QLD1 | Grid Battery | 0 | 0.0076497 | 0.0085117 | 0.012692 | 0.015674 | 15683.2301 | 14865.6211 | 18083.6376 | 17652.5484 | 31589.5761 | 31853.2229 | 30192.6284 | 28694.9079 | 27122.6615 | 25708.684 | 24368.4212 | 36996.4176 | 34969.3163 | 45531.0209 | 66989.2181 | 63666.184 | 60177.7976 | 57040.5665 | 54066.8878 | 51384.8722 | 56802.3044 | 53841.0469
QLD1 | Pumped Hydro | 0 | 0 | 0.0071712 | 0.010578 | 0.010396 | 1203.0137 | 1140.2974 | 1080.8507 | 1027.2346 | 970.9506 | 920.3327 | 3070.3773 | 2918.0698 | 2758.1835 | 13461.3116 | 12759.5371 | 15612.9175 | 14757.4572 | 13988.1111 | 13258.8733 | 12601.1601 | 11910.7195 | 11289.7815 | 13832.939 | 13146.749 | 12426.4149 | 11778.5923
QLD1 | VPP | 0 | 0 | 0 | 0 | 0 | 0 | 0 | 0 | 0 | 0 | 0 | 0 | 0 | 0 | 0 | 0 | 0 | 0 | 0 | 0 | 0 | 0 | 0 | 0 | 0 | 0 | 0
Total excluding storage |  | 0 | 23313.9894 | 22098.5844 | 30789.7729 | 50013.0833 | 117278.8625 | 112321.1758 | 142739.8424 | 139348.5988 | 175050.5124 | 193409.8321 | 193055.1421 | 183478.5444 | 173425.4201 | 213330.366 | 205655.9964 | 254861.1758 | 260352.119 | 265127.9821 | 325331.217 | 315064.1903 | 297801.2472 | 283993.8682 | 319103.5072 | 308412.1321 | 322939.4365 | 316816.5927
Region | Technology | 2023-24 | 2024-25 | 2025-26 | 2026-27 | 2027-28 | 2028-29 | 2029-30 | 2030-31 | 2031-32 | 2032-33 | 2033-34 | 2034-35 | 2035-36 | 2036-37 | 2037-38 | 2038-39 | 2039-40 | 2040-41 | 2041-42 | 2042-43 | 2043-44 | 2044-45 | 2045-46 | 2046-47 | 2047-48 | 2048-49 | 2049-50
VIC1 | Black Coal | 0 | 0 | 0 | 0 | 0 | 0 | 0 | 0 | 0 | 0 | 0 | 0 | 0 | 0 | 0 | 0 | 0 | 0 | 0 | 0 | 0 | 0 | 0 | 0 | 0 | 0 | 0
VIC1 | Brown Coal | 0 | 0 | 0 | 0 | 0 | 0 | 0 | 0 | 0 | 0 | 0 | 0 | 0 | 0 | 0 | 0 | 0 | 0 | 0 | 0 | 0 | 0 | 0 | 0 | 0 | 0 | 0
VIC1 | CCGT | 0 | 0 | 0 | 0 | 0 | 0 | 0 | 0 | 0 | 0 | 0 | 0 | 0 | 0 | 0 | 0 | 0 | 0 | 0 | 0 | 0 | 0 | 0 | 0 | 0 | 0 | 0
VIC1 | Gas - Steam | 0 | 0 | 0 | 0 | 0 | 0 | 0 | 0 | 0 | 0 | 0 | 0 | 0 | 0 | 0 | 0 | 0 | 0 | 0 | 0 | 0 | 0 | 0 | 0 | 0 | 0 | 0
VIC1 | OCGT / Diesel | 0 | 0.003591 | 0.0034038 | 0.0032375 | 0.0030806 | 0.0029225 | 0.0027767 | 0.0026429 | 0.0025147 | 0.0024253 | 0.0023072 | 0.0022885 | 3695.058 | 3492.599 | 3748.1914 | 3552.7881 | 3376.5502 | 3191.5428 | 3041.4333 | 2882.8752 | 6138.8507 | 11037.7826 | 10462.3532 | 9916.9225 | 9424.9885 | 8908.5761 | 8444.148
VIC1 | Hydro | 0 | 0 | 0 | 0 | 0 | 0 | 0 | 0 | 0 | 0 | 0 | 0 | 0 | 0 | 0 | 0 | 0 | 0 | 0 | 0 | 0 | 0 | 0 | 0 | 0 | 0 | 0
VIC1 | Hydrogen Turbine | 0 | 0 | 0 | 0 | 0 | 0 | 0 | 0 | 0 | 0 | 0 | 0 | 0 | 0 | 0 | 0 | 0 | 0 | 0 | 0 | 0 | 0 | 0 | 0 | 0 | 0 | 0
VIC1 | Wind | 0 | 18679.5427 | 17705.7277 | 24309.7297 | 27637.5806 | 73471.5348 | 114245.7751 | 151148.4878 | 180021.0139 | 205106.6191 | 248722.763 | 287233.7811 | 321909.4556 | 373636.5625 | 419906.8037 | 460337.182 | 496731.6968 | 525499.3354 | 498103.6357 | 472737.8337 | 451004.6398 | 426293.3889 | 407843.5283 | 392993.0677 | 379165.9264 | 364453.5775 | 352114.7679
VIC1 | Solar PV | 0 | 0.013792 | 0.013375 | 0.026804 | 0.025601 | 0.024272 | 0.02335 | 0.028153 | 0.029652 | 9181.1241 | 8702.4873 | 8248.8053 | 7839.6191 | 7410.0721 | 7478.6839 | 7088.8003 | 7661.4557 | 7241.6706 | 13018.1193 | 12801.281 | 19919.474 | 20317.6718 | 20359.9561 | 20172.8121 | 19172.1294 | 18853.5873 | 18982.4126
VIC1 | Grid Battery | 0 | 0.011737 | 0.011212 | 0.058755 | 0.056026 | 0.052961 | 0.050317 | 853.5993 | 811.2563 | 2182.2423 | 2068.4763 | 1960.6411 | 2579.5644 | 2438.2255 | 2311.1146 | 2190.6301 | 2081.963 | 1967.893 | 13843.4432 | 13121.7474 | 15413.804 | 16423.898 | 15567.676 | 14756.0926 | 14024.1095 | 13255.7032 | 12564.6503
VIC1 | Pumped Hydro | 0 | 0 | 0.0065627 | 0.014179 | 0.013544 | 0.012861 | 0.01227 | 0.017405 | 0.016559 | 0.015738 | 0.014972 | 0.01425 | 0.018105 | 0.017187 | 0.024105 | 0.022893 | 0.021833 | 0.022195 | 0.022073 | 0.021065 | 0.029247 | 0.027757 | 0.026388 | 0.025088 | 0.023889 | 0.022669 | 0.021609
VIC1 | VPP | 0 | 0 | 0 | 0 | 0 | 0 | 0 | 0 | 0 | 0 | 0 | 0 | 0 | 0 | 0 | 0 | 0 | 0 | 0 | 0 | 0 | 0 | 0 | 0 | 0 | 0 | 0
Total excluding storage |  | 0 | 18679.5718 | 17705.7623 | 24309.8327 | 27637.6789 | 73471.6278 | 114245.8638 | 152002.1353 | 180832.3189 | 216470.0036 | 259493.7439 | 297443.2441 | 336023.7152 | 386977.4763 | 433444.8176 | 473169.4233 | 509851.6875 | 537900.464 | 528006.6536 | 501543.7585 | 492476.7978 | 474072.7691 | 454233.54 | 437838.9199 | 421787.1777 | 405471.4669 | 392106.0004
Region | Technology | 2023-24 | 2024-25 | 2025-26 | 2026-27 | 2027-28 | 2028-29 | 2029-30 | 2030-31 | 2031-32 | 2032-33 | 2033-34 | 2034-35 | 2035-36 | 2036-37 | 2037-38 | 2038-39 | 2039-40 | 2040-41 | 2041-42 | 2042-43 | 2043-44 | 2044-45 | 2045-46 | 2046-47 | 2047-48 | 2048-49 | 2049-50
SA1 | Black Coal | 0 | 0 | 0 | 0 | 0 | 0 | 0 | 0 | 0 | 0 | 0 | 0 | 0 | 0 | 0 | 0 | 0 | 0 | 0 | 0 | 0 | 0 | 0 | 0 | 0 | 0 | 0
SA1 | Brown Coal | 0 | 0 | 0 | 0 | 0 | 0 | 0 | 0 | 0 | 0 | 0 | 0 | 0 | 0 | 0 | 0 | 0 | 0 | 0 | 0 | 0 | 0 | 0 | 0 | 0 | 0 | 0
SA1 | CCGT | 0 | 0 | 0 | 0 | 0 | 0 | 0 | 0 | 0 | 0 | 0 | 0 | 0 | 0 | 0 | 0 | 0 | 0 | 0 | 0 | 0 | 0 | 0 | 0 | 0 | 0 | 0
SA1 | Gas - Steam | 0 | 0 | 0 | 0 | 0 | 0 | 0 | 0 | 0 | 0 | 0 | 0 | 0 | 0 | 0 | 0 | 0 | 0 | 0 | 0 | 0 | 0 | 0 | 0 | 0 | 0 | 0
SA1 | OCGT / Diesel | 0 | 0.0018095 | 0.0017162 | 0.0019846 | 0.0018911 | 0.0017963 | 0.0017122 | 0.0019647 | 0.0018772 | 0.0020074 | 0.001914 | 0.0019672 | 0.0061646 | 0.005833 | 100.3449 | 95.1136 | 90.3955 | 85.4426 | 80.9882 | 76.7661 | 1196.4121 | 1130.8585 | 1071.9038 | 1016.0226 | 965.6222 | 912.714 | 865.1318
SA1 | Hydro | 0 | 0 | 0 | 0 | 0 | 0 | 0 | 0 | 0 | 0 | 0 | 0 | 0 | 0 | 0 | 0 | 0 | 0 | 0 | 0 | 0 | 0 | 0 | 0 | 0 | 0 | 0
SA1 | Hydrogen Turbine | 0 | 0 | 0 | 0 | 0 | 0 | 0 | 0 | 0 | 0 | 0 | 0 | 0 | 0 | 0 | 0 | 0 | 0 | 0 | 0 | 0 | 0 | 0 | 0 | 0 | 0 | 0
SA1 | Wind | 0 | 9089.5965 | 8615.7314 | 14083.6223 | 13384.9984 | 25201.4095 | 26893.9897 | 29674.5022 | 28202.4838 | 28560.4041 | 28696.9967 | 27200.9451 | 25851.6286 | 24435.1712 | 27217.1049 | 25798.205 | 25073.2683 | 25436.3295 | 24110.2651 | 26533.0336 | 25970.418 | 29321.3161 | 27792.7177 | 36066.9794 | 38447.6214 | 38983.4022 | 38545.7236
SA1 | Solar PV | 0 | 0.021861 | 0.028022 | 0.028215 | 0.026877 | 0.02555 | 0.024632 | 0.035769 | 0.034023 | 3764.5422 | 3568.2867 | 5969.5251 | 5673.4038 | 5362.5477 | 13166.2797 | 12479.8862 | 12410.7029 | 14862.8398 | 28736.3386 | 27531.8648 | 39293.9917 | 40108.1474 | 38017.2013 | 37368.5405 | 35514.855 | 35235.2342 | 34583.7298
SA1 | Grid Battery | 0 | 0.0082083 | 0.010262 | 0.022208 | 0.021331 | 0.020174 | 0.019363 | 0.26346 | 0.25127 | 7910.3554 | 7497.9673 | 7107.0781 | 10584.8061 | 10004.8454 | 9483.2703 | 8988.8821 | 8542.9844 | 9874.4478 | 19494.438 | 18478.1406 | 22504.7681 | 24106.6723 | 22849.9264 | 21658.6982 | 20584.3078 | 19456.4562 | 18442.1389
SA1 | Pumped Hydro | 0 | 0 | 0.0055482 | 0.0078478 | 0.0075428 | 0.0071905 | 0.006936 | 0.0082685 | 0.0078798 | 0.0076483 | 0.0073353 | 0.0070257 | 0.0079342 | 0.007554 | 0.009033 | 0.0086009 | 0.0082601 | 0.0084549 | 0.0089473 | 0.0086675 | 0.008635 | 0.0098212 | 0.0093289 | 0.0088655 | 0.0084519 | 0.0080221 | 0.0076765
SA1 | VPP | 0 | 0 | 0 | 0 | 0 | 0 | 0 | 0 | 0 | 0 | 0 | 0 | 0 | 0 | 0 | 0 | 0 | 0 | 0 | 0 | 0 | 0 | 0 | 0 | 0 | 0 | 0
Total excluding storage |  | 0 | 9089.6284 | 8615.7769 | 14083.6825 | 13385.056 | 25201.4642 | 26894.0424 | 29674.8117 | 28202.7788 | 40235.3113 | 39763.2599 | 40277.5573 | 42109.8526 | 39802.5777 | 49967.0088 | 47362.0956 | 46117.3592 | 50259.0682 | 72422.0389 | 72619.8137 | 88965.5985 | 94667.004 | 89731.7586 | 96110.2495 | 95512.4148 | 94587.8146 | 92436.7319
Region | Technology | 2023-24 | 2024-25 | 2025-26 | 2026-27 | 2027-28 | 2028-29 | 2029-30 | 2030-31 | 2031-32 | 2032-33 | 2033-34 | 2034-35 | 2035-36 | 2036-37 | 2037-38 | 2038-39 | 2039-40 | 2040-41 | 2041-42 | 2042-43 | 2043-44 | 2044-45 | 2045-46 | 2046-47 | 2047-48 | 2048-49 | 2049-50
TAS1 | Black Coal | 0 | 0 | 0 | 0 | 0 | 0 | 0 | 0 | 0 | 0 | 0 | 0 | 0 | 0 | 0 | 0 | 0 | 0 | 0 | 0 | 0 | 0 | 0 | 0 | 0 | 0 | 0
TAS1 | Brown Coal | 0 | 0 | 0 | 0 | 0 | 0 | 0 | 0 | 0 | 0 | 0 | 0 | 0 | 0 | 0 | 0 | 0 | 0 | 0 | 0 | 0 | 0 | 0 | 0 | 0 | 0 | 0
TAS1 | CCGT | 0 | 0 | 0 | 0 | 0 | 0 | 0 | 0 | 0 | 0 | 0 | 0 | 0 | 0 | 0 | 0 | 0 | 0 | 0 | 0 | 0 | 0 | 0 | 0 | 0 | 0 | 0
TAS1 | Gas - Steam | 0 | 0 | 0 | 0 | 0 | 0 | 0 | 0 | 0 | 0 | 0 | 0 | 0 | 0 | 0 | 0 | 0 | 0 | 0 | 0 | 0 | 0 | 0 | 0 | 0 | 0 | 0
TAS1 | OCGT / Diesel | 0 | 0.0016521 | 0.0015669 | 0.0014922 | 0.001463 | 0.0014568 | 0.0014764 | 0.0018171 | 0.0017387 | 0.0018938 | 0.0018043 | 0.0017235 | 0.0031561 | 0.002991 | 0.0042209 | 0.0040066 | 0.0038156 | 0.003612 | 0.0048502 | 0.0046047 | 0.0044002 | 0.0080668 | 0.0076518 | 0.0072587 | 0.0069049 | 0.0065329 | 0.006199
TAS1 | Hydro | 0 | 0 | 0 | 0 | 0 | 0 | 0 | 0 | 0 | 0 | 0 | 0 | 0 | 0 | 0 | 0 | 0 | 0 | 0 | 0 | 0 | 0 | 0 | 0 | 0 | 0 | 0
TAS1 | Hydrogen Turbine | 0 | 0 | 0 | 0 | 0 | 0 | 0 | 0 | 0 | 0 | 0 | 0 | 0 | 0 | 0 | 0 | 0 | 0 | 0 | 0 | 0 | 0 | 0 | 0 | 0 | 0 | 0
TAS1 | Wind | 0 | 12759.7814 | 12094.5796 | 12463.979 | 12962.7521 | 14042.579 | 20674.9535 | 20172.7863 | 32648.5989 | 30866.1813 | 29257.0446 | 27731.796 | 26356.1461 | 24912.0447 | 23613.3128 | 22382.2878 | 22560.5639 | 21918.7228 | 20776.0407 | 19692.9296 | 18716.0518 | 17690.5651 | 16768.3083 | 15894.1314 | 15105.6949 | 14278.0263 | 13533.6745
TAS1 | Solar PV | 0 | 0.0057222 | 0.0054429 | 0.0056797 | 0.0054336 | 0.0051648 | 0.0051002 | 0.0060704 | 0.0057989 | 0.0077088 | 0.0073366 | 0.0077061 | 0.0073324 | 0.0069652 | 0.007327 | 0.0074222 | 0.028437 | 982.411 | 931.1958 | 882.6501 | 838.8661 | 792.9049 | 751.5686 | 712.3874 | 677.049 | 639.954 | 606.5915
TAS1 | Grid Battery | 0 | 0.006084 | 0.0072076 | 0.0080018 | 0.0094352 | 0.0089365 | 0.010781 | 0.021182 | 0.023285 | 0.032196 | 0.030627 | 0.029087 | 0.027786 | 0.026397 | 0.025696 | 0.024511 | 0.023419 | 0.022311 | 0.024216 | 0.023107 | 0.023474 | 0.0325 | 0.030959 | 0.029451 | 0.030646 | 0.029696 | 0.031535
TAS1 | Pumped Hydro | 0 | 0 | 0.012536 | 0.013361 | 0.015089 | 0.016244 | 0.024163 | 836.9087 | 795.3947 | 5318.4784 | 5041.212 | 4778.4002 | 5808.4211 | 5490.1672 | 5601.0842 | 5309.0846 | 5045.7249 | 4769.2604 | 4520.6262 | 4284.9538 | 4072.3966 | 3904.6843 | 3701.1226 | 3508.1732 | 3334.1485 | 3151.4645 | 2987.1703
TAS1 | VPP | 0 | 0 | 0 | 0 | 0 | 0 | 0 | 0 | 0 | 0 | 0 | 0 | 0 | 0 | 0 | 0 | 0 | 0 | 0 | 0 | 0 | 0 | 0 | 0 | 0 | 0 | 0
Total excluding storage |  | 0 | 12759.7949 | 12094.6063 | 12464.0076 | 12962.7835 | 14042.6108 | 20674.995 | 21009.724 | 33444.0244 | 36184.7015 | 34298.2963 | 32510.2347 | 32164.6055 | 30402.2482 | 29214.4343 | 27691.4084 | 27606.3444 | 27670.4202 | 26227.8917 | 24860.5613 | 23627.3424 | 22388.1949 | 21221.0382 | 20114.7287 | 19116.9301 | 18069.4811 | 17127.4739

## Option 5_Fuel Cost
Fuel cost by technology ($000s) - Option 5, Offshore Wind Scenario
Fuel | Real June 2021 dollars discounted to 1 July 2021
Explicitly modelled generation
Region | Technology | 2023-24 | 2024-25 | 2025-26 | 2026-27 | 2027-28 | 2028-29 | 2029-30 | 2030-31 | 2031-32 | 2032-33 | 2033-34 | 2034-35 | 2035-36 | 2036-37 | 2037-38 | 2038-39 | 2039-40 | 2040-41 | 2041-42 | 2042-43 | 2043-44 | 2044-45 | 2045-46 | 2046-47 | 2047-48 | 2048-49 | 2049-50
NEM | Black Coal | 1659236.304 | 1332641.44 | 1206163.6605 | 1037073.34 | 781912.378 | 676359.712 | 573373.552 | 395097.878 | 355514.207 | 302084.917 | 176124.055 | 165226.629 | 134060.134 | 119589.942 | 119159.045 | 106188.517 | 18665.977 | 7052.4 | 6578.616 | 0 | 0 | 0 | 0 | 0 | 0 | 0 | 0
NEM | Brown Coal | 215811.11 | 179135.323 | 156925.036 | 114264.064 | 109814.365 | 86289.969 | 52183.554 | 32832.101 | 24483.523 | 0 | 0 | 0 | 0 | 0 | 0 | 0 | 0 | 0 | 0 | 0 | 0 | 0 | 0 | 0 | 0 | 0 | 0
NEM | CCGT | 148453.638 | 113266.9779 | 192909.0642 | 222865.282 | 215499.0596 | 229251.7065 | 250871.0478 | 292027.6985 | 235842.102 | 222938.166 | 290789.64 | 309384.0455 | 214568.8955 | 183126.6405 | 133912.4827 | 137186.485 | 123987.4847 | 102260.6025 | 84959.1942 | 90262.3535 | 64425.3313 | 52425.754 | 26955.68 | 20091.658 | 18877.014 | 17702.286 | 17002.706
NEM | Gas - Steam | 11397.635 | 10612.2424 | 32191.1455 | 14458.166 | 9149.755 | 16797.884 | 12460.524 | 70802.464 | 9422.056 | 21965.176 | 23031.01 | 35303.748 | 18524.942 | 21933.154 | 28714.9 | 21538.214 | 0 | 0 | 0 | 0 | 0 | 0 | 0 | 0 | 0 | 0 | 0
NEM | OCGT / Diesel | 17484.7709 | 13728.616 | 30397.2378 | 36973.5716 | 25463.0888 | 29176.345 | 21521.5423 | 109628.3035 | 42626.5531 | 69861.5325 | 135201.4929 | 237067.1523 | 129549.8869 | 155166.7172 | 176268.0155 | 120339.9286 | 332329.6383 | 287796.4826 | 141319.9619 | 173473.607 | 323059.6352 | 197825.1399 | 236166.26 | 313932.554 | 198210.0494 | 266140.0744 | 230246.1909
NEM | Hydro | 0 | 0 | 0 | 0 | 0 | 0 | 0 | 0 | 0 | 0 | 0 | 0 | 0 | 0 | 0 | 0 | 0 | 0 | 0 | 0 | 0 | 0 | 0 | 0 | 0 | 0 | 0
NEM | Hydrogen Turbine | 0 | 0 | 0 | 0 | 0 | 0 | 0 | 0 | 0 | 0 | 0 | 0 | 0 | 0 | 0 | 0 | 0 | 0 | 0 | 0 | 0 | 0 | 0 | 0 | 0 | 0 | 0
NEM | Wind | 0 | 0 | 0 | 0 | 0 | 0 | 0 | 0 | 0 | 0 | 0 | 0 | 0 | 0 | 0 | 0 | 0 | 0 | 0 | 0 | 0 | 0 | 0 | 0 | 0 | 0 | 0
NEM | Solar PV | 0 | 0 | 0 | 0 | 0 | 0 | 0 | 0 | 0 | 0 | 0 | 0 | 0 | 0 | 0 | 0 | 0 | 0 | 0 | 0 | 0 | 0 | 0 | 0 | 0 | 0 | 0
NEM | Grid Battery | 0 | 0 | 0 | 0 | 0 | 0 | 0 | 0 | 0 | 0 | 0 | 0 | 0 | 0 | 0 | 0 | 0 | 0 | 0 | 0 | 0 | 0 | 0 | 0 | 0 | 0 | 0
NEM | Pumped Hydro | 0 | 0 | 0 | 0 | 0 | 0 | 0 | 0 | 0 | 0 | 0 | 0 | 0 | 0 | 0 | 0 | 0 | 0 | 0 | 0 | 0 | 0 | 0 | 0 | 0 | 0 | 0
NEM | VPP | 0 | 0 | 0 | 0 | 0 | 0 | 0 | 0 | 0 | 0 | 0 | 0 | 0 | 0 | 0 | 0 | 0 | 0 | 0 | 0 | 0 | 0 | 0 | 0 | 0 | 0 | 0
Total excluding storage |  | 2052383.458 | 1649384.5992 | 1618586.1439 | 1425634.4236 | 1141838.6464 | 1037875.6165 | 910410.2201 | 900388.445 | 667888.4411 | 616849.7915 | 625146.1979 | 746981.5748 | 496703.8584 | 479816.4537 | 458054.4432 | 385253.1446 | 474983.1 | 397109.4851 | 232857.7721 | 263735.9605 | 387484.9665 | 250250.8939 | 263121.94 | 334024.212 | 217087.0634 | 283842.3604 | 247248.8969
Region | Technology | 2023-24 | 2024-25 | 2025-26 | 2026-27 | 2027-28 | 2028-29 | 2029-30 | 2030-31 | 2031-32 | 2032-33 | 2033-34 | 2034-35 | 2035-36 | 2036-37 | 2037-38 | 2038-39 | 2039-40 | 2040-41 | 2041-42 | 2042-43 | 2043-44 | 2044-45 | 2045-46 | 2046-47 | 2047-48
NSW1 | Black Coal | 910269.232 | 690471.968 | 556379.8385 | 484553.2 | 338737.682 | 331904.668 | 263835.784 | 215636.1 | 195624.38 | 188607.612 | 101039.904 | 96282.016 | 77831.428 | 63498.878 | 65472.358 | 59576.836 | 0 | 0 | 0 | 0 | 0 | 0 | 0 | 0 | 0 | 0 | 0
NSW1 | Brown Coal | 0 | 0 | 0 | 0 | 0 | 0 | 0 | 0 | 0 | 0 | 0 | 0 | 0 | 0 | 0 | 0 | 0 | 0 | 0 | 0 | 0 | 0 | 0 | 0 | 0 | 0 | 0
NSW1 | CCGT | 875.6056 | 386.3771 | 18015.442 | 38324.456 | 41600.732 | 33300.016 | 52663.988 | 52721.732 | 44122.676 | 39344.936 | 58439.44 | 64725.104 | 39231.264 | 36910.964 | 37920.676 | 41587.468 | 41045.7 | 31232.766 | 26728.738 | 27790.774 | 0 | 0 | 0 | 0 | 0 | 0 | 0
NSW1 | Gas - Steam | 0 | 0 | 0 | 0 | 0 | 0 | 0 | 0 | 0 | 0 | 0 | 0 | 0 | 0 | 0 | 0 | 0 | 0 | 0 | 0 | 0 | 0 | 0 | 0 | 0 | 0 | 0
NSW1 | OCGT / Diesel | 927.4109 | 551.9173 | 3602.9985 | 3166.0192 | 2537.5955 | 520.7658 | 3.1947 | 11951.5561 | 1929.9724 | 8134.5904 | 18494.88 | 62035.6518 | 22586.0573 | 38872.255 | 34936.6885 | 23770.5187 | 115252.782 | 121442.0001 | 52260.6017 | 59293.3048 | 116725.8032 | 62126.5984 | 83409.0477 | 81744.5394 | 73843.7268 | 62503.01 | 69451.0272
NSW1 | Hydro | 0 | 0 | 0 | 0 | 0 | 0 | 0 | 0 | 0 | 0 | 0 | 0 | 0 | 0 | 0 | 0 | 0 | 0 | 0 | 0 | 0 | 0 | 0 | 0 | 0 | 0 | 0
NSW1 | Hydrogen Turbine | 0 | 0 | 0 | 0 | 0 | 0 | 0 | 0 | 0 | 0 | 0 | 0 | 0 | 0 | 0 | 0 | 0 | 0 | 0 | 0 | 0 | 0 | 0 | 0 | 0 | 0 | 0
NSW1 | Wind | 0 | 0 | 0 | 0 | 0 | 0 | 0 | 0 | 0 | 0 | 0 | 0 | 0 | 0 | 0 | 0 | 0 | 0 | 0 | 0 | 0 | 0 | 0 | 0 | 0 | 0 | 0
NSW1 | Solar PV | 0 | 0 | 0 | 0 | 0 | 0 | 0 | 0 | 0 | 0 | 0 | 0 | 0 | 0 | 0 | 0 | 0 | 0 | 0 | 0 | 0 | 0 | 0 | 0 | 0 | 0 | 0
NSW1 | Grid Battery | 0 | 0 | 0 | 0 | 0 | 0 | 0 | 0 | 0 | 0 | 0 | 0 | 0 | 0 | 0 | 0 | 0 | 0 | 0 | 0 | 0 | 0 | 0 | 0 | 0 | 0 | 0
NSW1 | Pumped Hydro | 0 | 0 | 0 | 0 | 0 | 0 | 0 | 0 | 0 | 0 | 0 | 0 | 0 | 0 | 0 | 0 | 0 | 0 | 0 | 0 | 0 | 0 | 0 | 0 | 0 | 0 | 0
NSW1 | VPP | 0 | 0 | 0 | 0 | 0 | 0 | 0 | 0 | 0 | 0 | 0 | 0 | 0 | 0 | 0 | 0 | 0 | 0 | 0 | 0 | 0 | 0 | 0 | 0 | 0 | 0 | 0
Total excluding storage |  | 912072.2485 | 691410.2624 | 577998.279 | 526043.6752 | 382876.0095 | 365725.4498 | 316502.9667 | 280309.3881 | 241677.0284 | 236087.1384 | 177974.224 | 223042.7718 | 139648.7493 | 139282.097 | 138329.7225 | 124934.8227 | 156298.482 | 152674.7661 | 78989.3397 | 87084.0788 | 116725.8032 | 62126.5984 | 83409.0477 | 81744.5394 | 73843.7268 | 62503.01 | 69451.0272
Region | Technology | 2023-24 | 2024-25 | 2025-26 | 2026-27 | 2027-28 | 2028-29 | 2029-30 | 2030-31 | 2031-32 | 2032-33 | 2033-34 | 2034-35 | 2035-36 | 2036-37 | 2037-38 | 2038-39 | 2039-40 | 2040-41 | 2041-42 | 2042-43 | 2043-44 | 2044-45 | 2045-46 | 2046-47 | 2047-48
QLD1 | Black Coal | 748967.072 | 642169.472 | 649783.822 | 552520.14 | 443174.696 | 344455.044 | 309537.768 | 179461.778 | 159889.827 | 113477.305 | 75084.151 | 68944.613 | 56228.706 | 56091.064 | 53686.687 | 46611.681 | 18665.977 | 7052.4 | 6578.616 | 0 | 0 | 0 | 0 | 0 | 0 | 0 | 0
QLD1 | Brown Coal | 0 | 0 | 0 | 0 | 0 | 0 | 0 | 0 | 0 | 0 | 0 | 0 | 0 | 0 | 0 | 0 | 0 | 0 | 0 | 0 | 0 | 0 | 0 | 0 | 0 | 0 | 0
QLD1 | CCGT | 70557.2559 | 61561.2808 | 98169.2142 | 134854.874 | 132335.2596 | 140733.5945 | 147711.0038 | 168165.0305 | 153587.09 | 140023.554 | 179332.932 | 180892.1775 | 140579.0955 | 108177.3725 | 95991.8067 | 95599.017 | 82941.7847 | 71027.8365 | 58230.4562 | 62471.5795 | 64425.3313 | 52425.754 | 26955.68 | 20091.658 | 18877.014 | 17702.286 | 17002.706
QLD1 | Gas - Steam | 0 | 0 | 0 | 0 | 0 | 0 | 0 | 0 | 0 | 0 | 0 | 0 | 0 | 0 | 0 | 0 | 0 | 0 | 0 | 0 | 0 | 0 | 0 | 0 | 0 | 0 | 0
QLD1 | OCGT / Diesel | 215.0619 | 0.047503 | 216.8594 | 1423.5989 | 1904.531 | 1721.2466 | 772.7339 | 32618.9938 | 23755.8903 | 21989.0376 | 69738.5607 | 73361.2079 | 51262.4453 | 66491.7955 | 48432.2183 | 35793.7912 | 81958.4789 | 72902.2949 | 31177.3916 | 54679.5906 | 63685.5644 | 41217.8843 | 57860.1576 | 96715.7875 | 42740.2917 | 89284.2884 | 74230.0066
QLD1 | Hydro | 0 | 0 | 0 | 0 | 0 | 0 | 0 | 0 | 0 | 0 | 0 | 0 | 0 | 0 | 0 | 0 | 0 | 0 | 0 | 0 | 0 | 0 | 0 | 0 | 0 | 0 | 0
QLD1 | Hydrogen Turbine | 0 | 0 | 0 | 0 | 0 | 0 | 0 | 0 | 0 | 0 | 0 | 0 | 0 | 0 | 0 | 0 | 0 | 0 | 0 | 0 | 0 | 0 | 0 | 0 | 0 | 0 | 0
QLD1 | Wind | 0 | 0 | 0 | 0 | 0 | 0 | 0 | 0 | 0 | 0 | 0 | 0 | 0 | 0 | 0 | 0 | 0 | 0 | 0 | 0 | 0 | 0 | 0 | 0 | 0 | 0 | 0
QLD1 | Solar PV | 0 | 0 | 0 | 0 | 0 | 0 | 0 | 0 | 0 | 0 | 0 | 0 | 0 | 0 | 0 | 0 | 0 | 0 | 0 | 0 | 0 | 0 | 0 | 0 | 0 | 0 | 0
QLD1 | Grid Battery | 0 | 0 | 0 | 0 | 0 | 0 | 0 | 0 | 0 | 0 | 0 | 0 | 0 | 0 | 0 | 0 | 0 | 0 | 0 | 0 | 0 | 0 | 0 | 0 | 0 | 0 | 0
QLD1 | Pumped Hydro | 0 | 0 | 0 | 0 | 0 | 0 | 0 | 0 | 0 | 0 | 0 | 0 | 0 | 0 | 0 | 0 | 0 | 0 | 0 | 0 | 0 | 0 | 0 | 0 | 0 | 0 | 0
QLD1 | VPP | 0 | 0 | 0 | 0 | 0 | 0 | 0 | 0 | 0 | 0 | 0 | 0 | 0 | 0 | 0 | 0 | 0 | 0 | 0 | 0 | 0 | 0 | 0 | 0 | 0 | 0 | 0
Total excluding storage |  | 819739.3899 | 703730.8003 | 748169.8956 | 688798.6129 | 577414.4866 | 486909.8851 | 458021.5057 | 380245.8023 | 337232.8073 | 275489.8966 | 324155.6437 | 323197.9984 | 248070.2468 | 230760.232 | 198110.712 | 178004.4892 | 183566.2406 | 150982.5314 | 95986.4638 | 117151.1701 | 128110.8957 | 93643.6383 | 84815.8376 | 116807.4455 | 61617.3057 | 106986.5744 | 91232.7126
Region | Technology | 2023-24 | 2024-25 | 2025-26 | 2026-27 | 2027-28 | 2028-29 | 2029-30 | 2030-31 | 2031-32 | 2032-33 | 2033-34 | 2034-35 | 2035-36 | 2036-37 | 2037-38 | 2038-39 | 2039-40 | 2040-41 | 2041-42 | 2042-43 | 2043-44 | 2044-45 | 2045-46 | 2046-47 | 2047-48
VIC1 | Black Coal | 0 | 0 | 0 | 0 | 0 | 0 | 0 | 0 | 0 | 0 | 0 | 0 | 0 | 0 | 0 | 0 | 0 | 0 | 0 | 0 | 0 | 0 | 0 | 0 | 0 | 0 | 0
VIC1 | Brown Coal | 215811.11 | 179135.323 | 156925.036 | 114264.064 | 109814.365 | 86289.969 | 52183.554 | 32832.101 | 24483.523 | 0 | 0 | 0 | 0 | 0 | 0 | 0 | 0 | 0 | 0 | 0 | 0 | 0 | 0 | 0 | 0 | 0 | 0
VIC1 | CCGT | 0 | 0 | 0 | 0 | 0 | 0 | 0 | 0 | 0 | 0 | 0 | 0 | 0 | 0 | 0 | 0 | 0 | 0 | 0 | 0 | 0 | 0 | 0 | 0 | 0 | 0 | 0
VIC1 | Gas - Steam | 1711.875 | 1787.9944 | 6589.0615 | 14458.166 | 9149.755 | 16797.884 | 12460.524 | 70802.464 | 9422.056 | 21965.176 | 23031.01 | 35303.748 | 18524.942 | 21933.154 | 28714.9 | 21538.214 | 0 | 0 | 0 | 0 | 0 | 0 | 0 | 0 | 0 | 0 | 0
VIC1 | OCGT / Diesel | 2798.5216 | 1782.9936 | 4119.1967 | 14553.5886 | 7947.2936 | 10883.3222 | 6417.4118 | 32071.519 | 3773.0829 | 20827.9303 | 20472.7275 | 56057.8738 | 35180.8316 | 29574.3641 | 62593.5181 | 34811.4305 | 92813.8669 | 64374.0185 | 41467.5005 | 41049.9703 | 104580.9483 | 78853.1906 | 81611.0181 | 123168.1532 | 73775.3475 | 104225.6453 | 78125.7352
VIC1 | Hydro | 0 | 0 | 0 | 0 | 0 | 0 | 0 | 0 | 0 | 0 | 0 | 0 | 0 | 0 | 0 | 0 | 0 | 0 | 0 | 0 | 0 | 0 | 0 | 0 | 0 | 0 | 0
VIC1 | Hydrogen Turbine | 0 | 0 | 0 | 0 | 0 | 0 | 0 | 0 | 0 | 0 | 0 | 0 | 0 | 0 | 0 | 0 | 0 | 0 | 0 | 0 | 0 | 0 | 0 | 0 | 0 | 0 | 0
VIC1 | Wind | 0 | 0 | 0 | 0 | 0 | 0 | 0 | 0 | 0 | 0 | 0 | 0 | 0 | 0 | 0 | 0 | 0 | 0 | 0 | 0 | 0 | 0 | 0 | 0 | 0 | 0 | 0
VIC1 | Solar PV | 0 | 0 | 0 | 0 | 0 | 0 | 0 | 0 | 0 | 0 | 0 | 0 | 0 | 0 | 0 | 0 | 0 | 0 | 0 | 0 | 0 | 0 | 0 | 0 | 0 | 0 | 0
VIC1 | Grid Battery | 0 | 0 | 0 | 0 | 0 | 0 | 0 | 0 | 0 | 0 | 0 | 0 | 0 | 0 | 0 | 0 | 0 | 0 | 0 | 0 | 0 | 0 | 0 | 0 | 0 | 0 | 0
VIC1 | Pumped Hydro | 0 | 0 | 0 | 0 | 0 | 0 | 0 | 0 | 0 | 0 | 0 | 0 | 0 | 0 | 0 | 0 | 0 | 0 | 0 | 0 | 0 | 0 | 0 | 0 | 0 | 0 | 0
VIC1 | VPP | 0 | 0 | 0 | 0 | 0 | 0 | 0 | 0 | 0 | 0 | 0 | 0 | 0 | 0 | 0 | 0 | 0 | 0 | 0 | 0 | 0 | 0 | 0 | 0 | 0 | 0 | 0
Total excluding storage |  | 220321.5066 | 182706.311 | 167633.2942 | 143275.8186 | 126911.4136 | 113971.1752 | 71061.4898 | 135706.084 | 37678.6619 | 42793.1063 | 43503.7375 | 91361.6218 | 53705.7736 | 51507.5181 | 91308.4181 | 56349.6445 | 92813.8669 | 64374.0185 | 41467.5005 | 41049.9703 | 104580.9483 | 78853.1906 | 81611.0181 | 123168.1532 | 73775.3475 | 104225.6453 | 78125.7352
Region | Technology | 2023-24 | 2024-25 | 2025-26 | 2026-27 | 2027-28 | 2028-29 | 2029-30 | 2030-31 | 2031-32 | 2032-33 | 2033-34 | 2034-35 | 2035-36 | 2036-37 | 2037-38 | 2038-39 | 2039-40 | 2040-41 | 2041-42 | 2042-43 | 2043-44 | 2044-45 | 2045-46 | 2046-47 | 2047-48
SA1 | Black Coal | 0 | 0 | 0 | 0 | 0 | 0 | 0 | 0 | 0 | 0 | 0 | 0 | 0 | 0 | 0 | 0 | 0 | 0 | 0 | 0 | 0 | 0 | 0 | 0 | 0 | 0 | 0
SA1 | Brown Coal | 0 | 0 | 0 | 0 | 0 | 0 | 0 | 0 | 0 | 0 | 0 | 0 | 0 | 0 | 0 | 0 | 0 | 0 | 0 | 0 | 0 | 0 | 0 | 0 | 0 | 0 | 0
SA1 | CCGT | 77020.7765 | 51319.32 | 76724.408 | 49685.952 | 41563.068 | 55218.096 | 50496.056 | 71140.936 | 38132.336 | 43569.676 | 53017.268 | 63766.764 | 34758.536 | 38038.304 | 0 | 0 | 0 | 0 | 0 | 0 | 0 | 0 | 0 | 0 | 0 | 0 | 0
SA1 | Gas - Steam | 9685.76 | 8824.248 | 25602.084 | 0 | 0 | 0 | 0 | 0 | 0 | 0 | 0 | 0 | 0 | 0 | 0 | 0 | 0 | 0 | 0 | 0 | 0 | 0 | 0 | 0 | 0 | 0 | 0
SA1 | OCGT / Diesel | 13543.762 | 11393.6299 | 22458.1552 | 17810.9376 | 13073.6409 | 16050.9822 | 14182.603 | 32578.4306 | 12989.8049 | 18115.4164 | 26114.9356 | 43894.5569 | 19574.5025 | 19547.6722 | 29505.7192 | 25247.6357 | 40068.182 | 28663.1064 | 16055.7808 | 18097.7761 | 37653.2241 | 15404.3086 | 13163.6155 | 12164.1813 | 7678.1356 | 9812.6226 | 8203.6393
SA1 | Hydro | 0 | 0 | 0 | 0 | 0 | 0 | 0 | 0 | 0 | 0 | 0 | 0 | 0 | 0 | 0 | 0 | 0 | 0 | 0 | 0 | 0 | 0 | 0 | 0 | 0 | 0 | 0
SA1 | Hydrogen Turbine | 0 | 0 | 0 | 0 | 0 | 0 | 0 | 0 | 0 | 0 | 0 | 0 | 0 | 0 | 0 | 0 | 0 | 0 | 0 | 0 | 0 | 0 | 0 | 0 | 0 | 0 | 0
SA1 | Wind | 0 | 0 | 0 | 0 | 0 | 0 | 0 | 0 | 0 | 0 | 0 | 0 | 0 | 0 | 0 | 0 | 0 | 0 | 0 | 0 | 0 | 0 | 0 | 0 | 0 | 0 | 0
SA1 | Solar PV | 0 | 0 | 0 | 0 | 0 | 0 | 0 | 0 | 0 | 0 | 0 | 0 | 0 | 0 | 0 | 0 | 0 | 0 | 0 | 0 | 0 | 0 | 0 | 0 | 0 | 0 | 0
SA1 | Grid Battery | 0 | 0 | 0 | 0 | 0 | 0 | 0 | 0 | 0 | 0 | 0 | 0 | 0 | 0 | 0 | 0 | 0 | 0 | 0 | 0 | 0 | 0 | 0 | 0 | 0 | 0 | 0
SA1 | Pumped Hydro | 0 | 0 | 0 | 0 | 0 | 0 | 0 | 0 | 0 | 0 | 0 | 0 | 0 | 0 | 0 | 0 | 0 | 0 | 0 | 0 | 0 | 0 | 0 | 0 | 0 | 0 | 0
SA1 | VPP | 0 | 0 | 0 | 0 | 0 | 0 | 0 | 0 | 0 | 0 | 0 | 0 | 0 | 0 | 0 | 0 | 0 | 0 | 0 | 0 | 0 | 0 | 0 | 0 | 0 | 0 | 0
Total excluding storage |  | 100250.2985 | 71537.1979 | 124784.6472 | 67496.8896 | 54636.7089 | 71269.0782 | 64678.659 | 103719.3666 | 51122.1409 | 61685.0924 | 79132.2036 | 107661.3209 | 54333.0385 | 57585.9762 | 29505.7192 | 25247.6357 | 40068.182 | 28663.1064 | 16055.7808 | 18097.7761 | 37653.2241 | 15404.3086 | 13163.6155 | 12164.1813 | 7678.1356 | 9812.6226 | 8203.6393
Region | Technology | 2023-24 | 2024-25 | 2025-26 | 2026-27 | 2027-28 | 2028-29 | 2029-30 | 2030-31 | 2031-32 | 2032-33 | 2033-34 | 2034-35 | 2035-36 | 2036-37 | 2037-38 | 2038-39 | 2039-40 | 2040-41 | 2041-42 | 2042-43 | 2043-44 | 2044-45 | 2045-46 | 2046-47 | 2047-48
TAS1 | Black Coal | 0 | 0 | 0 | 0 | 0 | 0 | 0 | 0 | 0 | 0 | 0 | 0 | 0 | 0 | 0 | 0 | 0 | 0 | 0 | 0 | 0 | 0 | 0 | 0 | 0 | 0 | 0
TAS1 | Brown Coal | 0 | 0 | 0 | 0 | 0 | 0 | 0 | 0 | 0 | 0 | 0 | 0 | 0 | 0 | 0 | 0 | 0 | 0 | 0 | 0 | 0 | 0 | 0 | 0 | 0 | 0 | 0
TAS1 | CCGT | 0 | 0 | 0 | 0 | 0 | 0 | 0 | 0 | 0 | 0 | 0 | 0 | 0 | 0 | 0 | 0 | 0 | 0 | 0 | 0 | 0 | 0 | 0 | 0 | 0 | 0 | 0
TAS1 | Gas - Steam | 0 | 0 | 0 | 0 | 0 | 0 | 0 | 0 | 0 | 0 | 0 | 0 | 0 | 0 | 0 | 0 | 0 | 0 | 0 | 0 | 0 | 0 | 0 | 0 | 0 | 0 | 0
TAS1 | OCGT / Diesel | 0.014511 | 0.027716 | 0.027988 | 19.4274 | 0.027842 | 0.028185 | 145.5989 | 407.8041 | 177.8026 | 794.5577 | 380.3891 | 1717.862 | 946.0502 | 680.6304 | 799.8714 | 716.5526 | 2236.3285 | 415.0626 | 358.6874 | 352.9651 | 414.0952 | 223.158 | 122.421 | 139.8925 | 172.5479 | 314.5081 | 235.7826
TAS1 | Hydro | 0 | 0 | 0 | 0 | 0 | 0 | 0 | 0 | 0 | 0 | 0 | 0 | 0 | 0 | 0 | 0 | 0 | 0 | 0 | 0 | 0 | 0 | 0 | 0 | 0 | 0 | 0
TAS1 | Hydrogen Turbine | 0 | 0 | 0 | 0 | 0 | 0 | 0 | 0 | 0 | 0 | 0 | 0 | 0 | 0 | 0 | 0 | 0 | 0 | 0 | 0 | 0 | 0 | 0 | 0 | 0 | 0 | 0
TAS1 | Wind | 0 | 0 | 0 | 0 | 0 | 0 | 0 | 0 | 0 | 0 | 0 | 0 | 0 | 0 | 0 | 0 | 0 | 0 | 0 | 0 | 0 | 0 | 0 | 0 | 0 | 0 | 0
TAS1 | Solar PV | 0 | 0 | 0 | 0 | 0 | 0 | 0 | 0 | 0 | 0 | 0 | 0 | 0 | 0 | 0 | 0 | 0 | 0 | 0 | 0 | 0 | 0 | 0 | 0 | 0 | 0 | 0
TAS1 | Grid Battery | 0 | 0 | 0 | 0 | 0 | 0 | 0 | 0 | 0 | 0 | 0 | 0 | 0 | 0 | 0 | 0 | 0 | 0 | 0 | 0 | 0 | 0 | 0 | 0 | 0 | 0 | 0
TAS1 | Pumped Hydro | 0 | 0 | 0 | 0 | 0 | 0 | 0 | 0 | 0 | 0 | 0 | 0 | 0 | 0 | 0 | 0 | 0 | 0 | 0 | 0 | 0 | 0 | 0 | 0 | 0 | 0 | 0
TAS1 | VPP | 0 | 0 | 0 | 0 | 0 | 0 | 0 | 0 | 0 | 0 | 0 | 0 | 0 | 0 | 0 | 0 | 0 | 0 | 0 | 0 | 0 | 0 | 0 | 0 | 0 | 0 | 0
Total excluding storage |  | 0.014511 | 0.027716 | 0.027988 | 19.4274 | 0.027842 | 0.028185 | 145.5989 | 407.8041 | 177.8026 | 794.5577 | 380.3891 | 1717.862 | 946.0502 | 680.6304 | 799.8714 | 716.5526 | 2236.3285 | 415.0626 | 358.6874 | 352.9651 | 414.0952 | 223.158 | 122.421 | 139.8925 | 172.5479 | 314.5081 | 235.7826

## Option 5_Build Cost
New generation build cost (CAPEX) by technology ($000s) - Option 5, Offshore Wind Scenario
CAPEX | Real June 2021 dollars discounted to 1 July 2021. The total capital costs are annualised for modelling purposes.
Explicitly modelled generation
Region | Technology | 2023-24 | 2024-25 | 2025-26 | 2026-27 | 2027-28 | 2028-29 | 2029-30 | 2030-31 | 2031-32 | 2032-33 | 2033-34 | 2034-35 | 2035-36 | 2036-37 | 2037-38 | 2038-39 | 2039-40 | 2040-41 | 2041-42 | 2042-43 | 2043-44 | 2044-45 | 2045-46 | 2046-47 | 2047-48 | 2048-49 | 2049-50
NEM | Black Coal | 0 | 0 | 0 | 0 | 0 | 0 | 0 | 0 | 0 | 0 | 0 | 0 | 0 | 0 | 0 | 0 | 0 | 0 | 0 | 0 | 0 | 0 | 0 | 0 | 0 | 0 | 0
NEM | Brown Coal | 0 | 0 | 0 | 0 | 0 | 0 | 0 | 0 | 0 | 0 | 0 | 0 | 0 | 0 | 0 | 0 | 0 | 0 | 0 | 0 | 0 | 0 | 0 | 0 | 0 | 0 | 0
NEM | CCGT | 0 | 0 | 0 | 0 | 0 | 0 | 0 | 0 | 0 | 0 | 0 | 0 | 0 | 0 | 0 | 0 | 0 | 0 | 0 | 0 | 0 | 0 | 0 | 0 | 0 | 0 | 0
NEM | Gas - Steam | 0 | 0 | 0 | 0 | 0 | 0 | 0 | 0 | 0 | 0 | 0 | 0 | 0 | 0 | 0 | 0 | 0 | 0 | 0 | 0 | 0 | 0 | 0 | 0 | 0 | 0 | 0
NEM | OCGT / Diesel | 0 | 0.1347 | 0.1277 | 0.12508 | 0.11947 | 10747.5201 | 10187.2239 | 9656.143 | 9177.1453 | 8674.3173 | 8222.1023 | 7793.4646 | 34598.7708 | 32703.0411 | 91660.2074 | 86881.7133 | 82571.9029 | 78047.6374 | 74097.3185 | 70234.4254 | 99536.9885 | 137413.5137 | 130249.7762 | 156462.1495 | 148700.7646 | 185502.2248 | 175831.4577
NEM | Hydro | 0 | 0 | 0 | 0 | 0 | 0 | 0 | 0 | 0 | 0 | 0 | 0 | 0 | 0 | 0 | 0 | 0 | 0 | 0 | 0 | 0 | 0 | 0 | 0 | 0 | 0 | 0
NEM | Hydrogen Turbine | 0 | 0 | 0 | 0 | 0 | 0 | 0 | 0 | 0 | 0 | 0 | 0 | 0 | 0 | 0 | 0 | 0 | 0 | 0 | 0 | 0 | 0 | 0 | 0 | 0 | 0 | 0
NEM | Wind | 0 | 753404.4666 | 720605.1274 | 944678.5845 | 1422443.9865 | 1975547.3284 | 2093048.6114 | 2290244.3304 | 2354013.9307 | 2530584.9629 | 2695028.791 | 2688941.341 | 2765699.9798 | 2790452.9279 | 2989969.3758 | 2968028.0291 | 2957450.1096 | 2958682.7317 | 2837634.8235 | 2809953.6059 | 2785008.7546 | 2659112.6168 | 2547033.505 | 2724045.9674 | 2693890.5717 | 2694580.0807 | 2402511.0133
NEM | Solar PV | 0 | 0.46799 | 56454.4867 | 53511.449 | 50857.3963 | 75211.8536 | 123684.7154 | 212552.0847 | 213735.9885 | 319612.5919 | 375795.6444 | 394214.1109 | 374658.9182 | 354918.6557 | 446509.0817 | 445430.4089 | 619930.8283 | 680757.4183 | 761998.8594 | 889887.1474 | 926788.9197 | 891353.3683 | 854905.4196 | 895004.1861 | 859251.7667 | 867870.2753 | 903571.2143
NEM | Grid Battery | 0 | 0.55231 | 50506.5318 | 47873.871 | 104206.9725 | 203154.1176 | 198091.9134 | 207416.0237 | 198919.5987 | 317876.0605 | 308408.3974 | 292330.2361 | 294389.5244 | 278259.3872 | 263752.9948 | 250002.8439 | 322799.398 | 311064.0289 | 430363.6095 | 494093.4211 | 494478.6112 | 496036.6079 | 452879.7571 | 429479.5897 | 388068.8993 | 371374.5113 | 350120.2965
NEM | Pumped Hydro | 0 | 0 | 69662.671 | 66031.1639 | 65864.632 | 77979.2132 | 73914.021 | 75957.8819 | 72189.9631 | 100413.2795 | 95178.4756 | 118655.2091 | 121698.1866 | 115030.1252 | 252247.6795 | 239097.3297 | 271965.2099 | 257063.7667 | 243662.3747 | 230959.6073 | 219502.925 | 207971.2482 | 197129.1476 | 226545.4608 | 215307.559 | 203510.4705 | 192900.9235
NEM | VPP | 0 | 0 | 0 | 0 | 0 | 0 | 0 | 0 | 0 | 0 | 0 | 0 | 0 | 0 | 0 | 0 | 0 | 0 | 0 | 0 | 0 | 0 | 0 | 0 | 0 | 0 | 0
Total excluding storage |  | 0 | 753405.6216 | 897228.9445 | 1112095.1935 | 1643373.1068 | 2342640.0328 | 2498926.4852 | 2795826.4637 | 2848036.6263 | 3277161.2121 | 3482633.4107 | 3501934.3616 | 3591045.3799 | 3571364.1372 | 4044139.3392 | 3989440.325 | 4254717.4487 | 4285615.583 | 4347756.9857 | 4495128.2071 | 4525316.1991 | 4391887.3548 | 4182197.6054 | 4431537.3536 | 4305219.5613 | 4322837.5626 | 4024934.9055
Region | Technology | 2023-24 | 2024-25 | 2025-26 | 2026-27 | 2027-28 | 2028-29 | 2029-30 | 2030-31 | 2031-32 | 2032-33 | 2033-34 | 2034-35 | 2035-36 | 2036-37 | 2037-38 | 2038-39 | 2039-40 | 2040-41 | 2041-42 | 2042-43 | 2043-44 | 2044-45 | 2045-46 | 2046-47 | 2047-48 | 2048-49 | 2049-50
NSW1 | Black Coal | 0 | 0 | 0 | 0 | 0 | 0 | 0 | 0 | 0 | 0 | 0 | 0 | 0 | 0 | 0 | 0 | 0 | 0 | 0 | 0 | 0 | 0 | 0 | 0 | 0 | 0 | 0
NSW1 | Brown Coal | 0 | 0 | 0 | 0 | 0 | 0 | 0 | 0 | 0 | 0 | 0 | 0 | 0 | 0 | 0 | 0 | 0 | 0 | 0 | 0 | 0 | 0 | 0 | 0 | 0 | 0 | 0
NSW1 | CCGT | 0 | 0 | 0 | 0 | 0 | 0 | 0 | 0 | 0 | 0 | 0 | 0 | 0 | 0 | 0 | 0 | 0 | 0 | 0 | 0 | 0 | 0 | 0 | 0 | 0 | 0 | 0
NSW1 | Gas - Steam | 0 | 0 | 0 | 0 | 0 | 0 | 0 | 0 | 0 | 0 | 0 | 0 | 0 | 0 | 0 | 0 | 0 | 0 | 0 | 0 | 0 | 0 | 0 | 0 | 0 | 0 | 0
NSW1 | OCGT / Diesel | 0 | 0.059895 | 0.056773 | 0.053813 | 0.051177 | 0.048435 | 0.045972 | 0.043638 | 0.041504 | 0.039282 | 0.037361 | 0.035518 | 0.033803 | 0.032027 | 33073.3309 | 31349.1288 | 29794.0394 | 28161.5695 | 26693.4308 | 25301.8302 | 24046.7398 | 28140.6394 | 26673.5918 | 28784.5082 | 27356.638 | 27497.0184 | 26063.509
NSW1 | Hydro | 0 | 0 | 0 | 0 | 0 | 0 | 0 | 0 | 0 | 0 | 0 | 0 | 0 | 0 | 0 | 0 | 0 | 0 | 0 | 0 | 0 | 0 | 0 | 0 | 0 | 0 | 0
NSW1 | Hydrogen Turbine | 0 | 0 | 0 | 0 | 0 | 0 | 0 | 0 | 0 | 0 | 0 | 0 | 0 | 0 | 0 | 0 | 0 | 0 | 0 | 0 | 0 | 0 | 0 | 0 | 0 | 0 | 0
NSW1 | Wind | 0 | 334369.8987 | 323415.958 | 414818.948 | 756237.1539 | 794786.1268 | 772111.4017 | 738298.4033 | 701674.7345 | 767389.3695 | 780243.4649 | 750923.0974 | 810974.2314 | 784357.9461 | 799769.5483 | 758075.406 | 720646.0286 | 698513.1879 | 675371.2363 | 699682.3893 | 730715.6108 | 690678.4143 | 659899.6755 | 686656.4176 | 685179.5811 | 680182.8025 | 557117.1217
NSW1 | Solar PV | 0 | 0.18501 | 56454.1498 | 53511.0498 | 50857.0145 | 72071.2453 | 119404.9544 | 176099.5219 | 167364.0156 | 176051.4442 | 208918.544 | 198027.0874 | 188203.8524 | 178679.8025 | 199804.73 | 200456.9097 | 250472.8814 | 265531.7795 | 291948.9602 | 303890.196 | 298474.8566 | 282120.8731 | 267413.1508 | 278923.3912 | 266673.488 | 278515.323 | 295298.1349
NSW1 | Grid Battery | 0 | 0.34633 | 50506.3068 | 47873.3044 | 104206.405 | 129919.7531 | 128675.4418 | 121967.3165 | 115917.0713 | 148063.9486 | 140344.978 | 133028.4157 | 126661.1655 | 119721.17 | 113479.7833 | 107563.7776 | 140954.4078 | 133231.2727 | 149362.8858 | 151377.149 | 143868.0525 | 150072.6691 | 124951.8619 | 118647.5763 | 92655.8666 | 93387.4233 | 86625.4122
NSW1 | Pumped Hydro | 0 | 0 | 69662.3053 | 66030.6248 | 65864.0938 | 62255.3032 | 59009.7686 | 55933.4334 | 53158.8274 | 50246.1606 | 47626.695 | 45143.7878 | 42904.4448 | 40553.6334 | 38439.6653 | 36435.7023 | 34628.2923 | 32730.9456 | 31024.5976 | 29407.2047 | 27948.4906 | 26417.6095 | 25040.3887 | 23734.9701 | 22557.5851 | 21321.6145 | 20210.0615
NSW1 | VPP | 0 | 0 | 0 | 0 | 0 | 0 | 0 | 0 | 0 | 0 | 0 | 0 | 0 | 0 | 0 | 0 | 0 | 0 | 0 | 0 | 0 | 0 | 0 | 0 | 0 | 0 | 0
Total excluding storage |  | 0 | 334370.4899 | 500038.7766 | 582233.9808 | 977164.7184 | 1059032.4769 | 1079201.6125 | 1092298.7188 | 1038114.6902 | 1141750.9622 | 1177133.7193 | 1127122.4239 | 1168743.728 | 1123312.5839 | 1184567.0578 | 1133880.9245 | 1176495.6494 | 1158168.7552 | 1174401.1108 | 1209658.7692 | 1225053.7503 | 1177430.2053 | 1103978.6687 | 1136746.8634 | 1094423.1586 | 1100904.1816 | 985314.2393
Region | Technology | 2023-24 | 2024-25 | 2025-26 | 2026-27 | 2027-28 | 2028-29 | 2029-30 | 2030-31 | 2031-32 | 2032-33 | 2033-34 | 2034-35 | 2035-36 | 2036-37 | 2037-38 | 2038-39 | 2039-40 | 2040-41 | 2041-42 | 2042-43 | 2043-44 | 2044-45 | 2045-46 | 2046-47 | 2047-48 | 2048-49 | 2049-50
QLD1 | Black Coal | 0 | 0 | 0 | 0 | 0 | 0 | 0 | 0 | 0 | 0 | 0 | 0 | 0 | 0 | 0 | 0 | 0 | 0 | 0 | 0 | 0 | 0 | 0 | 0 | 0 | 0 | 0
QLD1 | Brown Coal | 0 | 0 | 0 | 0 | 0 | 0 | 0 | 0 | 0 | 0 | 0 | 0 | 0 | 0 | 0 | 0 | 0 | 0 | 0 | 0 | 0 | 0 | 0 | 0 | 0 | 0 | 0
QLD1 | CCGT | 0 | 0 | 0 | 0 | 0 | 0 | 0 | 0 | 0 | 0 | 0 | 0 | 0 | 0 | 0 | 0 | 0 | 0 | 0 | 0 | 0 | 0 | 0 | 0 | 0 | 0 | 0
QLD1 | Gas - Steam | 0 | 0 | 0 | 0 | 0 | 0 | 0 | 0 | 0 | 0 | 0 | 0 | 0 | 0 | 0 | 0 | 0 | 0 | 0 | 0 | 0 | 0 | 0 | 0 | 0 | 0 | 0
QLD1 | OCGT / Diesel | 0 | 0.015183 | 0.0144 | 0.014585 | 0.013963 | 10747.4195 | 10187.1275 | 9656.0451 | 9177.0521 | 8674.2247 | 8222.0141 | 7793.3784 | 7406.7839 | 7000.9528 | 30281.4925 | 28702.8365 | 27279.0185 | 25784.3512 | 24440.1433 | 23166.0127 | 22016.8508 | 20810.5073 | 19725.5994 | 48198.4137 | 45807.5067 | 86607.3759 | 82092.2955
QLD1 | Hydro | 0 | 0 | 0 | 0 | 0 | 0 | 0 | 0 | 0 | 0 | 0 | 0 | 0 | 0 | 0 | 0 | 0 | 0 | 0 | 0 | 0 | 0 | 0 | 0 | 0 | 0 | 0
QLD1 | Hydrogen Turbine | 0 | 0 | 0 | 0 | 0 | 0 | 0 | 0 | 0 | 0 | 0 | 0 | 0 | 0 | 0 | 0 | 0 | 0 | 0 | 0 | 0 | 0 | 0 | 0 | 0 | 0 | 0
QLD1 | Wind | 0 | 150750.5391 | 142891.5109 | 196373.8596 | 313837.1847 | 615883.0561 | 588773.3864 | 703252.8571 | 669868.0905 | 735540.9307 | 800857.5139 | 760685.9915 | 722951.7792 | 683339.9315 | 764452.4323 | 724599.4623 | 688655.3362 | 665423.321 | 650655.7904 | 652632.9515 | 654986.8013 | 619098.8761 | 586823.5824 | 719010.1008 | 701129.4138 | 729720.487 | 652625.8653
QLD1 | Solar PV | 0 | 0.07645 | 0.10506 | 0.1041 | 0.10029 | 3140.3411 | 4279.5034 | 36452.2331 | 46371.6463 | 87627.7949 | 113859.703 | 135220.3348 | 128512.6609 | 121471.2179 | 164165.5556 | 166737.6692 | 289881.7853 | 325902.9375 | 315927.6002 | 437332.8606 | 415664.3202 | 392889.3116 | 378451.2499 | 410741.6003 | 397425.0397 | 397253.145 | 418774.7274
QLD1 | Grid Battery | 0 | 0.04673 | 0.051415 | 0.073214 | 0.087439 | 73233.9106 | 69416.0295 | 81979.3039 | 79705.2092 | 131524.8277 | 131772.153 | 124902.5151 | 118706.6629 | 112202.508 | 106353.0885 | 100808.616 | 142279.6372 | 134483.8761 | 167794.2912 | 235411.594 | 223733.8824 | 211475.0785 | 200450.3091 | 190000.285 | 180575.2178 | 169441.4431 | 160608.0029
QLD1 | Pumped Hydro | 0 | 0 | 0.084638 | 0.12408 | 0.12211 | 15723.499 | 14903.7911 | 14126.8172 | 13426.0493 | 12690.412 | 12028.8317 | 39840.3755 | 37864.0758 | 35789.4342 | 173548.9041 | 164501.3316 | 201069.5796 | 190052.6097 | 180144.6543 | 170753.2284 | 162282.9272 | 153391.1488 | 145394.4541 | 177507.8303 | 168702.4636 | 159458.9506 | 151145.9248
QLD1 | VPP | 0 | 0 | 0 | 0 | 0 | 0 | 0 | 0 | 0 | 0 | 0 | 0 | 0 | 0 | 0 | 0 | 0 | 0 | 0 | 0 | 0 | 0 | 0 | 0 | 0 | 0 | 0
Total excluding storage |  | 0 | 150750.6774 | 142891.7665 | 196374.1756 | 313837.5085 | 718728.2263 | 687559.8379 | 845467.2564 | 818548.0475 | 976058.19 | 1066740.2158 | 1068442.5954 | 1015441.9627 | 959804.0444 | 1238801.473 | 1185349.9155 | 1349165.3568 | 1341647.0955 | 1338962.4794 | 1519296.6472 | 1478684.782 | 1397664.9222 | 1330845.1949 | 1545458.2302 | 1493639.6415 | 1542481.4016 | 1465246.816
Region | Technology | 2023-24 | 2024-25 | 2025-26 | 2026-27 | 2027-28 | 2028-29 | 2029-30 | 2030-31 | 2031-32 | 2032-33 | 2033-34 | 2034-35 | 2035-36 | 2036-37 | 2037-38 | 2038-39 | 2039-40 | 2040-41 | 2041-42 | 2042-43 | 2043-44 | 2044-45 | 2045-46 | 2046-47 | 2047-48 | 2048-49 | 2049-50
VIC1 | Black Coal | 0 | 0 | 0 | 0 | 0 | 0 | 0 | 0 | 0 | 0 | 0 | 0 | 0 | 0 | 0 | 0 | 0 | 0 | 0 | 0 | 0 | 0 | 0 | 0 | 0 | 0 | 0
VIC1 | Brown Coal | 0 | 0 | 0 | 0 | 0 | 0 | 0 | 0 | 0 | 0 | 0 | 0 | 0 | 0 | 0 | 0 | 0 | 0 | 0 | 0 | 0 | 0 | 0 | 0 | 0 | 0 | 0
VIC1 | CCGT | 0 | 0 | 0 | 0 | 0 | 0 | 0 | 0 | 0 | 0 | 0 | 0 | 0 | 0 | 0 | 0 | 0 | 0 | 0 | 0 | 0 | 0 | 0 | 0 | 0 | 0 | 0
VIC1 | Gas - Steam | 0 | 0 | 0 | 0 | 0 | 0 | 0 | 0 | 0 | 0 | 0 | 0 | 0 | 0 | 0 | 0 | 0 | 0 | 0 | 0 | 0 | 0 | 0 | 0 | 0 | 0 | 0
VIC1 | OCGT / Diesel | 0 | 0.030127 | 0.028557 | 0.027173 | 0.025856 | 0.024532 | 0.023308 | 0.02219 | 0.021114 | 0.020404 | 0.019412 | 0.019363 | 27191.8779 | 25701.9852 | 27572.7287 | 26135.2879 | 24838.8338 | 23477.8687 | 22372.408 | 21206.074 | 44825.3229 | 80288.1061 | 76102.4703 | 72135.043 | 68556.7472 | 64800.3976 | 61422.17
VIC1 | Hydro | 0 | 0 | 0 | 0 | 0 | 0 | 0 | 0 | 0 | 0 | 0 | 0 | 0 | 0 | 0 | 0 | 0 | 0 | 0 | 0 | 0 | 0 | 0 | 0 | 0 | 0 | 0
VIC1 | Hydrogen Turbine | 0 | 0 | 0 | 0 | 0 | 0 | 0 | 0 | 0 | 0 | 0 | 0 | 0 | 0 | 0 | 0 | 0 | 0 | 0 | 0 | 0 | 0 | 0 | 0 | 0 | 0 | 0
VIC1 | Wind | 0 | 121739.7045 | 115393.0852 | 157798.1287 | 177839.764 | 307875.9329 | 420874.9462 | 524455.2711 | 588297.3656 | 643280.3595 | 739806.8076 | 822715.1841 | 894747.8607 | 1004195.216 | 1099805.8182 | 1176403.7917 | 1243049.0659 | 1293133.8845 | 1225719.3232 | 1165422.5438 | 1117503.3138 | 1056273.9621 | 1022526.9586 | 1003979.0732 | 986057.3724 | 965776.727 | 919999.6298
VIC1 | Solar PV | 0 | 0.069453 | 0.067262 | 0.12898 | 0.1232 | 0.11681 | 0.11228 | 0.13334 | 0.13973 | 40573.9744 | 38458.7438 | 36453.7942 | 34645.4851 | 32747.1959 | 32788.98 | 31079.6034 | 32901.7438 | 31098.9974 | 50701.2837 | 49722.0115 | 74759.6628 | 76851.3146 | 76821.2378 | 75927.2003 | 72160.7928 | 70801.7458 | 70979.1059
VIC1 | Grid Battery | 0 | 0.071861 | 0.068609 | 0.32159 | 0.30655 | 0.28979 | 0.2752 | 3468.1998 | 3296.1588 | 8466.1635 | 8024.8001 | 7606.4458 | 9807.551 | 9270.1778 | 8786.8995 | 8328.8153 | 7915.661 | 7481.963 | 46213.2453 | 43804.0252 | 50940.4063 | 53920.5923 | 51109.5663 | 48445.0037 | 46041.8653 | 43519.1484 | 41250.385
VIC1 | Pumped Hydro | 0 | 0 | 0.081364 | 0.1718 | 0.16418 | 0.15597 | 0.14888 | 0.21252 | 0.20219 | 0.19223 | 0.18292 | 0.17416 | 0.2278 | 0.21631 | 0.31917 | 0.30308 | 0.289 | 0.28946 | 0.28532 | 0.27214 | 0.39172 | 0.37168 | 0.35325 | 0.33575 | 0.3196 | 0.3031 | 0.28862
VIC1 | VPP | 0 | 0 | 0 | 0 | 0 | 0 | 0 | 0 | 0 | 0 | 0 | 0 | 0 | 0 | 0 | 0 | 0 | 0 | 0 | 0 | 0 | 0 | 0 | 0 | 0 | 0 | 0
Total excluding storage |  | 0 | 121739.876 | 115393.331 | 157798.7783 | 177840.3837 | 307876.5199 | 420875.5059 | 527923.8389 | 591593.8875 | 692320.7101 | 786290.5539 | 866775.6176 | 966393.0025 | 1071914.7912 | 1168954.7456 | 1241947.8013 | 1308705.5934 | 1355193.003 | 1345006.5455 | 1280154.9266 | 1288029.0975 | 1267334.3467 | 1226560.5861 | 1200486.6559 | 1172817.0974 | 1144898.3219 | 1093651.5794
Region | Technology | 2023-24 | 2024-25 | 2025-26 | 2026-27 | 2027-28 | 2028-29 | 2029-30 | 2030-31 | 2031-32 | 2032-33 | 2033-34 | 2034-35 | 2035-36 | 2036-37 | 2037-38 | 2038-39 | 2039-40 | 2040-41 | 2041-42 | 2042-43 | 2043-44 | 2044-45 | 2045-46 | 2046-47 | 2047-48 | 2048-49 | 2049-50
SA1 | Black Coal | 0 | 0 | 0 | 0 | 0 | 0 | 0 | 0 | 0 | 0 | 0 | 0 | 0 | 0 | 0 | 0 | 0 | 0 | 0 | 0 | 0 | 0 | 0 | 0 | 0 | 0 | 0
SA1 | Brown Coal | 0 | 0 | 0 | 0 | 0 | 0 | 0 | 0 | 0 | 0 | 0 | 0 | 0 | 0 | 0 | 0 | 0 | 0 | 0 | 0 | 0 | 0 | 0 | 0 | 0 | 0 | 0
SA1 | CCGT | 0 | 0 | 0 | 0 | 0 | 0 | 0 | 0 | 0 | 0 | 0 | 0 | 0 | 0 | 0 | 0 | 0 | 0 | 0 | 0 | 0 | 0 | 0 | 0 | 0 | 0 | 0
SA1 | Gas - Steam | 0 | 0 | 0 | 0 | 0 | 0 | 0 | 0 | 0 | 0 | 0 | 0 | 0 | 0 | 0 | 0 | 0 | 0 | 0 | 0 | 0 | 0 | 0 | 0 | 0 | 0 | 0
SA1 | OCGT / Diesel | 0 | 0.015401 | 0.014607 | 0.01679 | 0.015999 | 0.015197 | 0.014486 | 0.016611 | 0.01587 | 0.016938 | 0.016149 | 0.016655 | 0.049141 | 0.046499 | 732.621 | 694.4275 | 659.9802 | 623.8187 | 591.2974 | 560.4716 | 8648.0397 | 8174.1979 | 7748.0549 | 7344.1279 | 6979.8187 | 6597.3817 | 6253.4384
SA1 | Hydro | 0 | 0 | 0 | 0 | 0 | 0 | 0 | 0 | 0 | 0 | 0 | 0 | 0 | 0 | 0 | 0 | 0 | 0 | 0 | 0 | 0 | 0 | 0 | 0 | 0 | 0 | 0
SA1 | Hydrogen Turbine | 0 | 0 | 0 | 0 | 0 | 0 | 0 | 0 | 0 | 0 | 0 | 0 | 0 | 0 | 0 | 0 | 0 | 0 | 0 | 0 | 0 | 0 | 0 | 0 | 0 | 0 | 0
SA1 | Wind | 0 | 58375.4379 | 55332.1688 | 89647.1978 | 85200.2101 | 160906.1183 | 171052.0916 | 187629.9782 | 178322.4989 | 180309.7432 | 180694.8794 | 171274.7688 | 162778.5978 | 153859.6634 | 169827.6699 | 160974.0997 | 156321.1964 | 157262.3005 | 149063.793 | 162524.0806 | 158544.808 | 176556.6868 | 167352.3138 | 209726.4646 | 222042.6956 | 224869.3292 | 206740.2508
SA1 | Solar PV | 0 | 0.10644 | 0.13542 | 0.13582 | 0.12936 | 0.12291 | 0.11828 | 0.16479 | 0.15674 | 15359.3396 | 14558.6167 | 24512.8562 | 23296.8834 | 22020.4048 | 49749.7802 | 47156.1908 | 46674.3 | 54387.7462 | 99785.0343 | 95495.6515 | 134614.6131 | 136395.8641 | 129285.1793 | 126630.3808 | 120348.8161 | 118801.2743 | 116150.7354
SA1 | Grid Battery | 0 | 0.050142 | 0.061545 | 0.12435 | 0.1193 | 0.11282 | 0.108 | 1.1019 | 1.0506 | 29820.9784 | 28266.3309 | 26792.731 | 39214.0224 | 37065.415 | 35133.1107 | 33301.5276 | 31649.5895 | 35866.8196 | 66993.0845 | 63500.5551 | 75936.1722 | 80568.1561 | 76367.9159 | 72386.6281 | 68795.8531 | 65026.4032 | 61636.4018
SA1 | Pumped Hydro | 0 | 0 | 0.09985 | 0.13694 | 0.13198 | 0.12604 | 0.12212 | 0.1451 | 0.13831 | 0.13517 | 0.12993 | 0.12467 | 0.14408 | 0.13718 | 0.16845 | 0.16031 | 0.15381 | 0.15582 | 0.16624 | 0.16091 | 0.16065 | 0.18371 | 0.17441 | 0.16565 | 0.15783 | 0.14968 | 0.14297
SA1 | VPP | 0 | 0 | 0 | 0 | 0 | 0 | 0 | 0 | 0 | 0 | 0 | 0 | 0 | 0 | 0 | 0 | 0 | 0 | 0 | 0 | 0 | 0 | 0 | 0 | 0 | 0 | 0
Total excluding storage |  | 0 | 58375.6099 | 55332.4802 | 89647.6117 | 85200.6068 | 160906.4952 | 171052.4545 | 187631.4065 | 178323.8604 | 225490.2134 | 223519.9731 | 222580.4973 | 225289.6969 | 212945.6669 | 255443.3503 | 242126.4059 | 235305.2198 | 248140.8408 | 316433.3755 | 322080.9196 | 377743.7936 | 401695.0885 | 380753.6384 | 416087.7671 | 418167.3414 | 415294.538 | 390780.9694
Region | Technology | 2023-24 | 2024-25 | 2025-26 | 2026-27 | 2027-28 | 2028-29 | 2029-30 | 2030-31 | 2031-32 | 2032-33 | 2033-34 | 2034-35 | 2035-36 | 2036-37 | 2037-38 | 2038-39 | 2039-40 | 2040-41 | 2041-42 | 2042-43 | 2043-44 | 2044-45 | 2045-46 | 2046-47 | 2047-48 | 2048-49 | 2049-50
TAS1 | Black Coal | 0 | 0 | 0 | 0 | 0 | 0 | 0 | 0 | 0 | 0 | 0 | 0 | 0 | 0 | 0 | 0 | 0 | 0 | 0 | 0 | 0 | 0 | 0 | 0 | 0 | 0 | 0
TAS1 | Brown Coal | 0 | 0 | 0 | 0 | 0 | 0 | 0 | 0 | 0 | 0 | 0 | 0 | 0 | 0 | 0 | 0 | 0 | 0 | 0 | 0 | 0 | 0 | 0 | 0 | 0 | 0 | 0
TAS1 | CCGT | 0 | 0 | 0 | 0 | 0 | 0 | 0 | 0 | 0 | 0 | 0 | 0 | 0 | 0 | 0 | 0 | 0 | 0 | 0 | 0 | 0 | 0 | 0 | 0 | 0 | 0 | 0
TAS1 | Gas - Steam | 0 | 0 | 0 | 0 | 0 | 0 | 0 | 0 | 0 | 0 | 0 | 0 | 0 | 0 | 0 | 0 | 0 | 0 | 0 | 0 | 0 | 0 | 0 | 0 | 0 | 0 | 0
TAS1 | OCGT / Diesel | 0 | 0.01409 | 0.013362 | 0.012724 | 0.012476 | 0.01242 | 0.012579 | 0.015379 | 0.014715 | 0.016012 | 0.015255 | 0.014573 | 0.025988 | 0.024629 | 0.034311 | 0.03257 | 0.031018 | 0.029363 | 0.038953 | 0.036983 | 0.035358 | 0.063038 | 0.059797 | 0.056728 | 0.053964 | 0.05106 | 0.044761
TAS1 | Hydro | 0 | 0 | 0 | 0 | 0 | 0 | 0 | 0 | 0 | 0 | 0 | 0 | 0 | 0 | 0 | 0 | 0 | 0 | 0 | 0 | 0 | 0 | 0 | 0 | 0 | 0 | 0
TAS1 | Hydrogen Turbine | 0 | 0 | 0 | 0 | 0 | 0 | 0 | 0 | 0 | 0 | 0 | 0 | 0 | 0 | 0 | 0 | 0 | 0 | 0 | 0 | 0 | 0 | 0 | 0 | 0 | 0 | 0
TAS1 | Wind | 0 | 88168.8864 | 83572.4045 | 86040.4504 | 89329.6739 | 96096.0943 | 140236.7855 | 136607.8207 | 215851.2411 | 204064.5599 | 193426.1251 | 183342.2992 | 174247.5107 | 164700.171 | 156113.9071 | 147975.2693 | 148778.4826 | 144350.0379 | 136824.6806 | 129691.6407 | 123258.2208 | 116504.6776 | 110430.9747 | 104673.9112 | 99481.5087 | 94030.7352 | 66028.1458
TAS1 | Solar PV | 0 | 0.030639 | 0.029146 | 0.030263 | 0.028943 | 0.027528 | 0.027118 | 0.03155 | 0.030137 | 0.038745 | 0.03687 | 0.038213 | 0.036362 | 0.034534 | 0.03579 | 0.035857 | 0.11781 | 3835.9577 | 3635.981 | 3446.4278 | 3275.467 | 3096.005 | 2934.6019 | 2781.6135 | 2643.6302 | 2498.7872 | 2368.5107
TAS1 | Grid Battery | 0 | 0.037248 | 0.043461 | 0.047398 | 0.05417 | 0.05129 | 0.058882 | 0.10169 | 0.10887 | 0.14234 | 0.13534 | 0.1285 | 0.12265 | 0.11642 | 0.1128 | 0.10747 | 0.10256 | 0.097536 | 0.10264 | 0.097786 | 0.09778 | 0.11196 | 0.1038 | 0.096586 | 0.096512 | 0.093303 | 0.09454
TAS1 | Pumped Hydro | 0 | 0 | 0.099802 | 0.10632 | 0.11991 | 0.12897 | 0.19032 | 5897.2737 | 5604.7459 | 37476.3795 | 35522.6361 | 33670.7469 | 40929.2941 | 38686.7042 | 40258.6225 | 38159.8325 | 36266.8952 | 34279.766 | 32492.6712 | 30798.7412 | 29270.9548 | 28161.9345 | 26693.7771 | 25302.159 | 24047.033 | 22729.4526 | 21544.5056
TAS1 | VPP | 0 | 0 | 0 | 0 | 0 | 0 | 0 | 0 | 0 | 0 | 0 | 0 | 0 | 0 | 0 | 0 | 0 | 0 | 0 | 0 | 0 | 0 | 0 | 0 | 0 | 0 | 0
Total excluding storage |  | 0 | 88168.9684 | 83572.5903 | 86040.6471 | 89329.8894 | 96096.3145 | 140237.0744 | 142505.2431 | 221456.1407 | 241541.1365 | 228948.9487 | 217013.2274 | 215176.9898 | 203387.0507 | 196372.7125 | 186135.2777 | 185045.6292 | 182465.8885 | 172953.4744 | 163936.9445 | 155804.7757 | 147762.792 | 140059.5174 | 132757.837 | 126172.3224 | 119259.1194 | 89941.3015

## Option 5_Rehab Cost
Rehabilition cost by technology ($000s) - Option 5, Offshore Wind Scenario
Rehab | Real June 2021 dollars discounted to 1 July 2021
Explicitly modelled generation
Region | Technology | 2023-24 | 2024-25 | 2025-26 | 2026-27 | 2027-28 | 2028-29 | 2029-30 | 2030-31 | 2031-32 | 2032-33 | 2033-34 | 2034-35 | 2035-36 | 2036-37 | 2037-38 | 2038-39 | 2039-40 | 2040-41 | 2041-42 | 2042-43 | 2043-44 | 2044-45 | 2045-46 | 2046-47 | 2047-48 | 2048-49 | 2049-50
NEM | Black Coal | 0 | 0 | 0 | 0 | 0 | 0 | 0 | 0 | 0 | 0 | 0 | 0 | 0 | 0 | 0 | 0 | 0 | 0 | 0 | 0 | 0 | 0 | 0 | 0 | 0 | 0 | 0
NEM | Brown Coal | 0 | 0 | 0 | 0 | 0 | 0 | 0 | 0 | 0 | 0 | 0 | 0 | 0 | 0 | 0 | 0 | 0 | 0 | 0 | 0 | 0 | 0 | 0 | 0 | 0 | 0 | 0
NEM | CCGT | 0 | 0 | 0 | 0 | 0 | 0 | 0 | 0 | 0 | 0 | 0 | 0 | 0 | 0 | 0 | 0 | 0 | 0 | 0 | 0 | 0 | 0 | 0 | 0 | 0 | 0 | 0
NEM | Gas - Steam | 0 | 0 | 0 | 0 | 0 | 0 | 0 | 0 | 0 | 0 | 0 | 0 | 0 | 0 | 0 | 0 | 0 | 0 | 0 | 0 | 0 | 0 | 0 | 0 | 0 | 0 | 0
NEM | OCGT / Diesel | 0 | 0 | 0 | 0 | 0 | 0 | 0 | 0 | 0 | 0 | 0 | 0 | 0 | 0 | 0 | 0 | 0 | 0 | 0 | 0 | 0 | 0 | 0 | 0 | 0 | 0 | 0
NEM | Hydro | 0 | 0 | 0 | 0 | 0 | 0 | 0 | 0 | 0 | 0 | 0 | 0 | 0 | 0 | 0 | 0 | 0 | 0 | 0 | 0 | 0 | 0 | 0 | 0 | 0 | 0 | 0
NEM | Hydrogen Turbine | 0 | 0 | 0 | 0 | 0 | 0 | 0 | 0 | 0 | 0 | 0 | 0 | 0 | 0 | 0 | 0 | 0 | 0 | 0 | 0 | 0 | 0 | 0 | 0 | 0 | 0 | 0
NEM | Wind | 0 | 0 | 0 | 0 | 0 | 0 | 0 | 0 | 0 | 0 | 0 | 0 | 0 | 0 | 0 | 0 | 0 | 0 | 0 | 0 | 0 | 0 | 0 | 0 | 0 | 0 | 0
NEM | Solar PV | 0 | 0 | 0 | 0 | 0 | 0 | 0 | 0 | 0 | 0 | 0 | 0 | 0 | 0 | 0 | 0 | 0 | 0 | 0 | 0 | 0 | 0 | 0 | 0 | 0 | 0 | 0
NEM | Grid Battery | 0 | 0 | 0 | 0 | 0 | 0 | 0 | 0 | 0 | 0 | 0 | 0 | 0 | 0 | 0 | 0 | 0 | 0 | 0 | 0 | 0 | 0 | 0 | 0 | 0 | 0 | 0
NEM | Pumped Hydro | 0 | 0 | 0 | 0 | 0 | 0 | 0 | 0 | 0 | 0 | 0 | 0 | 0 | 0 | 0 | 0 | 0 | 0 | 0 | 0 | 0 | 0 | 0 | 0 | 0 | 0 | 0
NEM | VPP | 0 | 0 | 0 | 0 | 0 | 0 | 0 | 0 | 0 | 0 | 0 | 0 | 0 | 0 | 0 | 0 | 0 | 0 | 0 | 0 | 0 | 0 | 0 | 0 | 0 | 0 | 0
Total excluding storage |  | 0 | 0 | 0 | 0 | 0 | 0 | 0 | 0 | 0 | 0 | 0 | 0 | 0 | 0 | 0 | 0 | 0 | 0 | 0 | 0 | 0 | 0 | 0 | 0 | 0 | 0 | 0
Region | Technology | 2023-24 | 2024-25 | 2025-26 | 2026-27 | 2027-28 | 2028-29 | 2029-30 | 2030-31 | 2031-32 | 2032-33 | 2033-34 | 2034-35 | 2035-36 | 2036-37 | 2037-38 | 2038-39 | 2039-40 | 2040-41 | 2041-42 | 2042-43 | 2043-44 | 2044-45 | 2045-46 | 2046-47 | 2047-48 | 2048-49 | 2049-50
NSW1 | Black Coal | 0 | 0 | 0 | 0 | 0 | 0 | 0 | 0 | 0 | 0 | 0 | 0 | 0 | 0 | 0 | 0 | 0 | 0 | 0 | 0 | 0 | 0 | 0 | 0 | 0 | 0 | 0
NSW1 | Brown Coal | 0 | 0 | 0 | 0 | 0 | 0 | 0 | 0 | 0 | 0 | 0 | 0 | 0 | 0 | 0 | 0 | 0 | 0 | 0 | 0 | 0 | 0 | 0 | 0 | 0 | 0 | 0
NSW1 | CCGT | 0 | 0 | 0 | 0 | 0 | 0 | 0 | 0 | 0 | 0 | 0 | 0 | 0 | 0 | 0 | 0 | 0 | 0 | 0 | 0 | 0 | 0 | 0 | 0 | 0 | 0 | 0
NSW1 | Gas - Steam | 0 | 0 | 0 | 0 | 0 | 0 | 0 | 0 | 0 | 0 | 0 | 0 | 0 | 0 | 0 | 0 | 0 | 0 | 0 | 0 | 0 | 0 | 0 | 0 | 0 | 0 | 0
NSW1 | OCGT / Diesel | 0 | 0 | 0 | 0 | 0 | 0 | 0 | 0 | 0 | 0 | 0 | 0 | 0 | 0 | 0 | 0 | 0 | 0 | 0 | 0 | 0 | 0 | 0 | 0 | 0 | 0 | 0
NSW1 | Hydro | 0 | 0 | 0 | 0 | 0 | 0 | 0 | 0 | 0 | 0 | 0 | 0 | 0 | 0 | 0 | 0 | 0 | 0 | 0 | 0 | 0 | 0 | 0 | 0 | 0 | 0 | 0
NSW1 | Hydrogen Turbine | 0 | 0 | 0 | 0 | 0 | 0 | 0 | 0 | 0 | 0 | 0 | 0 | 0 | 0 | 0 | 0 | 0 | 0 | 0 | 0 | 0 | 0 | 0 | 0 | 0 | 0 | 0
NSW1 | Wind | 0 | 0 | 0 | 0 | 0 | 0 | 0 | 0 | 0 | 0 | 0 | 0 | 0 | 0 | 0 | 0 | 0 | 0 | 0 | 0 | 0 | 0 | 0 | 0 | 0 | 0 | 0
NSW1 | Solar PV | 0 | 0 | 0 | 0 | 0 | 0 | 0 | 0 | 0 | 0 | 0 | 0 | 0 | 0 | 0 | 0 | 0 | 0 | 0 | 0 | 0 | 0 | 0 | 0 | 0 | 0 | 0
NSW1 | Grid Battery | 0 | 0 | 0 | 0 | 0 | 0 | 0 | 0 | 0 | 0 | 0 | 0 | 0 | 0 | 0 | 0 | 0 | 0 | 0 | 0 | 0 | 0 | 0 | 0 | 0 | 0 | 0
NSW1 | Pumped Hydro | 0 | 0 | 0 | 0 | 0 | 0 | 0 | 0 | 0 | 0 | 0 | 0 | 0 | 0 | 0 | 0 | 0 | 0 | 0 | 0 | 0 | 0 | 0 | 0 | 0 | 0 | 0
NSW1 | VPP | 0 | 0 | 0 | 0 | 0 | 0 | 0 | 0 | 0 | 0 | 0 | 0 | 0 | 0 | 0 | 0 | 0 | 0 | 0 | 0 | 0 | 0 | 0 | 0 | 0 | 0 | 0
Total excluding storage |  | 0 | 0 | 0 | 0 | 0 | 0 | 0 | 0 | 0 | 0 | 0 | 0 | 0 | 0 | 0 | 0 | 0 | 0 | 0 | 0 | 0 | 0 | 0 | 0 | 0 | 0 | 0
Region | Technology | 2023-24 | 2024-25 | 2025-26 | 2026-27 | 2027-28 | 2028-29 | 2029-30 | 2030-31 | 2031-32 | 2032-33 | 2033-34 | 2034-35 | 2035-36 | 2036-37 | 2037-38 | 2038-39 | 2039-40 | 2040-41 | 2041-42 | 2042-43 | 2043-44 | 2044-45 | 2045-46 | 2046-47 | 2047-48 | 2048-49 | 2049-50
QLD1 | Black Coal | 0 | 0 | 0 | 0 | 0 | 0 | 0 | 0 | 0 | 0 | 0 | 0 | 0 | 0 | 0 | 0 | 0 | 0 | 0 | 0 | 0 | 0 | 0 | 0 | 0 | 0 | 0
QLD1 | Brown Coal | 0 | 0 | 0 | 0 | 0 | 0 | 0 | 0 | 0 | 0 | 0 | 0 | 0 | 0 | 0 | 0 | 0 | 0 | 0 | 0 | 0 | 0 | 0 | 0 | 0 | 0 | 0
QLD1 | CCGT | 0 | 0 | 0 | 0 | 0 | 0 | 0 | 0 | 0 | 0 | 0 | 0 | 0 | 0 | 0 | 0 | 0 | 0 | 0 | 0 | 0 | 0 | 0 | 0 | 0 | 0 | 0
QLD1 | Gas - Steam | 0 | 0 | 0 | 0 | 0 | 0 | 0 | 0 | 0 | 0 | 0 | 0 | 0 | 0 | 0 | 0 | 0 | 0 | 0 | 0 | 0 | 0 | 0 | 0 | 0 | 0 | 0
QLD1 | OCGT / Diesel | 0 | 0 | 0 | 0 | 0 | 0 | 0 | 0 | 0 | 0 | 0 | 0 | 0 | 0 | 0 | 0 | 0 | 0 | 0 | 0 | 0 | 0 | 0 | 0 | 0 | 0 | 0
QLD1 | Hydro | 0 | 0 | 0 | 0 | 0 | 0 | 0 | 0 | 0 | 0 | 0 | 0 | 0 | 0 | 0 | 0 | 0 | 0 | 0 | 0 | 0 | 0 | 0 | 0 | 0 | 0 | 0
QLD1 | Hydrogen Turbine | 0 | 0 | 0 | 0 | 0 | 0 | 0 | 0 | 0 | 0 | 0 | 0 | 0 | 0 | 0 | 0 | 0 | 0 | 0 | 0 | 0 | 0 | 0 | 0 | 0 | 0 | 0
QLD1 | Wind | 0 | 0 | 0 | 0 | 0 | 0 | 0 | 0 | 0 | 0 | 0 | 0 | 0 | 0 | 0 | 0 | 0 | 0 | 0 | 0 | 0 | 0 | 0 | 0 | 0 | 0 | 0
QLD1 | Solar PV | 0 | 0 | 0 | 0 | 0 | 0 | 0 | 0 | 0 | 0 | 0 | 0 | 0 | 0 | 0 | 0 | 0 | 0 | 0 | 0 | 0 | 0 | 0 | 0 | 0 | 0 | 0
QLD1 | Grid Battery | 0 | 0 | 0 | 0 | 0 | 0 | 0 | 0 | 0 | 0 | 0 | 0 | 0 | 0 | 0 | 0 | 0 | 0 | 0 | 0 | 0 | 0 | 0 | 0 | 0 | 0 | 0
QLD1 | Pumped Hydro | 0 | 0 | 0 | 0 | 0 | 0 | 0 | 0 | 0 | 0 | 0 | 0 | 0 | 0 | 0 | 0 | 0 | 0 | 0 | 0 | 0 | 0 | 0 | 0 | 0 | 0 | 0
QLD1 | VPP | 0 | 0 | 0 | 0 | 0 | 0 | 0 | 0 | 0 | 0 | 0 | 0 | 0 | 0 | 0 | 0 | 0 | 0 | 0 | 0 | 0 | 0 | 0 | 0 | 0 | 0 | 0
Total excluding storage |  | 0 | 0 | 0 | 0 | 0 | 0 | 0 | 0 | 0 | 0 | 0 | 0 | 0 | 0 | 0 | 0 | 0 | 0 | 0 | 0 | 0 | 0 | 0 | 0 | 0 | 0 | 0
Region | Technology | 2023-24 | 2024-25 | 2025-26 | 2026-27 | 2027-28 | 2028-29 | 2029-30 | 2030-31 | 2031-32 | 2032-33 | 2033-34 | 2034-35 | 2035-36 | 2036-37 | 2037-38 | 2038-39 | 2039-40 | 2040-41 | 2041-42 | 2042-43 | 2043-44 | 2044-45 | 2045-46 | 2046-47 | 2047-48 | 2048-49 | 2049-50
VIC1 | Black Coal | 0 | 0 | 0 | 0 | 0 | 0 | 0 | 0 | 0 | 0 | 0 | 0 | 0 | 0 | 0 | 0 | 0 | 0 | 0 | 0 | 0 | 0 | 0 | 0 | 0 | 0 | 0
VIC1 | Brown Coal | 0 | 0 | 0 | 0 | 0 | 0 | 0 | 0 | 0 | 0 | 0 | 0 | 0 | 0 | 0 | 0 | 0 | 0 | 0 | 0 | 0 | 0 | 0 | 0 | 0 | 0 | 0
VIC1 | CCGT | 0 | 0 | 0 | 0 | 0 | 0 | 0 | 0 | 0 | 0 | 0 | 0 | 0 | 0 | 0 | 0 | 0 | 0 | 0 | 0 | 0 | 0 | 0 | 0 | 0 | 0 | 0
VIC1 | Gas - Steam | 0 | 0 | 0 | 0 | 0 | 0 | 0 | 0 | 0 | 0 | 0 | 0 | 0 | 0 | 0 | 0 | 0 | 0 | 0 | 0 | 0 | 0 | 0 | 0 | 0 | 0 | 0
VIC1 | OCGT / Diesel | 0 | 0 | 0 | 0 | 0 | 0 | 0 | 0 | 0 | 0 | 0 | 0 | 0 | 0 | 0 | 0 | 0 | 0 | 0 | 0 | 0 | 0 | 0 | 0 | 0 | 0 | 0
VIC1 | Hydro | 0 | 0 | 0 | 0 | 0 | 0 | 0 | 0 | 0 | 0 | 0 | 0 | 0 | 0 | 0 | 0 | 0 | 0 | 0 | 0 | 0 | 0 | 0 | 0 | 0 | 0 | 0
VIC1 | Hydrogen Turbine | 0 | 0 | 0 | 0 | 0 | 0 | 0 | 0 | 0 | 0 | 0 | 0 | 0 | 0 | 0 | 0 | 0 | 0 | 0 | 0 | 0 | 0 | 0 | 0 | 0 | 0 | 0
VIC1 | Wind | 0 | 0 | 0 | 0 | 0 | 0 | 0 | 0 | 0 | 0 | 0 | 0 | 0 | 0 | 0 | 0 | 0 | 0 | 0 | 0 | 0 | 0 | 0 | 0 | 0 | 0 | 0
VIC1 | Solar PV | 0 | 0 | 0 | 0 | 0 | 0 | 0 | 0 | 0 | 0 | 0 | 0 | 0 | 0 | 0 | 0 | 0 | 0 | 0 | 0 | 0 | 0 | 0 | 0 | 0 | 0 | 0
VIC1 | Grid Battery | 0 | 0 | 0 | 0 | 0 | 0 | 0 | 0 | 0 | 0 | 0 | 0 | 0 | 0 | 0 | 0 | 0 | 0 | 0 | 0 | 0 | 0 | 0 | 0 | 0 | 0 | 0
VIC1 | Pumped Hydro | 0 | 0 | 0 | 0 | 0 | 0 | 0 | 0 | 0 | 0 | 0 | 0 | 0 | 0 | 0 | 0 | 0 | 0 | 0 | 0 | 0 | 0 | 0 | 0 | 0 | 0 | 0
VIC1 | VPP | 0 | 0 | 0 | 0 | 0 | 0 | 0 | 0 | 0 | 0 | 0 | 0 | 0 | 0 | 0 | 0 | 0 | 0 | 0 | 0 | 0 | 0 | 0 | 0 | 0 | 0 | 0
Total excluding storage |  | 0 | 0 | 0 | 0 | 0 | 0 | 0 | 0 | 0 | 0 | 0 | 0 | 0 | 0 | 0 | 0 | 0 | 0 | 0 | 0 | 0 | 0 | 0 | 0 | 0 | 0 | 0
Region | Technology | 2023-24 | 2024-25 | 2025-26 | 2026-27 | 2027-28 | 2028-29 | 2029-30 | 2030-31 | 2031-32 | 2032-33 | 2033-34 | 2034-35 | 2035-36 | 2036-37 | 2037-38 | 2038-39 | 2039-40 | 2040-41 | 2041-42 | 2042-43 | 2043-44 | 2044-45 | 2045-46 | 2046-47 | 2047-48 | 2048-49 | 2049-50
SA1 | Black Coal | 0 | 0 | 0 | 0 | 0 | 0 | 0 | 0 | 0 | 0 | 0 | 0 | 0 | 0 | 0 | 0 | 0 | 0 | 0 | 0 | 0 | 0 | 0 | 0 | 0 | 0 | 0
SA1 | Brown Coal | 0 | 0 | 0 | 0 | 0 | 0 | 0 | 0 | 0 | 0 | 0 | 0 | 0 | 0 | 0 | 0 | 0 | 0 | 0 | 0 | 0 | 0 | 0 | 0 | 0 | 0 | 0
SA1 | CCGT | 0 | 0 | 0 | 0 | 0 | 0 | 0 | 0 | 0 | 0 | 0 | 0 | 0 | 0 | 0 | 0 | 0 | 0 | 0 | 0 | 0 | 0 | 0 | 0 | 0 | 0 | 0
SA1 | Gas - Steam | 0 | 0 | 0 | 0 | 0 | 0 | 0 | 0 | 0 | 0 | 0 | 0 | 0 | 0 | 0 | 0 | 0 | 0 | 0 | 0 | 0 | 0 | 0 | 0 | 0 | 0 | 0
SA1 | OCGT / Diesel | 0 | 0 | 0 | 0 | 0 | 0 | 0 | 0 | 0 | 0 | 0 | 0 | 0 | 0 | 0 | 0 | 0 | 0 | 0 | 0 | 0 | 0 | 0 | 0 | 0 | 0 | 0
SA1 | Hydro | 0 | 0 | 0 | 0 | 0 | 0 | 0 | 0 | 0 | 0 | 0 | 0 | 0 | 0 | 0 | 0 | 0 | 0 | 0 | 0 | 0 | 0 | 0 | 0 | 0 | 0 | 0
SA1 | Hydrogen Turbine | 0 | 0 | 0 | 0 | 0 | 0 | 0 | 0 | 0 | 0 | 0 | 0 | 0 | 0 | 0 | 0 | 0 | 0 | 0 | 0 | 0 | 0 | 0 | 0 | 0 | 0 | 0
SA1 | Wind | 0 | 0 | 0 | 0 | 0 | 0 | 0 | 0 | 0 | 0 | 0 | 0 | 0 | 0 | 0 | 0 | 0 | 0 | 0 | 0 | 0 | 0 | 0 | 0 | 0 | 0 | 0
SA1 | Solar PV | 0 | 0 | 0 | 0 | 0 | 0 | 0 | 0 | 0 | 0 | 0 | 0 | 0 | 0 | 0 | 0 | 0 | 0 | 0 | 0 | 0 | 0 | 0 | 0 | 0 | 0 | 0
SA1 | Grid Battery | 0 | 0 | 0 | 0 | 0 | 0 | 0 | 0 | 0 | 0 | 0 | 0 | 0 | 0 | 0 | 0 | 0 | 0 | 0 | 0 | 0 | 0 | 0 | 0 | 0 | 0 | 0
SA1 | Pumped Hydro | 0 | 0 | 0 | 0 | 0 | 0 | 0 | 0 | 0 | 0 | 0 | 0 | 0 | 0 | 0 | 0 | 0 | 0 | 0 | 0 | 0 | 0 | 0 | 0 | 0 | 0 | 0
SA1 | VPP | 0 | 0 | 0 | 0 | 0 | 0 | 0 | 0 | 0 | 0 | 0 | 0 | 0 | 0 | 0 | 0 | 0 | 0 | 0 | 0 | 0 | 0 | 0 | 0 | 0 | 0 | 0
Total excluding storage |  | 0 | 0 | 0 | 0 | 0 | 0 | 0 | 0 | 0 | 0 | 0 | 0 | 0 | 0 | 0 | 0 | 0 | 0 | 0 | 0 | 0 | 0 | 0 | 0 | 0 | 0 | 0
Region | Technology | 2023-24 | 2024-25 | 2025-26 | 2026-27 | 2027-28 | 2028-29 | 2029-30 | 2030-31 | 2031-32 | 2032-33 | 2033-34 | 2034-35 | 2035-36 | 2036-37 | 2037-38 | 2038-39 | 2039-40 | 2040-41 | 2041-42 | 2042-43 | 2043-44 | 2044-45 | 2045-46 | 2046-47 | 2047-48 | 2048-49 | 2049-50
TAS1 | Black Coal | 0 | 0 | 0 | 0 | 0 | 0 | 0 | 0 | 0 | 0 | 0 | 0 | 0 | 0 | 0 | 0 | 0 | 0 | 0 | 0 | 0 | 0 | 0 | 0 | 0 | 0 | 0
TAS1 | Brown Coal | 0 | 0 | 0 | 0 | 0 | 0 | 0 | 0 | 0 | 0 | 0 | 0 | 0 | 0 | 0 | 0 | 0 | 0 | 0 | 0 | 0 | 0 | 0 | 0 | 0 | 0 | 0
TAS1 | CCGT | 0 | 0 | 0 | 0 | 0 | 0 | 0 | 0 | 0 | 0 | 0 | 0 | 0 | 0 | 0 | 0 | 0 | 0 | 0 | 0 | 0 | 0 | 0 | 0 | 0 | 0 | 0
TAS1 | Gas - Steam | 0 | 0 | 0 | 0 | 0 | 0 | 0 | 0 | 0 | 0 | 0 | 0 | 0 | 0 | 0 | 0 | 0 | 0 | 0 | 0 | 0 | 0 | 0 | 0 | 0 | 0 | 0
TAS1 | OCGT / Diesel | 0 | 0 | 0 | 0 | 0 | 0 | 0 | 0 | 0 | 0 | 0 | 0 | 0 | 0 | 0 | 0 | 0 | 0 | 0 | 0 | 0 | 0 | 0 | 0 | 0 | 0 | 0
TAS1 | Hydro | 0 | 0 | 0 | 0 | 0 | 0 | 0 | 0 | 0 | 0 | 0 | 0 | 0 | 0 | 0 | 0 | 0 | 0 | 0 | 0 | 0 | 0 | 0 | 0 | 0 | 0 | 0
TAS1 | Hydrogen Turbine | 0 | 0 | 0 | 0 | 0 | 0 | 0 | 0 | 0 | 0 | 0 | 0 | 0 | 0 | 0 | 0 | 0 | 0 | 0 | 0 | 0 | 0 | 0 | 0 | 0 | 0 | 0
TAS1 | Wind | 0 | 0 | 0 | 0 | 0 | 0 | 0 | 0 | 0 | 0 | 0 | 0 | 0 | 0 | 0 | 0 | 0 | 0 | 0 | 0 | 0 | 0 | 0 | 0 | 0 | 0 | 0
TAS1 | Solar PV | 0 | 0 | 0 | 0 | 0 | 0 | 0 | 0 | 0 | 0 | 0 | 0 | 0 | 0 | 0 | 0 | 0 | 0 | 0 | 0 | 0 | 0 | 0 | 0 | 0 | 0 | 0
TAS1 | Grid Battery | 0 | 0 | 0 | 0 | 0 | 0 | 0 | 0 | 0 | 0 | 0 | 0 | 0 | 0 | 0 | 0 | 0 | 0 | 0 | 0 | 0 | 0 | 0 | 0 | 0 | 0 | 0
TAS1 | Pumped Hydro | 0 | 0 | 0 | 0 | 0 | 0 | 0 | 0 | 0 | 0 | 0 | 0 | 0 | 0 | 0 | 0 | 0 | 0 | 0 | 0 | 0 | 0 | 0 | 0 | 0 | 0 | 0
TAS1 | VPP | 0 | 0 | 0 | 0 | 0 | 0 | 0 | 0 | 0 | 0 | 0 | 0 | 0 | 0 | 0 | 0 | 0 | 0 | 0 | 0 | 0 | 0 | 0 | 0 | 0 | 0 | 0
Total excluding storage |  | 0 | 0 | 0 | 0 | 0 | 0 | 0 | 0 | 0 | 0 | 0 | 0 | 0 | 0 | 0 | 0 | 0 | 0 | 0 | 0 | 0 | 0 | 0 | 0 | 0 | 0 | 0

## Option 5_REZ Tx Cost
REZ transmission expansion cost by region ($000s) - Option 5, Offshore Wind Scenario
REZ Expansion | Real June 2021 dollars discounted to 1 July 2021. As with the total capital costs, the REZ transmission expansion costs are annualised for modelling purposes.
Explicitly modelled generation
Region | Technology | 2023-24 | 2024-25 | 2025-26 | 2026-27 | 2027-28 | 2028-29 | 2029-30 | 2030-31 | 2031-32 | 2032-33 | 2033-34 | 2034-35 | 2035-36 | 2036-37 | 2037-38 | 2038-39 | 2039-40 | 2040-41 | 2041-42 | 2042-43 | 2043-44 | 2044-45 | 2045-46 | 2046-47 | 2047-48 | 2048-49 | 2049-50
NSW1 | Transmission | 0 | 0.0012306 | 0.0015412 | 0.0019631 | 0.0020197 | 0.0026835 | 0.003863 | 0.0058604 | 0.0059191 | 7904.7067 | 14394.9593 | 13644.5113 | 12967.6684 | 12257.1463 | 11618.149 | 11012.4714 | 11876.8725 | 11226.1175 | 10640.8703 | 18072.6933 | 18846.4445 | 17936.6099 | 20583.7858 | 46063.1645 | 44294.8582 | 55787.7142 | 52879.3509
QLD1 | Transmission | 69.5157 | 65.8393 | 62.4084 | 80.2219 | 89.2002 | 51332.9217 | 48778.1357 | 53900.3428 | 53697.6527 | 73259.3985 | 82675.0533 | 81274.0459 | 77529.0155 | 74271.491 | 102935.9899 | 98952.7268 | 128403.6713 | 141429.7157 | 139955.4214 | 183345.1343 | 203733.0977 | 193123.2839 | 184720.5488 | 196780.8425 | 196326.1083 | 198209.442 | 191986.061
VIC1 | Transmission | 0 | 0.00043244 | 0.00043066 | 0.00046717 | 0.00046063 | 0.00045733 | 0.00051211 | 0.00057382 | 0.0008147 | 0.00082227 | 0.0010526 | 0.00102 | 0.001004 | 0.0016526 | 0.001617 | 8748.4052 | 16365.6498 | 19944.0706 | 18904.3324 | 20825.9956 | 20234.2075 | 19125.5383 | 18128.4725 | 17183.3863 | 21888.177 | 20688.884 | 22646.0646
SA1 | Transmission | 57.1305 | 1392.9719 | 1387.7126 | 2525.5669 | 2400.2852 | 2295.5901 | 2177.4356 | 2064.1312 | 2838.0801 | 3696.5346 | 3503.83 | 3321.168 | 3156.4211 | 2983.4757 | 4857.9103 | 4604.6549 | 4376.2415 | 7239.9682 | 10380.3452 | 11866.2672 | 14843.7586 | 25041.429 | 24050.6523 | 32534.2575 | 37933.9974 | 36469.8347 | 35218.4777
TAS1 | Transmission | 0 | 0.0012626 | 76.1011 | 1384.4961 | 2596.928 | 2454.6388 | 2326.6719 | 2205.3763 | 2095.9777 | 1981.1354 | 1877.8535 | 1779.956 | 1691.6604 | 1598.9713 | 1515.6126 | 1436.5997 | 1365.3365 | 1290.5272 | 1223.2486 | 1159.4775 | 1101.9611 | 1041.5827 | 987.2823 | 935.8127 | 889.3913 | 840.66 | 796.8342
NEM | Total | 126.6462 | 1458.8142 | 1526.224 | 3990.2873 | 5086.4159 | 56083.1537 | 53282.2476 | 58169.8567 | 58631.7172 | 86841.776 | 102451.6972 | 100019.6822 | 95344.7664 | 91111.0859 | 120927.6634 | 124754.858 | 162387.7715 | 181130.3993 | 181104.218 | 235269.5679 | 258759.4694 | 256268.4438 | 248470.7417 | 293497.4636 | 301332.5322 | 311996.535 | 303526.7885

## Option 5_USE+DSP Cost
USE+DSP cost by region ($000s) - Option 5, Offshore Wind Scenario
USE+DSP | Real June 2021 dollars discounted to 1 July 2021
Explicitly modelled generation
Region | Technology | 2023-24 | 2024-25 | 2025-26 | 2026-27 | 2027-28 | 2028-29 | 2029-30 | 2030-31 | 2031-32 | 2032-33 | 2033-34 | 2034-35 | 2035-36 | 2036-37 | 2037-38 | 2038-39 | 2039-40 | 2040-41 | 2041-42 | 2042-43 | 2043-44 | 2044-45 | 2045-46 | 2046-47 | 2047-48 | 2048-49 | 2049-50
NSW1 | USE+DSP | 32851.5901 | 37714.3302 | 111102.5083 | 1219.5902 | 14425.8052 | 18.5141 | 0.2499 | 3196.8763 | 0.25049 | 2979.9689 | 870.7522 | 23.7425 | 5659.3035 | 51.313 | 6456.0593 | 0.25485 | 409.8012 | 1476.7329 | 2038.1512 | 1520.017 | 7311.8962 | 6452.5304 | 7769.8803 | 9932.8891 | 8597.5958 | 8834.9395 | 10037.315
QLD1 | USE+DSP | 0.029646 | 0.029385 | 0.029975 | 512.7752 | 22.9151 | 75597.3524 | 0.030858 | 2477.8858 | 1677.3924 | 778.8612 | 1476.6049 | 1320.5269 | 3094.2622 | 143.9132 | 7102.556 | 0.031578 | 8113.1115 | 4023.3561 | 2815.8341 | 5904.9946 | 13917.2229 | 11685.2135 | 26867.5538 | 33417.1339 | 48707.1599 | 48936.16 | 51504.4162
VIC1 | USE+DSP | 26910.426 | 20805.0438 | 24.6588 | 32737.1922 | 432.962 | 0.31863 | 80.1547 | 1202.2843 | 0.31793 | 843.9488 | 0.32859 | 188.1806 | 2834.3467 | 11.119 | 6963.5948 | 10.7368 | 1126.605 | 1032.1329 | 3161.8755 | 2523.377 | 4105.0622 | 13144.286 | 1914.8236 | 2349.8802 | 2933.2821 | 2830.2755 | 2376.0604
SA1 | USE+DSP | 808.6681 | 0.034629 | 8.8191 | 849.1853 | 424.3944 | 0.035428 | 0.035358 | 1142.0901 | 0.035371 | 1229.9292 | 0.036506 | 112.112 | 2069.0435 | 0.036179 | 11144.0763 | 12.2421 | 563.4225 | 1978.4977 | 1617.4759 | 1403.4383 | 4031.2042 | 14061.0914 | 2691.8876 | 3556.6623 | 3617.3419 | 4210.9374 | 4548.257
TAS1 | USE+DSP | 0.02088 | 0.020636 | 0.020773 | 0.020867 | 0.020925 | 0.020973 | 0.021187 | 44.7477 | 0.021668 | 51.7345 | 0.022278 | 88.0619 | 552.4804 | 0.021566 | 326.4321 | 0.021863 | 49.9079 | 319.6915 | 771.6974 | 715.5465 | 909.6582 | 976.2352 | 862.232 | 1503.8377 | 1209.0258 | 2032.3446 | 1315.5419
NEM | Total | 60570.7347 | 58519.4587 | 111136.0369 | 35318.7638 | 15306.0977 | 75616.2416 | 80.492 | 8063.8841 | 1678.0178 | 5884.4426 | 2347.7445 | 1732.6239 | 14209.4363 | 206.4029 | 31992.7184 | 23.2872 | 10262.848 | 8830.4111 | 10405.0341 | 12067.3732 | 30275.0437 | 46319.3565 | 40106.3773 | 50760.4032 | 65064.4056 | 66844.657 | 69781.5904

## Option 5A_CF
Annual capacity factor by technology - Option 5A, Offshore Wind Scenario
Explicitly modelled generation
Region | Technology | 2023-24 | 2024-25 | 2025-26 | 2026-27 | 2027-28 | 2028-29 | 2029-30 | 2030-31 | 2031-32 | 2032-33 | 2033-34 | 2034-35 | 2035-36 | 2036-37 | 2037-38 | 2038-39 | 2039-40 | 2040-41 | 2041-42 | 2042-43 | 2043-44 | 2044-45 | 2045-46 | 2046-47 | 2047-48 | 2048-49 | 2049-50
NEM | Black Coal | 58.97% | 51.63% | 52.7% | 63.33% | 60.33% | 61.75% | 63.31% | 60.25% | 57.55% | 58.73% | 63.48% | 62.94% | 54.56% | 52.87% | 55.68% | 52.34% | 56.31% | 44.91% | 44.21% | - | - | - | - | - | - | - | -
NEM | Brown Coal | 68.72% | 60.32% | 65.9% | 63.06% | 63.93% | 63.48% | 65.67% | 64% | 50.53% | - | - | - | - | - | - | - | - | - | - | - | - | - | - | - | - | - | -
NEM | CCGT | 8.14% | 6.614% | 12.98% | 16.48% | 16.89% | 19.39% | 22.42% | 27.17% | 23.25% | 23% | 32.15% | 36.05% | 26.57% | 27.35% | 28.04% | 30.32% | 30.67% | 26.68% | 23.19% | 26.21% | 27.79% | 23.55% | 24.82% | 28.99% | 28.77% | 28.47% | 28.95%
NEM | Gas - Steam | 0.9865% | 0.9478% | 2.997% | 3.759% | 2.497% | 4.785% | 3.751% | 22.45% | 3.147% | 7.715% | 8.375% | 13.56% | 7.33% | 9.13% | 12.36% | 9.774% | - | - | - | - | - | - | - | - | - | - | -
NEM | OCGT / Diesel | 0.3094% | 0.2412% | 0.54% | 0.5916% | 0.4354% | 0.5474% | 0.4407% | 2.304% | 1.007% | 1.701% | 3.872% | 6.746% | 3.556% | 4.545% | 4.057% | 3.017% | 8.805% | 8.237% | 4.239% | 5.662% | 9.099% | 5.24% | 6.714% | 8.644% | 5.867% | 7.031% | 6.651%
NEM | Hydro | 26.73% | 23.99% | 24.59% | 23.57% | 20.21% | 24.68% | 26.53% | 26.02% | 24.92% | 23.71% | 27.1% | 27.01% | 24.42% | 22.48% | 26.86% | 23.96% | 21.35% | 20.04% | 19.12% | 21.88% | 23.07% | 20.9% | 19.82% | 25.79% | 24.2% | 24.24% | 22.56%
NEM | Hydrogen Turbine | bar: 2023-24 to 2049-50
NEM | Wind | 32.72% | 33.41% | 34.06% | 35.51% | 37.26% | 36.29% | 36.18% | 35.47% | 37.25% | 35.85% | 35.21% | 34.86% | 35.75% | 36.73% | 35.71% | 35.72% | 34.66% | 34.69% | 33.98% | 33.89% | 33.52% | 34.08% | 35.27% | 34.24% | 33.84% | 32.78% | 32.7%
NEM | Solar PV | 26.38% | 22.22% | 23.44% | 24.67% | 24.44% | 22.38% | 23.54% | 24.33% | 24.68% | 24.78% | 24.35% | 23.85% | 24.49% | 24.67% | 21% | 22.27% | 22.13% | 20.91% | 21.23% | 21.36% | 20.51% | 20.37% | 20.85% | 18.12% | 18.61% | 19.03% | 18.45%
NEM | Grid Battery | 4.757% | 4.716% | 7.354% | 11.15% | 15.28% | 17.31% | 17.55% | 19.21% | 18.6% | 20.86% | 19.96% | 19.14% | 19.79% | 20.06% | 17.95% | 18.31% | 19.45% | 18.95% | 20.17% | 20.33% | 19.34% | 19.18% | 19.81% | 16.73% | 16.92% | 16.75% | 16.08%
NEM | Pumped Hydro | 7.629% | 12.58% | 13.03% | 19.44% | 9.89% | 12.91% | 14.38% | 19.34% | 19.64% | 18.48% | 20.39% | 20.21% | 21.18% | 22.07% | 20.23% | 20.59% | 20.53% | 17.83% | 18.28% | 19.36% | 17.44% | 16.26% | 16.28% | 16.86% | 15.17% | 15.13% | 13.03%
NEM | VPP | 7.922% | 8.081% | 8.665% | 8.515% | 8.234% | 7.732% | 7.556% | 7.46% | 7.286% | 7.252% | 7.256% | 6.9% | 7.009% | 6.956% | 6.492% | 6.357% | 6.407% | 6.034% | 6.284% | 6.253% | 6.092% | 6.222% | 6.379% | 6.023% | 5.988% | 5.972% | 5.762%
Region | Technology | 2023-24 | 2024-25 | 2025-26 | 2026-27 | 2027-28 | 2028-29 | 2029-30 | 2030-31 | 2031-32 | 2032-33 | 2033-34 | 2034-35 | 2035-36 | 2036-37 | 2037-38 | 2038-39 | 2039-40 | 2040-41 | 2041-42 | 2042-43 | 2043-44 | 2044-45 | 2045-46 | 2046-47 | 2047-48 | 2048-49 | 2049-50
NSW1 | Black Coal | 57.9% | 48.25% | 44.39% | 64.24% | 58.57% | 63.9% | 66.73% | 58.1% | 56.05% | 57.36% | 62.81% | 63.64% | 55.32% | 48.6% | 54.15% | 53.23% | - | - | - | - | - | - | - | - | - | - | -
NSW1 | Brown Coal | bar: 2023-24 to 2049-50
NSW1 | CCGT | 0.3544% | 0.1609% | 7.953% | 17.61% | 19.93% | 16.78% | 27.75% | 29.09% | 25.59% | 23.99% | 37.47% | 43.77% | 27.81% | 27.74% | 29.93% | 34.71% | 36.01% | 29.1% | 26.08% | 28.76% | - | - | - | - | - | - | -
NSW1 | Gas - Steam | bar: 2023-24 to 2049-50
NSW1 | OCGT / Diesel | 0.05169% | 0.02283% | 0.1551% | 0.1466% | 0.1193% | 0.02505% | 0.0001799% | 0.6502% | 0.1056% | 0.4957% | 1.143% | 4.135% | 1.596% | 2.876% | 1.868% | 1.365% | 6.964% | 7.771% | 3.551% | 4.24% | 8.758% | 5.787% | 8.234% | 7.937% | 7.589% | 6.635% | 7.729%
NSW1 | Hydro | 9.225% | 12.9% | 13.51% | 13.58% | 11.34% | 16.21% | 13.72% | 14.06% | 13.17% | 11.63% | 14.58% | 15.04% | 13.85% | 12.28% | 17.14% | 14.15% | 12.54% | 12.25% | 11.15% | 13.08% | 13.4% | 12.37% | 10.51% | 16.48% | 15.71% | 15.89% | 15.28%
NSW1 | Hydrogen Turbine | bar: 2023-24 to 2049-50
NSW1 | Wind | 36.22% | 33.89% | 34.02% | 35.41% | 35.91% | 36.38% | 34.52% | 34.24% | 34.02% | 34.19% | 33.22% | 32.81% | 34.11% | 34.25% | 34.67% | 33.13% | 32.47% | 30.51% | 32.04% | 30.92% | 29.97% | 31.14% | 31.57% | 32.52% | 30.7% | 29.94% | 28.05%
NSW1 | Solar PV | 26.9% | 21.21% | 22.17% | 24.47% | 24.7% | 22.41% | 23.28% | 24.71% | 24.47% | 24.71% | 24.33% | 23.7% | 25.05% | 24.93% | 21.29% | 22.04% | 23.07% | 21.4% | 21.84% | 20.97% | 20.08% | 21.09% | 21.35% | 18.98% | 18.58% | 19.28% | 18.54%
NSW1 | Grid Battery | 4.71% | 5.721% | 12.26% | 23.82% | 24.35% | 22.13% | 22.44% | 24.25% | 22.99% | 23.87% | 22.32% | 20.76% | 22.53% | 22.44% | 20.47% | 20.49% | 20.66% | 19.77% | 21.94% | 20.54% | 18.43% | 19.62% | 19.97% | 17.14% | 16.8% | 17.64% | 17.41%
NSW1 | Pumped Hydro | 5.257% | 10.47% | 17.33% | 27.22% | 8.947% | 14.26% | 15.69% | 21.33% | 21.68% | 20.41% | 23.04% | 22.74% | 23.74% | 25.36% | 24.01% | 22.59% | 21.04% | 16.15% | 18% | 18.59% | 16.5% | 15.3% | 15.96% | 19.36% | 15.99% | 15.31% | 12.32%
NSW1 | VPP | 6.814% | 7.847% | 8.793% | 8.681% | 8.388% | 7.747% | 7.465% | 7.555% | 7.364% | 7.419% | 7.368% | 7.024% | 7.215% | 7.063% | 6.666% | 6.574% | 6.65% | 6.328% | 6.634% | 6.506% | 6.28% | 6.532% | 6.574% | 6.165% | 6.153% | 6.253% | 6.13%
Region | Technology | 2023-24 | 2024-25 | 2025-26 | 2026-27 | 2027-28 | 2028-29 | 2029-30 | 2030-31 | 2031-32 | 2032-33 | 2033-34 | 2034-35 | 2035-36 | 2036-37 | 2037-38 | 2038-39 | 2039-40 | 2040-41 | 2041-42 | 2042-43 | 2043-44 | 2044-45 | 2045-46 | 2046-47 | 2047-48 | 2048-49 | 2049-50
QLD1 | Black Coal | 60.08% | 55.11% | 62.02% | 62.59% | 61.54% | 60.21% | 61.24% | 62.13% | 58.87% | 60.3% | 64.02% | 62.37% | 53.94% | 56.37% | 56.94% | 51.61% | 56.31% | 44.91% | 44.21% | - | - | - | - | - | - | - | -
QLD1 | Brown Coal | bar: 2023-24 to 2049-50
QLD1 | CCGT | 7.298% | 6.109% | 12.04% | 18.16% | 18.96% | 22.24% | 24.77% | 29.51% | 27.84% | 26.7% | 37.01% | 39.77% | 32.27% | 34.34% | 32.16% | 33.92% | 34.44% | 30.88% | 26.51% | 30.26% | 33.2% | 28.13% | 37% | 62.49% | 62.01% | 61.37% | 62.41%
QLD1 | Gas - Steam | bar: 2023-24 to 2049-50
QLD1 | OCGT / Diesel | 0.01426% | 3.567e-06% | 0.01577% | 0.1074% | 0.1438% | 0.1275% | 0.0624% | 2.679% | 2.077% | 2.096% | 8.658% | 10.26% | 7.494% | 10.21% | 5.274% | 4.086% | 9.965% | 9.388% | 4.255% | 7.824% | 9.578% | 6.532% | 9.671% | 11.91% | 5.562% | 6.981% | 6.698%
QLD1 | Hydro | 54.44% | 54.49% | 55.85% | 53.53% | 54.62% | 55.36% | 55.06% | 54.58% | 54.52% | 54.64% | 54.12% | 53.49% | 53.03% | 53.51% | 38.45% | 36.08% | 30.69% | 27.1% | 25.31% | - | - | - | - | - | - | - | -
QLD1 | Hydrogen Turbine | bar: 2023-24 to 2049-50
QLD1 | Wind | 40.66% | 36.73% | 38.82% | 38.59% | 39.91% | 37.77% | 37.35% | 36.85% | 36.2% | 35.58% | 33.47% | 33.38% | 32.91% | 35.12% | 34.51% | 34.06% | 33.85% | 31.71% | 32.24% | 31.09% | 31.38% | 30.58% | 32.35% | 31.85% | 30.92% | 31.49% | 29.64%
QLD1 | Solar PV | 26.91% | 24.11% | 26.33% | 26.61% | 25.76% | 23.23% | 25.53% | 25.38% | 26.33% | 25.89% | 25.35% | 24.91% | 24.92% | 25.03% | 21.1% | 23.58% | 22.33% | 21.55% | 22.11% | 22.83% | 22.52% | 21.54% | 21.6% | 18.6% | 19.97% | 20.43% | 20.01%
QLD1 | Grid Battery | 6.123% | 6.097% | 6.219% | 6.298% | 6.3% | 21.32% | 21.37% | 22.7% | 22.44% | 23.15% | 22.23% | 22% | 22.02% | 22.8% | 19.4% | 20.48% | 21.59% | 22.05% | 21.97% | 22.98% | 21.92% | 21.47% | 21.83% | 18.39% | 19.41% | 18.39% | 18.33%
QLD1 | Pumped Hydro | 8.628% | 13.47% | 9.291% | 12.66% | 13.08% | 8.908% | 10.48% | 13.49% | 13.12% | 11.31% | 12.35% | 14.64% | 15.7% | 15.66% | 16.51% | 19.01% | 20.07% | 19.08% | 18.69% | 20.03% | 18.34% | 16.81% | 16.09% | 14.93% | 14.31% | 14.73% | 13.08%
QLD1 | VPP | 8.296% | 8.164% | 8.263% | 8.481% | 8.116% | 7.709% | 7.578% | 7.619% | 7.486% | 7.421% | 7.493% | 7.319% | 7.186% | 7.251% | 6.685% | 6.686% | 6.812% | 6.726% | 6.783% | 6.936% | 6.914% | 6.8% | 6.936% | 6.737% | 6.705% | 6.501% | 6.525%
Region | Technology | 2023-24 | 2024-25 | 2025-26 | 2026-27 | 2027-28 | 2028-29 | 2029-30 | 2030-31 | 2031-32 | 2032-33 | 2033-34 | 2034-35 | 2035-36 | 2036-37 | 2037-38 | 2038-39 | 2039-40 | 2040-41 | 2041-42 | 2042-43 | 2043-44 | 2044-45 | 2045-46 | 2046-47 | 2047-48 | 2048-49 | 2049-50
VIC1 | Black Coal | bar: 2023-24 to 2049-50
VIC1 | Brown Coal | 68.72% | 60.32% | 65.9% | 63.06% | 63.93% | 63.48% | 65.67% | 64% | 50.53% | - | - | - | - | - | - | - | - | - | - | - | - | - | - | - | - | - | -
VIC1 | CCGT | bar: 2023-24 to 2049-50
VIC1 | Gas - Steam | 0.386% | 0.4192% | 1.612% | 3.759% | 2.497% | 4.785% | 3.751% | 22.45% | 3.147% | 7.715% | 8.375% | 13.56% | 7.33% | 9.13% | 12.36% | 9.774% | - | - | - | - | - | - | - | - | - | - | -
VIC1 | OCGT / Diesel | 0.1382% | 0.09496% | 0.2358% | 0.8811% | 0.5073% | 0.7667% | 0.4685% | 2.471% | 0.3045% | 1.743% | 1.998% | 5.583% | 2.46% | 2.196% | 4.594% | 2.735% | 9.18% | 6.822% | 4.547% | 4.905% | 8.622% | 4.364% | 4.779% | 7.501% | 5.269% | 7.888% | 6.235%
VIC1 | Hydro | 13.86% | 16.82% | 17.37% | 16.47% | 13.77% | 20.66% | 17.22% | 14.89% | 14.91% | 13.6% | 16.62% | 17.17% | 16.34% | 13.67% | 20.56% | 17.22% | 14.89% | 14.89% | 13.6% | 16.6% | 17.17% | 16.27% | 13.66% | 20.52% | 20.56% | 20.54% | 20.51%
VIC1 | Hydrogen Turbine | bar: 2023-24 to 2049-50
VIC1 | Wind | 28.18% | 29.22% | 30.04% | 31.41% | 35.85% | 33.89% | 35.94% | 34.61% | 39.67% | 35.88% | 37.26% | 37.3% | 38.02% | 38.58% | 36.62% | 38.69% | 36.34% | 39.23% | 36.01% | 38.15% | 38.27% | 38.87% | 40.57% | 37.93% | 39.89% | 36.86% | 40.05%
VIC1 | Solar PV | 23.27% | 19.91% | 20.07% | 20.37% | 19.93% | 19.6% | 19.35% | 19.27% | 21.39% | 23.24% | 22.73% | 22.02% | 22.1% | 22.95% | 21.29% | 20.74% | 19.13% | 16.76% | 17.62% | 18.44% | 16.51% | 17.16% | 18.58% | 16.25% | 16.27% | 16.02% | 14.78%
VIC1 | Grid Battery | 4.866% | 4.53% | 5.321% | 5.228% | 5.033% | 4.819% | 4.756% | 6.755% | 6.663% | 10.38% | 10.04% | 9.254% | 10.34% | 9.775% | 9.078% | 8.764% | 8.914% | 7.501% | 14.08% | 14.18% | 12.8% | 13.6% | 13.67% | 12.45% | 12.59% | 12.66% | 10.79%
VIC1 | Pumped Hydro | bar: 2023-24 to 2049-50
VIC1 | VPP | 8.351% | 7.834% | 9.408% | 8.922% | 8.586% | 8% | 7.814% | 7.364% | 7.025% | 6.948% | 6.926% | 6.413% | 6.745% | 6.623% | 6.082% | 5.778% | 5.719% | 5.006% | 5.337% | 5.247% | 4.937% | 5.274% | 5.514% | 5.099% | 5.185% | 5.175% | 4.637%
Region | Technology | 2023-24 | 2024-25 | 2025-26 | 2026-27 | 2027-28 | 2028-29 | 2029-30 | 2030-31 | 2031-32 | 2032-33 | 2033-34 | 2034-35 | 2035-36 | 2036-37 | 2037-38 | 2038-39 | 2039-40 | 2040-41 | 2041-42 | 2042-43 | 2043-44 | 2044-45 | 2045-46 | 2046-47 | 2047-48 | 2048-49 | 2049-50
SA1 | Black Coal | bar: 2023-24 to 2049-50
SA1 | Brown Coal | bar: 2023-24 to 2049-50
SA1 | CCGT | 17.26% | 16.11% | 25.07% | 16.94% | 14.77% | 20.54% | 19.73% | 29.2% | 16.61% | 20.05% | 25.66% | 32.59% | 18.77% | 21.76% | - | - | - | - | - | - | - | - | - | - | - | - | -
SA1 | Gas - Steam | 1.362% | 1.278% | 3.863% | - | - | - | - | - | - | - | - | - | - | - | - | - | - | - | - | - | - | - | - | - | - | - | -
SA1 | OCGT / Diesel | 1.298% | 1.178% | 2.398% | 1.738% | 1.356% | 1.895% | 1.803% | 5.639% | 2.45% | 4.752% | 7.302% | 11.93% | 6.348% | 7.037% | 9.941% | 9.276% | 14.66% | 11.44% | 6.934% | 8.234% | 10.93% | 4.986% | 4.623% | 5.28% | 3.479% | 4.779% | 4.206%
SA1 | Hydro | bar: 2023-24 to 2049-50
SA1 | Hydrogen Turbine | bar: 2023-24 to 2049-50
SA1 | Wind | 32.79% | 32.41% | 31.41% | 34.81% | 34.62% | 33.28% | 33.35% | 32.01% | 34.44% | 32.29% | 33.29% | 30.3% | 34.66% | 35.24% | 32.55% | 33.75% | 32.52% | 34.78% | 31.44% | 32.74% | 30.15% | 32.83% | 33.13% | 31.39% | 31.83% | 29.87% | 30.61%
SA1 | Solar PV | 25.53% | 21.92% | 22.51% | 21.8% | 21.89% | 21.65% | 21.01% | 19.98% | 19.64% | 21.96% | 21.07% | 21.62% | 21.64% | 23.51% | 18.93% | 19.12% | 18.58% | 18.18% | 18.49% | 17.35% | 17.28% | 16.78% | 18.67% | 15.55% | 15.31% | 15.36% | 14.66%
SA1 | Grid Battery | 4.392% | 4.468% | 4.325% | 4.26% | 4.268% | 4.19% | 4.116% | 4.235% | 4.205% | 14.6% | 14.08% | 13.36% | 14.67% | 15.12% | 14.62% | 14.51% | 14.46% | 13.44% | 17.3% | 15.46% | 17.99% | 16.72% | 18.83% | 15.04% | 13.97% | 14.08% | 12.04%
SA1 | Pumped Hydro | bar: 2023-24 to 2049-50
SA1 | VPP | 9.091% | 9.069% | 8.67% | 8.172% | 8.004% | 7.731% | 7.594% | 7.386% | 7.3% | 7.268% | 7.331% | 6.858% | 6.856% | 7.017% | 6.717% | 6.54% | 6.462% | 5.99% | 6.461% | 6.376% | 6.432% | 6.318% | 6.768% | 6.259% | 5.839% | 5.943% | 5.579%
Region | Technology | 2023-24 | 2024-25 | 2025-26 | 2026-27 | 2027-28 | 2028-29 | 2029-30 | 2030-31 | 2031-32 | 2032-33 | 2033-34 | 2034-35 | 2035-36 | 2036-37 | 2037-38 | 2038-39 | 2039-40 | 2040-41 | 2041-42 | 2042-43 | 2043-44 | 2044-45 | 2045-46 | 2046-47 | 2047-48 | 2048-49 | 2049-50
TAS1 | Black Coal | bar: 2023-24 to 2049-50
TAS1 | Brown Coal | bar: 2023-24 to 2049-50
TAS1 | CCGT | bar: 2023-24 to 2049-50
TAS1 | Gas - Steam | bar: 2023-24 to 2049-50
TAS1 | OCGT / Diesel | 8.459e-06% | 1.731e-05% | 1.839e-05% | 0.0111% | 2.019e-05% | 2.144e-05% | 0.09191% | 0.27% | 0.1248% | 0.5722% | 0.2778% | 1.353% | 0.8026% | 0.5853% | 0.7125% | 0.6913% | 2.299% | 1.362% | 1.187% | 1.168% | 1.559% | 0.9025% | 0.5563% | 0.562% | 0.8301% | 1.498% | 1.208%
TAS1 | Hydro | 53.84% | 39.5% | 40.1% | 37.96% | 32.66% | 34.82% | 45.75% | 46.04% | 43.68% | 42.79% | 47.19% | 46.02% | 40.35% | 38.55% | 41.76% | 39.33% | 35.56% | 32.13% | 31.73% | 35.28% | 37.88% | 33.44% | 34.5% | 39.7% | 35.84% | 35.77% | 31.57%
TAS1 | Hydrogen Turbine | bar: 2023-24 to 2049-50
TAS1 | Wind | 37.86% | 44.82% | 47.84% | 48.4% | 50.57% | 47.22% | 47.37% | 46.43% | 49.2% | 48.78% | 46.89% | 48.22% | 48.49% | 50.01% | 47.64% | 46.16% | 43.91% | 45.77% | 44.88% | 43.76% | 45.58% | 47.5% | 49.64% | 47.94% | 46.61% | 45.34% | 48.43%
TAS1 | Solar PV | - | - | - | - | - | - | - | - | - | - | - | - | - | - | - | - | - | 15.58% | 16.23% | 18.75% | 17.59% | 18.33% | 18.49% | 15.57% | 17.52% | 17.69% | 16.04%
TAS1 | Grid Battery | bar: 2023-24 to 2049-50
TAS1 | Pumped Hydro | - | - | - | - | - | - | - | 18.56% | 24.86% | 20.79% | 20.6% | 19.59% | 20.47% | 20.1% | 20.25% | 19.17% | 20.71% | 18.35% | 17.49% | 19.17% | 16.88% | 17.32% | 18.21% | 18.16% | 16.86% | 16.66% | 15.34%
TAS1 | VPP | 0.7732% | 3.572% | 3.047% | 3.722% | 4.272% | 4.437% | 5.309% | 5.502% | 6.429% | 5.839% | 5.704% | 4.979% | 5.093% | 4.759% | 4.734% | 4.178% | 4.554% | 3.842% | 4.003% | 3.999% | 3.684% | 3.959% | 4% | 3.753% | 3.711% | 3.794% | 3.496%
Explicitly modelled pumping
Region | Technology | 2023-24 | 2024-25 | 2025-26 | 2026-27 | 2027-28 | 2028-29 | 2029-30 | 2030-31 | 2031-32 | 2032-33 | 2033-34 | 2034-35 | 2035-36 | 2036-37 | 2037-38 | 2038-39 | 2039-40 | 2040-41 | 2041-42 | 2042-43 | 2043-44 | 2044-45 | 2045-46 | 2046-47 | 2047-48 | 2048-49 | 2049-50
NEM | Grid Battery pump | 5.927% | 5.9% | 9.116% | 13.85% | 18.86% | 21.12% | 21.46% | 23.42% | 22.76% | 25.3% | 24.24% | 23.27% | 23.99% | 24.34% | 21.85% | 22.23% | 23.51% | 23.03% | 24.37% | 24.58% | 23.35% | 23.16% | 23.97% | 20.19% | 20.46% | 20.2% | 19.42%
NEM | Pumped Hydro Pump | 11.2% | 19.48% | 18.35% | 26.94% | 16.01% | 17.1% | 20.39% | 25.96% | 27.73% | 24.9% | 28.07% | 26.46% | 28.41% | 30.17% | 26.79% | 27.6% | 26.9% | 23.85% | 23.86% | 26.01% | 22.19% | 21.39% | 21.97% | 22.07% | 20.12% | 19.8% | 16.69%
NEM | VPP pump | 9.293% | 9.518% | 10.2% | 10.01% | 9.7% | 9.087% | 8.898% | 8.77% | 8.592% | 8.52% | 8.535% | 8.128% | 8.238% | 8.181% | 7.652% | 7.485% | 7.519% | 7.12% | 7.376% | 7.366% | 7.164% | 7.314% | 7.519% | 7.073% | 7.056% | 7.014% | 6.776%
Region | Technology | 2023-24 | 2024-25 | 2025-26 | 2026-27 | 2027-28 | 2028-29 | 2029-30 | 2030-31 | 2031-32 | 2032-33 | 2033-34 | 2034-35 | 2035-36 | 2036-37 | 2037-38 | 2038-39 | 2039-40 | 2040-41 | 2041-42 | 2042-43 | 2043-44 | 2044-45 | 2045-46 | 2046-47 | 2047-48 | 2048-49 | 2049-50
NSW1 | Grid Battery pump | 5.586% | 6.81% | 14.76% | 28.69% | 29.39% | 26.61% | 27.06% | 29.18% | 27.77% | 28.72% | 26.88% | 25.02% | 27.12% | 27.04% | 24.74% | 24.7% | 24.83% | 23.91% | 26.41% | 24.73% | 22.18% | 23.63% | 24.14% | 20.56% | 20.32% | 21.17% | 20.97%
NSW1 | Pumped Hydro Pump | 9.076% | 17.39% | 20.34% | 30.79% | 15.02% | 17.97% | 21.46% | 27.3% | 29.46% | 26.4% | 30.47% | 28.2% | 30.53% | 33.22% | 30.06% | 29.53% | 26.49% | 21.39% | 22.67% | 24.88% | 19.77% | 19.63% | 21.23% | 24.19% | 20.55% | 18.98% | 15.02%
NSW1 | VPP pump | 7.99% | 9.237% | 10.34% | 10.21% | 9.872% | 9.111% | 8.782% | 8.888% | 8.688% | 8.712% | 8.669% | 8.269% | 8.481% | 8.309% | 7.866% | 7.736% | 7.802% | 7.468% | 7.783% | 7.659% | 7.385% | 7.684% | 7.755% | 7.232% | 7.256% | 7.34% | 7.212%
Region | Technology | 2023-24 | 2024-25 | 2025-26 | 2026-27 | 2027-28 | 2028-29 | 2029-30 | 2030-31 | 2031-32 | 2032-33 | 2033-34 | 2034-35 | 2035-36 | 2036-37 | 2037-38 | 2038-39 | 2039-40 | 2040-41 | 2041-42 | 2042-43 | 2043-44 | 2044-45 | 2045-46 | 2046-47 | 2047-48 | 2048-49 | 2049-50
QLD1 | Grid Battery pump | 7.269% | 7.258% | 7.424% | 7.477% | 7.5% | 25.68% | 25.73% | 27.34% | 27.12% | 27.84% | 26.8% | 26.55% | 26.48% | 27.43% | 23.45% | 24.63% | 25.97% | 26.65% | 26.46% | 27.7% | 26.39% | 25.87% | 26.28% | 22.2% | 23.33% | 22.18% | 22.06%
QLD1 | Pumped Hydro Pump | 15% | 23.23% | 14.71% | 19.92% | 20.66% | 13.58% | 16.05% | 20.66% | 20.19% | 17.22% | 18.85% | 21.49% | 22.95% | 23.07% | 22.84% | 25.85% | 27.26% | 26.25% | 25.33% | 27.31% | 24.7% | 22.87% | 22.18% | 20% | 19.3% | 20.14% | 17.41%
QLD1 | VPP pump | 9.733% | 9.605% | 9.748% | 9.961% | 9.548% | 9.07% | 8.915% | 8.963% | 8.831% | 8.711% | 8.821% | 8.623% | 8.45% | 8.521% | 7.888% | 7.857% | 8.003% | 7.931% | 7.975% | 8.161% | 8.133% | 8.001% | 8.157% | 7.933% | 7.877% | 7.656% | 7.667%
Region | Technology | 2023-24 | 2024-25 | 2025-26 | 2026-27 | 2027-28 | 2028-29 | 2029-30 | 2030-31 | 2031-32 | 2032-33 | 2033-34 | 2034-35 | 2035-36 | 2036-37 | 2037-38 | 2038-39 | 2039-40 | 2040-41 | 2041-42 | 2042-43 | 2043-44 | 2044-45 | 2045-46 | 2046-47 | 2047-48 | 2048-49 | 2049-50
VIC1 | Grid Battery pump | 5.779% | 5.411% | 6.334% | 6.207% | 6.01% | 5.719% | 5.68% | 8.064% | 7.997% | 12.47% | 12.04% | 11.15% | 12.39% | 11.75% | 10.91% | 10.58% | 10.66% | 9.051% | 16.95% | 17.18% | 15.43% | 16.32% | 16.56% | 14.91% | 15.25% | 15.16% | 13%
VIC1 | Pumped Hydro Pump | bar: 2023-24 to 2049-50
VIC1 | VPP pump | 9.797% | 9.243% | 11.08% | 10.48% | 10.13% | 9.392% | 9.214% | 8.646% | 8.288% | 8.167% | 8.14% | 7.563% | 7.916% | 7.792% | 7.156% | 6.821% | 6.705% | 5.912% | 6.257% | 6.195% | 5.809% | 6.184% | 6.51% | 5.977% | 6.123% | 6.065% | 5.455%
Region | Technology | 2023-24 | 2024-25 | 2025-26 | 2026-27 | 2027-28 | 2028-29 | 2029-30 | 2030-31 | 2031-32 | 2032-33 | 2033-34 | 2034-35 | 2035-36 | 2036-37 | 2037-38 | 2038-39 | 2039-40 | 2040-41 | 2041-42 | 2042-43 | 2043-44 | 2044-45 | 2045-46 | 2046-47 | 2047-48 | 2048-49 | 2049-50
SA1 | Grid Battery pump | 5.784% | 5.905% | 5.703% | 5.625% | 5.651% | 5.517% | 5.45% | 5.62% | 5.596% | 18.53% | 17.82% | 16.93% | 18.38% | 18.94% | 18.31% | 18.24% | 18.05% | 16.81% | 21.21% | 19.06% | 22.01% | 20.45% | 23.12% | 18.32% | 17.18% | 17.15% | 14.74%
SA1 | Pumped Hydro Pump | bar: 2023-24 to 2049-50
SA1 | VPP pump | 10.67% | 10.69% | 10.19% | 9.614% | 9.441% | 9.075% | 8.958% | 8.669% | 8.589% | 8.566% | 8.618% | 8.063% | 8.066% | 8.255% | 7.902% | 7.717% | 7.58% | 7.07% | 7.579% | 7.522% | 7.556% | 7.425% | 7.985% | 7.341% | 6.893% | 6.969% | 6.563%
Region | Technology | 2023-24 | 2024-25 | 2025-26 | 2026-27 | 2027-28 | 2028-29 | 2029-30 | 2030-31 | 2031-32 | 2032-33 | 2033-34 | 2034-35 | 2035-36 | 2036-37 | 2037-38 | 2038-39 | 2039-40 | 2040-41 | 2041-42 | 2042-43 | 2043-44 | 2044-45 | 2045-46 | 2046-47 | 2047-48 | 2048-49 | 2049-50
TAS1 | Grid Battery pump | bar: 2023-24 to 2049-50
TAS1 | Pumped Hydro Pump | - | - | - | - | - | - | - | 24.42% | 33.01% | 27.32% | 27.26% | 25.79% | 26.81% | 26.74% | 26.37% | 25.28% | 27.19% | 24.35% | 22.81% | 25.37% | 22.1% | 22.75% | 24.27% | 23.59% | 22.5% | 21.61% | 20.19%
TAS1 | VPP pump | 0.8829% | 4.213% | 3.58% | 4.377% | 5.051% | 5.202% | 6.271% | 6.453% | 7.563% | 6.874% | 6.706% | 5.881% | 5.971% | 5.623% | 5.548% | 4.916% | 5.357% | 4.525% | 4.707% | 4.704% | 4.334% | 4.657% | 4.73% | 4.393% | 4.389% | 4.442% | 4.113%
Non-controllable capacity
Region | Technology | 2023-24 | 2024-25 | 2025-26 | 2026-27 | 2027-28 | 2028-29 | 2029-30 | 2030-31 | 2031-32 | 2032-33 | 2033-34 | 2034-35 | 2035-36 | 2036-37 | 2037-38 | 2038-39 | 2039-40 | 2040-41 | 2041-42 | 2042-43 | 2043-44 | 2044-45 | 2045-46 | 2046-47 | 2047-48 | 2048-49 | 2049-50
NEM | Distributed PV | 14.23% | 13.97% | 13.66% | 14.76% | 14.89% | 13.44% | 14.16% | 14.79% | 15.16% | 15.21% | 14.84% | 14.44% | 15.53% | 15.58% | 13.97% | 14.7% | 15.35% | 15.67% | 15.69% | 15.31% | 14.87% | 15.93% | 15.94% | 14.29% | 15.04% | 15.67% | 15.97%
NEM | Behind the meter battery | 4.897% | 4.862% | 4.791% | 4.705% | 4.639% | 4.529% | 4.488% | 4.437% | 4.376% | 4.329% | 4.385% | 4.417% | 4.433% | 4.398% | 4.361% | 4.299% | 4.266% | 4.207% | 4.151% | 4.111% | 4.152% | 4.184% | 4.217% | 4.239% | 4.261% | 4.237% | 4.213%
NEM | Behind the meter battery pump | 5.764% | 5.722% | 5.638% | 5.537% | 5.461% | 5.329% | 5.283% | 5.222% | 5.15% | 5.095% | 5.16% | 5.199% | 5.218% | 5.177% | 5.133% | 5.06% | 5.021% | 4.95% | 4.886% | 4.838% | 4.886% | 4.925% | 4.963% | 4.99% | 5.016% | 4.988% | 4.958%
Region | Technology | 2023-24 | 2024-25 | 2025-26 | 2026-27 | 2027-28 | 2028-29 | 2029-30 | 2030-31 | 2031-32 | 2032-33 | 2033-34 | 2034-35 | 2035-36 | 2036-37 | 2037-38 | 2038-39 | 2039-40 | 2040-41 | 2041-42 | 2042-43 | 2043-44 | 2044-45 | 2045-46 | 2046-47 | 2047-48 | 2048-49 | 2049-50
NSW1 | Distributed PV | 13.95% | 13.97% | 13.61% | 15.11% | 14.98% | 13.37% | 13.79% | 14.67% | 15.35% | 14.94% | 14.77% | 14.29% | 15.76% | 15.56% | 13.87% | 14.28% | 15.19% | 15.83% | 15.4% | 15.21% | 14.69% | 16.12% | 15.89% | 14.16% | 14.59% | 15.47% | 16.09%
NSW1 | Behind the meter battery | 4.884% | 4.831% | 4.757% | 4.683% | 4.62% | 4.52% | 4.491% | 4.444% | 4.405% | 4.375% | 4.441% | 4.454% | 4.456% | 4.412% | 4.358% | 4.289% | 4.257% | 4.188% | 4.148% | 4.121% | 4.175% | 4.211% | 4.237% | 4.254% | 4.256% | 4.24% | 4.206%
NSW1 | Behind the meter battery pump | 5.747% | 5.687% | 5.598% | 5.511% | 5.44% | 5.32% | 5.287% | 5.232% | 5.182% | 5.148% | 5.225% | 5.24% | 5.245% | 5.193% | 5.129% | 5.046% | 5.012% | 4.928% | 4.883% | 4.849% | 4.911% | 4.959% | 4.986% | 5.008% | 5.011% | 4.991% | 4.951%
Region | Technology | 2023-24 | 2024-25 | 2025-26 | 2026-27 | 2027-28 | 2028-29 | 2029-30 | 2030-31 | 2031-32 | 2032-33 | 2033-34 | 2034-35 | 2035-36 | 2036-37 | 2037-38 | 2038-39 | 2039-40 | 2040-41 | 2041-42 | 2042-43 | 2043-44 | 2044-45 | 2045-46 | 2046-47 | 2047-48 | 2048-49 | 2049-50
QLD1 | Distributed PV | 15.03% | 14.46% | 14.67% | 15.73% | 15.87% | 13.4% | 14.58% | 15.12% | 16% | 15.82% | 15.21% | 15.39% | 16.39% | 16.42% | 13.85% | 15.06% | 15.64% | 16.42% | 16.23% | 15.62% | 15.79% | 16.72% | 16.74% | 14.11% | 15.37% | 15.91% | 16.71%
QLD1 | Behind the meter battery | 4.94% | 4.904% | 4.833% | 4.738% | 4.663% | 4.563% | 4.529% | 4.478% | 4.408% | 4.348% | 4.393% | 4.421% | 4.437% | 4.396% | 4.354% | 4.3% | 4.282% | 4.232% | 4.163% | 4.125% | 4.169% | 4.194% | 4.229% | 4.244% | 4.261% | 4.245% | 4.236%
QLD1 | Behind the meter battery pump | 5.815% | 5.773% | 5.687% | 5.578% | 5.487% | 5.368% | 5.33% | 5.269% | 5.189% | 5.118% | 5.17% | 5.205% | 5.223% | 5.176% | 5.124% | 5.063% | 5.038% | 4.98% | 4.9% | 4.855% | 4.906% | 4.935% | 4.976% | 4.996% | 5.017% | 4.999% | 4.984%
Region | Technology | 2023-24 | 2024-25 | 2025-26 | 2026-27 | 2027-28 | 2028-29 | 2029-30 | 2030-31 | 2031-32 | 2032-33 | 2033-34 | 2034-35 | 2035-36 | 2036-37 | 2037-38 | 2038-39 | 2039-40 | 2040-41 | 2041-42 | 2042-43 | 2043-44 | 2044-45 | 2045-46 | 2046-47 | 2047-48 | 2048-49 | 2049-50
VIC1 | Distributed PV | 13.3% | 13.06% | 12.42% | 13.32% | 13.59% | 13.11% | 13.75% | 14.34% | 13.9% | 14.65% | 14.31% | 13.53% | 14.42% | 14.65% | 13.83% | 14.47% | 15.09% | 14.55% | 15.26% | 14.92% | 14.07% | 14.95% | 15.11% | 14.28% | 14.94% | 15.54% | 14.95%
VIC1 | Behind the meter battery | 4.922% | 4.924% | 4.853% | 4.759% | 4.698% | 4.556% | 4.474% | 4.403% | 4.302% | 4.208% | 4.268% | 4.344% | 4.395% | 4.391% | 4.402% | 4.332% | 4.283% | 4.218% | 4.147% | 4.064% | 4.079% | 4.124% | 4.164% | 4.22% | 4.277% | 4.242% | 4.209%
VIC1 | Behind the meter battery pump | 5.794% | 5.795% | 5.709% | 5.602% | 5.531% | 5.362% | 5.266% | 5.18% | 5.063% | 4.951% | 5.023% | 5.115% | 5.172% | 5.166% | 5.183% | 5.097% | 5.041% | 4.963% | 4.88% | 4.783% | 4.802% | 4.853% | 4.9% | 4.969% | 5.033% | 4.993% | 4.954%
Region | Technology | 2023-24 | 2024-25 | 2025-26 | 2026-27 | 2027-28 | 2028-29 | 2029-30 | 2030-31 | 2031-32 | 2032-33 | 2033-34 | 2034-35 | 2035-36 | 2036-37 | 2037-38 | 2038-39 | 2039-40 | 2040-41 | 2041-42 | 2042-43 | 2043-44 | 2044-45 | 2045-46 | 2046-47 | 2047-48 | 2048-49 | 2049-50
SA1 | Distributed PV | 15.11% | 14.83% | 14.15% | 14.8% | 15.36% | 14.69% | 15.37% | 15.62% | 15.63% | 16.06% | 15.54% | 14.77% | 15.4% | 15.93% | 15.16% | 15.87% | 16.14% | 16.14% | 16.55% | 16% | 15.2% | 15.81% | 16.3% | 15.49% | 16.24% | 16.49% | 16.45%
SA1 | Behind the meter battery | 4.815% | 4.725% | 4.641% | 4.542% | 4.474% | 4.387% | 4.404% | 4.389% | 4.377% | 4.405% | 4.448% | 4.451% | 4.434% | 4.377% | 4.295% | 4.252% | 4.207% | 4.164% | 4.135% | 4.149% | 4.202% | 4.208% | 4.244% | 4.225% | 4.248% | 4.192% | 4.182%
SA1 | Behind the meter battery pump | 5.667% | 5.562% | 5.46% | 5.346% | 5.265% | 5.161% | 5.184% | 5.165% | 5.152% | 5.183% | 5.234% | 5.238% | 5.218% | 5.153% | 5.054% | 5.004% | 4.953% | 4.903% | 4.87% | 4.885% | 4.947% | 4.956% | 4.995% | 4.971% | 4.998% | 4.935% | 4.924%
Region | Technology | 2023-24 | 2024-25 | 2025-26 | 2026-27 | 2027-28 | 2028-29 | 2029-30 | 2030-31 | 2031-32 | 2032-33 | 2033-34 | 2034-35 | 2035-36 | 2036-37 | 2037-38 | 2038-39 | 2039-40 | 2040-41 | 2041-42 | 2042-43 | 2043-44 | 2044-45 | 2045-46 | 2046-47 | 2047-48 | 2048-49 | 2049-50
TAS1 | Distributed PV | 12.03% | 12.09% | 11.56% | 12.4% | 12.42% | 12.16% | 12.24% | 12.52% | 12.4% | 12.76% | 12.71% | 12.11% | 12.89% | 12.83% | 12.48% | 12.53% | 12.81% | 12.66% | 12.97% | 12.94% | 12.31% | 13.07% | 12.97% | 12.63% | 12.69% | 12.99% | 12.77%
TAS1 | Behind the meter battery | 4.891% | 4.832% | 4.753% | 4.664% | 4.597% | 4.506% | 4.479% | 4.427% | 4.378% | 4.382% | 4.417% | 4.439% | 4.429% | 4.4% | 4.347% | 4.292% | 4.268% | 4.207% | 4.152% | 4.139% | 4.176% | 4.183% | 4.231% | 4.218% | 4.232% | 4.231% | 4.186%
TAS1 | Behind the meter battery pump | 5.757% | 5.685% | 5.596% | 5.489% | 5.412% | 5.302% | 5.27% | 5.211% | 5.154% | 5.156% | 5.198% | 5.224% | 5.215% | 5.178% | 5.116% | 5.054% | 5.023% | 4.952% | 4.886% | 4.87% | 4.914% | 4.925% | 4.979% | 4.967% | 4.983% | 4.979% | 4.926%

## Option 5A_Generation
Annual sent-out generation by technology (GWh) - Option 5A, Offshore Wind Scenario
Explicitly modelled generation
Region | Technology | 2023-24 | 2024-25 | 2025-26 | 2026-27 | 2027-28 | 2028-29 | 2029-30 | 2030-31 | 2031-32 | 2032-33 | 2033-34 | 2034-35 | 2035-36 | 2036-37 | 2037-38 | 2038-39 | 2039-40 | 2040-41 | 2041-42 | 2042-43 | 2043-44 | 2044-45 | 2045-46 | 2046-47 | 2047-48 | 2048-49 | 2049-50
NEM | Black Coal | 85014.606 | 74431.8362 | 72737.4021 | 67548.1485 | 53676.6805 | 44771.6736 | 40554.0482 | 31201.8139 | 29805.5653 | 26661.8108 | 17137.8593 | 16993.936 | 14730.5213 | 14272.7767 | 15032.7012 | 14131.4367 | 4202.3789 | 1675.8855 | 1649.9938 | 0 | 0 | 0 | 0 | 0 | 0 | 0 | 0
NEM | Brown Coal | 29017.0953 | 25471.0655 | 23784.0871 | 18615.9976 | 18871.5386 | 15626.7013 | 9894.6444 | 6503.1302 | 5134.4247 | 0 | 0 | 0 | 0 | 0 | 0 | 0 | 0 | 0 | 0 | 0 | 0 | 0 | 0 | 0 | 0 | 0 | 0
NEM | CCGT | 2106.9633 | 1607.6601 | 3154.1611 | 4005.3317 | 4106.7685 | 4712.2927 | 5450.5316 | 6605.1159 | 5652.6688 | 5591.8012 | 7813.9346 | 8763.7812 | 6459.0347 | 5726.0727 | 4570.7062 | 4941.9121 | 4611.5521 | 4011.935 | 3486.2624 | 3940.3507 | 3107.5197 | 2633.3247 | 1374.2197 | 985.3132 | 977.707 | 967.6445 | 984.1146
NEM | Gas - Steam | 112.3456 | 107.9398 | 341.3401 | 164.6543 | 109.3873 | 209.5825 | 164.2772 | 983.2623 | 137.8332 | 337.9059 | 366.8299 | 594.1018 | 321.0644 | 399.8878 | 541.3512 | 428.1226 | 0 | 0 | 0 | 0 | 0 | 0 | 0 | 0 | 0 | 0 | 0
NEM | OCGT / Diesel | 200.0786 | 171.8461 | 384.688 | 421.4308 | 310.1767 | 400.0215 | 322.0472 | 1606.4832 | 702.3544 | 1144.7086 | 2404.7613 | 4120.8112 | 2389.2874 | 3053.9979 | 3426.5967 | 2547.807 | 7096.7366 | 6552.4512 | 3372.4303 | 4457.7272 | 8344.9369 | 5263.735 | 6745.0883 | 9477.1363 | 6132.8403 | 9009.7409 | 8219.6696
NEM | Hydro | 17546.1622 | 15744.9194 | 16140.7293 | 15469.868 | 13267.4511 | 16200.5083 | 17409.5176 | 17080.9072 | 16357.3309 | 15561.8482 | 17789.3333 | 17730.1729 | 16028.247 | 14756.4036 | 17424.8462 | 15543.329 | 13852.5367 | 12999.0921 | 12401.2024 | 14068.4489 | 14834.2389 | 13436.4941 | 12740.9992 | 16585.8156 | 15563.1767 | 15583.6165 | 14502.7649
NEM | Hydrogen Turbine | 0 | 0 | 0 | 0 | 0 | 0 | 0 | 0 | 0 | 0 | 0 | 0 | 0 | 0 | 0 | 0 | 0 | 0 | 0 | 0 | 0 | 0 | 0 | 0 | 0 | 0 | 0
NEM | Wind | 28819.584 | 46961.5203 | 48034.9588 | 56789.0779 | 74795.8345 | 89616.9539 | 93890.1427 | 99917.2634 | 109075.5354 | 114156.377 | 120079.1011 | 120875.0334 | 129848.3498 | 136744.3129 | 146045.858 | 146801.7866 | 145105.557 | 148709.7577 | 147114.0479 | 153447.7561 | 155256.2841 | 157106.4054 | 160702.4271 | 180073.685 | 185960.3248 | 190914.2881 | 192458.9411
NEM | Solar PV | 20921.6527 | 19294.0824 | 22130.557 | 23291.0245 | 23078.4163 | 22164.8391 | 25555.1738 | 31116.848 | 32181.735 | 38951.333 | 42766.4707 | 44296.2066 | 45477.9957 | 45624.4666 | 46924.466 | 51406.3059 | 69670.9733 | 74467.1479 | 86587.9725 | 104087.2709 | 107478.367 | 106937.8306 | 110394.8622 | 103752.7237 | 105657.6606 | 112858.1726 | 115653.8417
NEM | Grid Battery | 418.7937 | 415.1218 | 921.0029 | 1396.7336 | 2756.0384 | 4992.1301 | 5177.6171 | 6110.3571 | 5966.0447 | 11019.2951 | 10704.1935 | 10222.0915 | 11177.4995 | 11245.5958 | 10074.0161 | 10275.7461 | 15187.4419 | 15146.2922 | 23744.6891 | 29462.0332 | 29161.1131 | 31040.3238 | 31300.5319 | 26494.6586 | 25852.7564 | 27010.1129 | 25818.5703
NEM | Pumped Hydro | 541.3138 | 892.8324 | 1750.8213 | 2611.1629 | 3115.1569 | 4192.7529 | 4669.6365 | 6414.6936 | 6515.2134 | 6903.3651 | 7617.8774 | 8034.4952 | 8707.5451 | 9074.8786 | 11275.2908 | 11473.0855 | 12464.041 | 10821.6836 | 11096.4519 | 11750.8982 | 10588.8218 | 9890.2707 | 9900.3935 | 11369.2848 | 10235.0117 | 10207.5393 | 8792.2368
NEM | VPP | 221.1862 | 441.0427 | 785.9854 | 1147.8379 | 1545.6775 | 1901.562 | 2528.0104 | 3054.7129 | 3522.5502 | 4128.7388 | 4893.4972 | 5446.4654 | 6348.5494 | 7137.904 | 7423.8836 | 7998.5743 | 8596.9476 | 8570.6141 | 9346.2424 | 9724.1764 | 9878.9158 | 10523.6955 | 11224.515 | 11031.1176 | 11389.2738 | 11806.0973 | 11809.629
Total excluding storage |  | 184919.7816 | 185539.8668 | 190165.7331 | 191461.2677 | 195633.1263 | 204789.0179 | 205615.6467 | 210594.5877 | 215051.2561 | 224457.1837 | 231573.8582 | 237077.0952 | 241488.0943 | 248036.2965 | 262739.716 | 265548.1058 | 280788.1652 | 282954.8593 | 298799.2926 | 330938.6617 | 338650.1973 | 336832.0797 | 344383.037 | 359769.7348 | 361768.7511 | 378357.2122 | 378239.768
Region | Technology | 2023-24 | 2024-25 | 2025-26 | 2026-27 | 2027-28 | 2028-29 | 2029-30 | 2030-31 | 2031-32 | 2032-33 | 2033-34 | 2034-35 | 2035-36 | 2036-37 | 2037-38 | 2038-39 | 2039-40 | 2040-41 | 2041-42 | 2042-43 | 2043-44 | 2044-45 | 2045-46 | 2046-47 | 2047-48 | 2048-49 | 2049-50
NSW1 | Black Coal | 42249.1444 | 35205.8845 | 32389.1898 | 30670.7758 | 21189.0173 | 19284.9789 | 16133.1382 | 14047.3067 | 13551.1817 | 13868.9362 | 7648.4035 | 7749.3042 | 6736.0586 | 5917.3699 | 6593.4571 | 6481.9729 | 0 | 0 | 0 | 0 | 0 | 0 | 0 | 0 | 0 | 0 | 0
NSW1 | Brown Coal | 0 | 0 | 0 | 0 | 0 | 0 | 0 | 0 | 0 | 0 | 0 | 0 | 0 | 0 | 0 | 0 | 0 | 0 | 0 | 0 | 0 | 0 | 0 | 0 | 0 | 0 | 0
NSW1 | CCGT | 13.6601 | 6.2028 | 306.5482 | 678.6502 | 768.3257 | 646.6486 | 1069.6279 | 1121.3353 | 986.2735 | 924.7789 | 1444.1995 | 1687.1227 | 1071.892 | 1069.216 | 1153.7654 | 1337.9869 | 1388.1571 | 1121.6208 | 1005.0956 | 1108.4211 | 0 | 0 | 0 | 0 | 0 | 0 | 0
NSW1 | Gas - Steam | 0 | 0 | 0 | 0 | 0 | 0 | 0 | 0 | 0 | 0 | 0 | 0 | 0 | 0 | 0 | 0 | 0 | 0 | 0 | 0 | 0 | 0 | 0 | 0 | 0 | 0 | 0
NSW1 | OCGT / Diesel | 8.5534 | 5.2783 | 35.8636 | 33.8867 | 27.5896 | 5.7914 | 0.041592 | 150.3171 | 24.4238 | 114.5929 | 264.2413 | 955.8534 | 368.8911 | 664.8298 | 609.7028 | 445.5152 | 2273.2627 | 2536.7036 | 1159.2404 | 1383.9274 | 2858.8435 | 1597.917 | 2273.6648 | 2332.1379 | 2229.808 | 2019.7517 | 2353.01
NSW1 | Hydro | 2040.5122 | 2854.2659 | 2989.0326 | 3004.1024 | 2508.3207 | 3584.6747 | 3035.5125 | 3110.8152 | 2912.3703 | 2573.5251 | 3224.2065 | 3326.5662 | 3063.7624 | 2716.8822 | 3791.5444 | 3130.3593 | 2773.9092 | 2709.1927 | 2466.8838 | 2892.2046 | 2963.9007 | 2736.7498 | 2323.7421 | 3644.3882 | 3475.65 | 3515.7669 | 3379.4987
NSW1 | Hydrogen Turbine | 0 | 0 | 0 | 0 | 0 | 0 | 0 | 0 | 0 | 0 | 0 | 0 | 0 | 0 | 0 | 0 | 0 | 0 | 0 | 0 | 0 | 0 | 0 | 0 | 0 | 0 | 0
NSW1 | Wind | 5987.5347 | 13851.2759 | 14056.0266 | 17346.2756 | 27708.4357 | 30543.5015 | 29498.2181 | 29479.0093 | 29285.4083 | 32659.6356 | 33453.5476 | 33488.1714 | 39105.2006 | 39917.4172 | 43275.814 | 40766.9227 | 39957.5686 | 37369.1389 | 39489.3167 | 40964.7717 | 42103.4937 | 43759.9325 | 44718.8105 | 50206.5013 | 49710.0651 | 49620.5724 | 46215.0587
NSW1 | Solar PV | 8824.95 | 8284.8674 | 10340.0922 | 11412.8018 | 11521.5579 | 11360.6492 | 13970.3029 | 17921.1111 | 17749.8096 | 18621.0129 | 20859.1335 | 20320.0364 | 21480.7041 | 21443.9488 | 20692.3493 | 22038.8959 | 28508.8593 | 29045.0975 | 33847.5841 | 34767.2357 | 34112.3086 | 35836.2014 | 36272.9159 | 34401.4649 | 33509.2108 | 37247.8275 | 38356.7523
NSW1 | Grid Battery | 20.6283 | 25.0588 | 509.8673 | 990.7186 | 2356.0364 | 2867.8326 | 3054.8646 | 3302.5947 | 3130.5514 | 4723.1935 | 4416.1358 | 4107.4789 | 4483.5271 | 4366.8489 | 3984.2331 | 3987.4875 | 6116.3413 | 5854.708 | 8148.4864 | 8242.6195 | 7393.0601 | 8854.513 | 8266.6938 | 7146.8613 | 6077.6734 | 7213.0063 | 7005.3203
NSW1 | Pumped Hydro | 110.5146 | 220.1779 | 1083.4367 | 1701.423 | 2175.295 | 3466.4785 | 3814.8933 | 5185.4278 | 5271.4685 | 4963.4668 | 5602.1111 | 5530.1795 | 5772.1996 | 6166.5739 | 5837.788 | 5491.8295 | 5115.7397 | 3927.0598 | 4375.687 | 4519.5773 | 4011.9659 | 3719.1328 | 3879.8649 | 4706.6335 | 3887.6321 | 3723.1238 | 2996.0509
NSW1 | VPP | 58.0074 | 133.2815 | 247.6089 | 362.9675 | 487.8474 | 600.0666 | 800.1088 | 998.2466 | 1172.9408 | 1416.0976 | 1690.1293 | 1901.4283 | 2251.0786 | 2505.3687 | 2632.7308 | 2856.7313 | 3079.9216 | 3097.8122 | 3395.3429 | 3481.9405 | 3504.8094 | 3802.6154 | 3981.5679 | 3887.0621 | 4028.4492 | 4253.801 | 4322.7046
Total excluding storage |  | 59313.505 | 60586.293 | 61957.6659 | 66201.6016 | 68742.4258 | 72360.6221 | 71376.7078 | 75316.1639 | 74084.4278 | 79865.2395 | 78602.1081 | 79066.141 | 84333.3142 | 84768.4554 | 88571.3849 | 86537.7013 | 89213.7594 | 85661.3335 | 93887.6371 | 97360.6979 | 96948.3819 | 100307.0619 | 101717.2599 | 106325.0492 | 102918.4886 | 107593.8496 | 104628.3955
Region | Technology | 2023-24 | 2024-25 | 2025-26 | 2026-27 | 2027-28 | 2028-29 | 2029-30 | 2030-31 | 2031-32 | 2032-33 | 2033-34 | 2034-35 | 2035-36 | 2036-37 | 2037-38 | 2038-39 | 2039-40 | 2040-41 | 2041-42 | 2042-43 | 2043-44 | 2044-45 | 2045-46 | 2046-47 | 2047-48 | 2048-49 | 2049-50
QLD1 | Black Coal | 42765.4616 | 39225.9517 | 40348.2123 | 36877.3727 | 32487.6632 | 25486.6947 | 24420.91 | 17154.5072 | 16254.3836 | 12792.8746 | 9489.4558 | 9244.6318 | 7994.4627 | 8355.4068 | 8439.2441 | 7649.4638 | 4202.3789 | 1675.8855 | 1649.9938 | 0 | 0 | 0 | 0 | 0 | 0 | 0 | 0
QLD1 | Brown Coal | 0 | 0 | 0 | 0 | 0 | 0 | 0 | 0 | 0 | 0 | 0 | 0 | 0 | 0 | 0 | 0 | 0 | 0 | 0 | 0 | 0 | 0 | 0 | 0 | 0 | 0 | 0
QLD1 | CCGT | 1021.5683 | 855.0778 | 1685.9258 | 2541.5557 | 2654.0921 | 3113.7401 | 3466.5299 | 4130.5066 | 3896.8887 | 3737.6878 | 5180.4225 | 5566.2272 | 4517.406 | 3648.6058 | 3416.9408 | 3603.9252 | 3223.3951 | 2890.3142 | 2481.1667 | 2831.9296 | 3107.5197 | 2633.3247 | 1374.2197 | 985.3132 | 977.707 | 967.6445 | 984.1146
QLD1 | Gas - Steam | 0 | 0 | 0 | 0 | 0 | 0 | 0 | 0 | 0 | 0 | 0 | 0 | 0 | 0 | 0 | 0 | 0 | 0 | 0 | 0 | 0 | 0 | 0 | 0 | 0 | 0 | 0
QLD1 | OCGT / Diesel | 2.4408 | 0.00061072 | 2.6997 | 18.3955 | 24.6236 | 24.1815 | 11.8359 | 508.0534 | 393.8735 | 397.4851 | 1320.8832 | 1460.6225 | 1066.4579 | 1453.0397 | 1104.2663 | 855.6937 | 2086.6422 | 1965.7196 | 891.0059 | 1638.3493 | 2005.663 | 1367.8448 | 2025.0308 | 3537.5636 | 1652.0239 | 3647.8348 | 3195.5997
QLD1 | Hydro | 726.8437 | 727.4624 | 745.5842 | 714.6017 | 729.135 | 739.1329 | 735.0337 | 728.6312 | 727.7995 | 729.3989 | 722.5755 | 714.1661 | 707.9177 | 714.3301 | 222.2951 | 208.5835 | 177.444 | 156.7061 | 146.3571 | 0 | 0 | 0 | 0 | 0 | 0 | 0 | 0
QLD1 | Hydrogen Turbine | 0 | 0 | 0 | 0 | 0 | 0 | 0 | 0 | 0 | 0 | 0 | 0 | 0 | 0 | 0 | 0 | 0 | 0 | 0 | 0 | 0 | 0 | 0 | 0 | 0 | 0 | 0
QLD1 | Wind | 4037.1127 | 7790.0444 | 8232.8125 | 9954.9236 | 14356.253 | 23491.6448 | 23395.999 | 28219.9495 | 27767.9868 | 31282.1996 | 33396.6447 | 33363.2345 | 32894.323 | 35102.4723 | 40361.4778 | 39834.0527 | 39588.9393 | 37804.7993 | 39546.4277 | 40091.9299 | 42110.3596 | 39821.8132 | 42006.2485 | 53168.5917 | 53136.595 | 59216.061 | 55773.9248
QLD1 | Solar PV | 8597.9428 | 8012.0086 | 8747.6995 | 8842.9139 | 8559.0395 | 7849.6915 | 8686.6836 | 10356.8941 | 11420.3531 | 13925.0164 | 15675.6678 | 17314.9718 | 17317.0189 | 17132.0823 | 18143.4097 | 21348.641 | 32789.7205 | 36663.8025 | 38389.5508 | 54858.4209 | 53801.468 | 51084.7828 | 51855.6521 | 49687.6045 | 52731.0121 | 55571.6975 | 58461.4383
QLD1 | Grid Battery | 53.6348 | 53.408 | 54.4785 | 55.1699 | 55.1893 | 1789.8257 | 1793.4369 | 2389.1981 | 2421.5032 | 4538.9474 | 4641.1825 | 4592.9329 | 4596.2379 | 4758.9716 | 4049.0237 | 4274.7889 | 7055.349 | 7207.95 | 9829.9359 | 15848.9709 | 15114.535 | 14803.9328 | 15056.6618 | 12679.3692 | 13383.7228 | 13358.7694 | 13314.0396
QLD1 | Pumped Hydro | 430.7993 | 672.6545 | 667.379 | 909.7316 | 939.853 | 726.2651 | 854.7319 | 1099.5028 | 1069.9311 | 922.1832 | 1007.2595 | 1545.1508 | 1656.4353 | 1652.6138 | 4074.5032 | 4691.1639 | 5954.1712 | 5659.4261 | 5543.4581 | 5940.9541 | 5440.8834 | 4985.5593 | 4774.0442 | 5419.7787 | 5193.1468 | 5344.2363 | 4746.0054
QLD1 | VPP | 51.3458 | 108.697 | 193.2097 | 302.0512 | 407.6206 | 523.3759 | 722.892 | 907.4763 | 1055.1675 | 1235.9116 | 1480.7732 | 1693.4542 | 1910.9677 | 2184.3162 | 2241.623 | 2470.6982 | 2683.164 | 2799.2786 | 2948.304 | 3148.585 | 3270.39 | 3349.6467 | 3549.8154 | 3582.965 | 3698.2234 | 3722.23 | 3867.007
Total excluding storage |  | 57687.1496 | 57445.305 | 60678.0012 | 60216.7157 | 60213.4692 | 63744.5523 | 64088.053 | 65494.7192 | 65007.887 | 69561.7047 | 72914.8646 | 75495.3918 | 72661.2271 | 75001.8386 | 82052.7837 | 84937.0109 | 97761.2042 | 96823.8819 | 101426.2001 | 124359.1397 | 124850.8188 | 118046.9042 | 120641.6726 | 129061.1859 | 130772.431 | 141828.4736 | 140342.1295
Region | Technology | 2023-24 | 2024-25 | 2025-26 | 2026-27 | 2027-28 | 2028-29 | 2029-30 | 2030-31 | 2031-32 | 2032-33 | 2033-34 | 2034-35 | 2035-36 | 2036-37 | 2037-38 | 2038-39 | 2039-40 | 2040-41 | 2041-42 | 2042-43 | 2043-44 | 2044-45 | 2045-46 | 2046-47 | 2047-48 | 2048-49 | 2049-50
VIC1 | Black Coal | 0 | 0 | 0 | 0 | 0 | 0 | 0 | 0 | 0 | 0 | 0 | 0 | 0 | 0 | 0 | 0 | 0 | 0 | 0 | 0 | 0 | 0 | 0 | 0 | 0 | 0 | 0
VIC1 | Brown Coal | 29017.0953 | 25471.0655 | 23784.0871 | 18615.9976 | 18871.5386 | 15626.7013 | 9894.6444 | 6503.1302 | 5134.4247 | 0 | 0 | 0 | 0 | 0 | 0 | 0 | 0 | 0 | 0 | 0 | 0 | 0 | 0 | 0 | 0 | 0 | 0
VIC1 | CCGT | 0 | 0 | 0 | 0 | 0 | 0 | 0 | 0 | 0 | 0 | 0 | 0 | 0 | 0 | 0 | 0 | 0 | 0 | 0 | 0 | 0 | 0 | 0 | 0 | 0 | 0 | 0
VIC1 | Gas - Steam | 16.907 | 18.3616 | 70.6263 | 164.6543 | 109.3873 | 209.5825 | 164.2772 | 983.2623 | 137.8332 | 337.9059 | 366.8299 | 594.1018 | 321.0644 | 399.8878 | 541.3512 | 428.1226 | 0 | 0 | 0 | 0 | 0 | 0 | 0 | 0 | 0 | 0 | 0
VIC1 | OCGT / Diesel | 22.9958 | 15.8054 | 39.2543 | 146.6472 | 84.4346 | 127.6163 | 77.9828 | 411.332 | 50.684 | 290.13 | 302.7594 | 846.1323 | 540.319 | 482.3723 | 1041.8787 | 620.2737 | 1728.3074 | 1284.2768 | 856.0686 | 883.1205 | 2387.6495 | 1890.2169 | 2069.6985 | 3248.8122 | 2012.4159 | 3012.5775 | 2381.5255
VIC1 | Hydro | 2748.331 | 3335.8017 | 3444.6403 | 3267.3465 | 2730.952 | 4096.5919 | 3415.6597 | 2953.5914 | 2956.2735 | 2697.6849 | 3296.9422 | 3404.4197 | 3240.6616 | 2710.2314 | 4078.4044 | 3414.8299 | 2954.056 | 2953.0721 | 2697.0246 | 3292.3879 | 3405.9669 | 3226.2191 | 2708.2778 | 4069.7478 | 4078.0913 | 4073.7763 | 4067.4964
VIC1 | Hydrogen Turbine | 0 | 0 | 0 | 0 | 0 | 0 | 0 | 0 | 0 | 0 | 0 | 0 | 0 | 0 | 0 | 0 | 0 | 0 | 0 | 0 | 0 | 0 | 0 | 0 | 0 | 0 | 0
VIC1 | Wind | 10176.73 | 12806.955 | 13166.918 | 14837.8179 | 17751.0923 | 18742.5633 | 21916.6043 | 23208.3809 | 27991.0805 | 26654.6599 | 29688.7936 | 31265.1306 | 34092.5279 | 37972.2976 | 39041.6738 | 43211.0741 | 43772.2981 | 49906.5268 | 45810.1752 | 48623.8532 | 48156.021 | 47845.3297 | 48637.3764 | 48791.1147 | 53575.1839 | 52714.1509 | 59138.3186
VIC1 | Solar PV | 2204.6794 | 1886.0091 | 1901.6816 | 1930.251 | 1887.91 | 1856.7788 | 1833.2512 | 1825.7754 | 2026.2195 | 4567.1742 | 4468.08 | 4327.6287 | 4344.4695 | 4510.9628 | 4208.8351 | 4100.7141 | 4444.6764 | 3893.3094 | 5522.7491 | 6069.4913 | 7755.7458 | 8149.9192 | 9101.1568 | 8320.1017 | 8332.1942 | 8382.1725 | 7541.3603
VIC1 | Grid Battery | 159.9975 | 148.9405 | 174.9504 | 171.8803 | 165.4916 | 158.4493 | 156.3801 | 251.7572 | 248.3472 | 504.369 | 438.9441 | 404.6174 | 497.0326 | 469.7372 | 436.2596 | 421.1577 | 428.3489 | 360.4395 | 1912.7698 | 1926.6078 | 2090.5676 | 2636.6204 | 2650.1608 | 2412.2253 | 2439.0683 | 2452.7488 | 2090.855
VIC1 | Pumped Hydro | 0 | 0 | 0.0015508 | 0.0034127 | 0.0034895 | 0.0034213 | 0.0034603 | 0.0053116 | 0.0051976 | 0.0051873 | 0.0050769 | 0.0050218 | 0.0076297 | 0.007452 | 0.010915 | 0.010811 | 0.011832 | 0.012959 | 0.013842 | 0.013034 | 0.019222 | 0.020436 | 0.020048 | 0.019854 | 0.019851 | 0.020707 | 0.02108
VIC1 | VPP | 40.8184 | 94.1341 | 209.9666 | 318.6542 | 449.1815 | 541.3937 | 701.5515 | 789.7168 | 862.7841 | 973.3235 | 1126.9274 | 1211.2782 | 1455.3863 | 1617.6949 | 1667.0367 | 1743.1718 | 1846.8505 | 1720.2898 | 1932.1405 | 1985.9982 | 1949.644 | 2172.9339 | 2364.7717 | 2277.3735 | 2406.7017 | 2498.5466 | 2323.9857
Total excluding storage |  | 44387.5544 | 43777.0729 | 42792.1262 | 39453.2525 | 42049.9915 | 41359.6806 | 38160.3546 | 36926.9515 | 39407.6519 | 36025.2527 | 39689.2817 | 42053.3139 | 44491.4689 | 48163.1914 | 51015.4503 | 53939.3547 | 55174.5492 | 60117.9274 | 58730.9416 | 62781.4719 | 65745.6139 | 65921.2597 | 67531.4619 | 69119.3951 | 72843.6752 | 73133.9933 | 77543.5627
Region | Technology | 2023-24 | 2024-25 | 2025-26 | 2026-27 | 2027-28 | 2028-29 | 2029-30 | 2030-31 | 2031-32 | 2032-33 | 2033-34 | 2034-35 | 2035-36 | 2036-37 | 2037-38 | 2038-39 | 2039-40 | 2040-41 | 2041-42 | 2042-43 | 2043-44 | 2044-45 | 2045-46 | 2046-47 | 2047-48 | 2048-49 | 2049-50
SA1 | Black Coal | 0 | 0 | 0 | 0 | 0 | 0 | 0 | 0 | 0 | 0 | 0 | 0 | 0 | 0 | 0 | 0 | 0 | 0 | 0 | 0 | 0 | 0 | 0 | 0 | 0 | 0 | 0
SA1 | Brown Coal | 0 | 0 | 0 | 0 | 0 | 0 | 0 | 0 | 0 | 0 | 0 | 0 | 0 | 0 | 0 | 0 | 0 | 0 | 0 | 0 | 0 | 0 | 0 | 0 | 0 | 0 | 0
SA1 | CCGT | 1071.7349 | 746.3795 | 1161.6871 | 785.1258 | 684.3506 | 951.904 | 914.3738 | 1353.274 | 769.5066 | 929.3345 | 1189.3126 | 1510.4313 | 869.7368 | 1008.2509 | 0 | 0 | 0 | 0 | 0 | 0 | 0 | 0 | 0 | 0 | 0 | 0 | 0
SA1 | Gas - Steam | 95.4387 | 89.5782 | 270.7138 | 0 | 0 | 0 | 0 | 0 | 0 | 0 | 0 | 0 | 0 | 0 | 0 | 0 | 0 | 0 | 0 | 0 | 0 | 0 | 0 | 0 | 0 | 0 | 0
SA1 | OCGT / Diesel | 166.0884 | 150.7615 | 306.8702 | 222.3282 | 173.5285 | 242.4319 | 230.7537 | 532.5705 | 231.4265 | 333.5784 | 512.5458 | 837.1012 | 401.1044 | 444.6289 | 659.6384 | 615.5446 | 972.6749 | 758.8296 | 460.0843 | 546.3973 | 1084.8596 | 403.1706 | 373.8675 | 355.7669 | 234.3745 | 321.9647 | 283.3981
SA1 | Hydro | 0 | 0 | 0 | 0 | 0 | 0 | 0 | 0 | 0 | 0 | 0 | 0 | 0 | 0 | 0 | 0 | 0 | 0 | 0 | 0 | 0 | 0 | 0 | 0 | 0 | 0 | 0
SA1 | Hydrogen Turbine | 0 | 0 | 0 | 0 | 0 | 0 | 0 | 0 | 0 | 0 | 0 | 0 | 0 | 0 | 0 | 0 | 0 | 0 | 0 | 0 | 0 | 0 | 0 | 0 | 0 | 0 | 0
SA1 | Wind | 6748.9736 | 7905.4014 | 7660.2343 | 9447.6506 | 9295.0938 | 11102.4904 | 11414.4064 | 11342.4977 | 12202.8755 | 11829.1566 | 12265.6247 | 11162.3596 | 12096.8022 | 11726.6427 | 11910.8342 | 11876.3632 | 10688.9373 | 11793.3518 | 10661.02 | 12451.0302 | 11098.5805 | 13993.4122 | 13127.9536 | 16114.6712 | 18071.3138 | 18210.064 | 19416.6355
SA1 | Solar PV | 1294.0805 | 1111.1966 | 1141.0831 | 1105.057 | 1109.9081 | 1097.7191 | 1064.9354 | 1013.0664 | 985.3519 | 1838.1282 | 1763.588 | 2333.5682 | 2335.8017 | 2537.4712 | 3879.8705 | 3918.0534 | 3927.7118 | 4660.2118 | 8614.8871 | 8145.7801 | 11577.7568 | 11626.0385 | 12922.1983 | 11139.022 | 10855.0516 | 11424.087 | 11083.5388
SA1 | Grid Battery | 184.5332 | 187.7131 | 181.705 | 178.963 | 179.319 | 176.0202 | 172.9327 | 166.8025 | 165.6373 | 1252.7781 | 1207.924 | 1117.0551 | 1600.6936 | 1650.0298 | 1604.491 | 1592.3032 | 1587.3931 | 1723.1826 | 3853.4835 | 3443.8215 | 4562.9359 | 4745.2381 | 5326.996 | 4256.1846 | 3952.2716 | 3985.5684 | 3408.3322
SA1 | Pumped Hydro | 0 | 0 | 0.0014847 | 0.0021993 | 0.002264 | 0.0022454 | 0.0023013 | 0.0028734 | 0.0029393 | 0.0029273 | 0.0028874 | 0.0029086 | 0.0036622 | 0.0036909 | 0.0046334 | 0.0046681 | 0.0048539 | 0.0053983 | 0.0062042 | 0.006032 | 0.0062903 | 0.0078276 | 0.0079258 | 0.0076988 | 0.0078423 | 0.0078991 | 0.0081298
SA1 | VPP | 70.5758 | 100.8437 | 129.3102 | 153.3902 | 183.7345 | 212.7502 | 263.7843 | 308.8274 | 361.493 | 427.2045 | 507.3701 | 549.8788 | 624.6871 | 717.566 | 757.2509 | 806.0089 | 844.9885 | 826.1124 | 931.4413 | 961.8278 | 1013.475 | 1040.3009 | 1161.5831 | 1120.4227 | 1087.8896 | 1152.7262 | 1124.9647
Total excluding storage |  | 9631.4251 | 10291.8741 | 10851.6051 | 11892.5169 | 11625.9369 | 13783.318 | 14061.1887 | 14717.0414 | 14716.2939 | 16610.1833 | 17446.3681 | 17510.3971 | 17928.8296 | 18084.5931 | 18812.0897 | 18808.2779 | 18021.7105 | 19761.6936 | 24520.9223 | 25548.8629 | 29337.614 | 31808.1681 | 32912.6065 | 32986.0751 | 34200.9089 | 35094.4182 | 35316.8774
Region | Technology | 2023-24 | 2024-25 | 2025-26 | 2026-27 | 2027-28 | 2028-29 | 2029-30 | 2030-31 | 2031-32 | 2032-33 | 2033-34 | 2034-35 | 2035-36 | 2036-37 | 2037-38 | 2038-39 | 2039-40 | 2040-41 | 2041-42 | 2042-43 | 2043-44 | 2044-45 | 2045-46 | 2046-47 | 2047-48 | 2048-49 | 2049-50
TAS1 | Black Coal | 0 | 0 | 0 | 0 | 0 | 0 | 0 | 0 | 0 | 0 | 0 | 0 | 0 | 0 | 0 | 0 | 0 | 0 | 0 | 0 | 0 | 0 | 0 | 0 | 0 | 0 | 0
TAS1 | Brown Coal | 0 | 0 | 0 | 0 | 0 | 0 | 0 | 0 | 0 | 0 | 0 | 0 | 0 | 0 | 0 | 0 | 0 | 0 | 0 | 0 | 0 | 0 | 0 | 0 | 0 | 0 | 0
TAS1 | CCGT | 0 | 0 | 0 | 0 | 0 | 0 | 0 | 0 | 0 | 0 | 0 | 0 | 0 | 0 | 0 | 0 | 0 | 0 | 0 | 0 | 0 | 0 | 0 | 0 | 0 | 0 | 0
TAS1 | Gas - Steam | 0 | 0 | 0 | 0 | 0 | 0 | 0 | 0 | 0 | 0 | 0 | 0 | 0 | 0 | 0 | 0 | 0 | 0 | 0 | 0 | 0 | 0 | 0 | 0 | 0 | 0 | 0
TAS1 | OCGT / Diesel | 0.0001319 | 0.0002699 | 0.00028671 | 0.17316 | 0.00031475 | 0.00033425 | 1.4332 | 4.2102 | 1.9467 | 8.9221 | 4.3316 | 21.1018 | 12.5149 | 9.1271 | 11.1105 | 10.7798 | 35.8494 | 6.9216 | 6.031 | 5.9327 | 7.9213 | 4.5856 | 2.8268 | 2.8557 | 4.2179 | 7.6122 | 6.1362
TAS1 | Hydro | 12030.4754 | 8827.3894 | 8961.4723 | 8483.8174 | 7299.0433 | 7780.1088 | 10223.3116 | 10287.8694 | 9760.8876 | 9561.2393 | 10545.6091 | 10285.0209 | 9015.9054 | 8614.9599 | 9332.6024 | 8789.5564 | 7947.1275 | 7180.1212 | 7090.9369 | 7883.8563 | 8464.3713 | 7473.5253 | 7708.9793 | 8871.6796 | 8009.4354 | 7994.0733 | 7055.7698
TAS1 | Hydrogen Turbine | 0 | 0 | 0 | 0 | 0 | 0 | 0 | 0 | 0 | 0 | 0 | 0 | 0 | 0 | 0 | 0 | 0 | 0 | 0 | 0 | 0 | 0 | 0 | 0 | 0 | 0 | 0
TAS1 | Wind | 1869.2331 | 4607.8435 | 4918.9673 | 5202.4104 | 5684.9597 | 5736.7538 | 7664.915 | 7667.426 | 11828.1843 | 11730.7253 | 11274.4905 | 11596.1373 | 11659.496 | 12025.4831 | 11456.0582 | 11113.3738 | 11097.8136 | 11835.9408 | 11607.1083 | 11316.1712 | 11787.8293 | 11685.9177 | 12212.038 | 11792.8061 | 11467.167 | 11153.4399 | 11915.0034
TAS1 | Solar PV | 0 | 0.00069381 | 0.00068719 | 0.00078782 | 0.00075905 | 0.00064386 | 0.00067777 | 0.0009121 | 0.00083228 | 0.0012628 | 0.001349 | 0.0015139 | 0.0014662 | 0.0014612 | 0.0013746 | 0.0015204 | 0.005422 | 204.7267 | 213.2013 | 246.3429 | 231.0878 | 240.8887 | 242.9392 | 204.5305 | 230.1918 | 232.3882 | 210.7519
TAS1 | Grid Battery | 0 | 0.001411 | 0.0016555 | 0.0018789 | 0.0022433 | 0.002269 | 0.002778 | 0.0046526 | 0.0056578 | 0.0071078 | 0.0070288 | 0.0071449 | 0.0082513 | 0.008373 | 0.0087046 | 0.0088968 | 0.0096163 | 0.012104 | 0.013497 | 0.013441 | 0.014496 | 0.019466 | 0.019508 | 0.018161 | 0.020303 | 0.020084 | 0.023186
TAS1 | Pumped Hydro | 0 | 0 | 0.0024675 | 0.0026925 | 0.0031725 | 0.0035905 | 0.0055707 | 129.7548 | 173.8056 | 1017.707 | 1008.4988 | 959.157 | 1278.8989 | 1255.6798 | 1362.9841 | 1290.0766 | 1394.1134 | 1235.1794 | 1177.2867 | 1290.3477 | 1135.9471 | 1185.5504 | 1246.4563 | 1242.8451 | 1154.2051 | 1140.1505 | 1050.1513
TAS1 | VPP | 0.43888 | 4.0865 | 5.8901 | 10.7748 | 17.2934 | 23.9755 | 39.6738 | 50.4458 | 70.1647 | 76.2015 | 88.2973 | 90.4259 | 106.4297 | 112.9581 | 125.2423 | 121.9641 | 142.023 | 127.121 | 139.0137 | 145.825 | 140.5974 | 158.1986 | 166.777 | 163.2944 | 168.0098 | 178.7935 | 170.967
Total excluding storage |  | 13900.1475 | 13439.3218 | 13886.3347 | 13697.1811 | 13001.3029 | 13540.8449 | 17929.3426 | 18139.7117 | 21834.9955 | 22394.8036 | 22921.2357 | 22951.8515 | 22073.2546 | 22018.2178 | 22288.0075 | 21325.7611 | 20616.942 | 20590.0229 | 20233.5915 | 20888.4892 | 21767.7686 | 20748.6858 | 21580.0361 | 22278.0296 | 21033.2475 | 20706.4776 | 20408.8029
Explicitly modelled pumping
Region | Technology | 2023-24 | 2024-25 | 2025-26 | 2026-27 | 2027-28 | 2028-29 | 2029-30 | 2030-31 | 2031-32 | 2032-33 | 2033-34 | 2034-35 | 2035-36 | 2036-37 | 2037-38 | 2038-39 | 2039-40 | 2040-41 | 2041-42 | 2042-43 | 2043-44 | 2044-45 | 2045-46 | 2046-47 | 2047-48 | 2048-49 | 2049-50
NEM | Grid Battery pump | 495.8298 | 493.5404 | 1101.8668 | 1674.3959 | 3319.9651 | 6000.3809 | 6237.131 | 7348.6472 | 7201.1909 | 13256.9661 | 12890.5752 | 12322.9455 | 13445.927 | 13537.4909 | 12164.5049 | 12380.3984 | 18255.5561 | 18305.8201 | 28581.8969 | 35522.0381 | 35100.5996 | 37381.6436 | 37771.8077 | 31874.4624 | 31182.3324 | 32483.6571 | 31088.9172
NEM | Pumped Hydro Pump | 1285.5729 | 2235.52 | 3268.282 | 4799.5131 | 5745.8141 | 6300.9233 | 7513.8198 | 9747.2776 | 10411.9698 | 10395.4979 | 11717.0232 | 11680.7933 | 12925.0886 | 13727.841 | 16100.6728 | 16586.041 | 17511.254 | 15523.097 | 15529.117 | 16930.0058 | 14445.6417 | 13945.3113 | 14323.8273 | 15852.6995 | 14453.0868 | 14225.393 | 11989.7998
NEM | VPP pump | 259.472 | 519.4607 | 925.2004 | 1349.2989 | 1820.6782 | 2234.8975 | 2977.0333 | 3590.8763 | 4154.2706 | 4850.8579 | 5756.2547 | 6415.4091 | 7461.0588 | 8395.3084 | 8750.8653 | 9417.5006 | 10089.1902 | 10113.3137 | 10970.545 | 11454.674 | 11617.7759 | 12370.8957 | 13231.5013 | 12953.6913 | 13420.4027 | 13866.2182 | 13888.3645
Region | Technology | 2023-24 | 2024-25 | 2025-26 | 2026-27 | 2027-28 | 2028-29 | 2029-30 | 2030-31 | 2031-32 | 2032-33 | 2033-34 | 2034-35 | 2035-36 | 2036-37 | 2037-38 | 2038-39 | 2039-40 | 2040-41 | 2041-42 | 2042-43 | 2043-44 | 2044-45 | 2045-46 | 2046-47 | 2047-48 | 2048-49 | 2049-50
NSW1 | Grid Battery pump | 24.4682 | 29.8319 | 613.9518 | 1193.1461 | 2843.9962 | 3449.0422 | 3685.2625 | 3973.5701 | 3781.5186 | 5684.0403 | 5319.372 | 4950.502 | 5396.3122 | 5261.263 | 4814.5764 | 4807.2475 | 7351.7417 | 7080.2541 | 9807.9437 | 9923.2477 | 8900.4961 | 10665.6239 | 9995.1503 | 8575.3923 | 7353.5262 | 8659.3346 | 8440.1411
NSW1 | Pumped Hydro Pump | 667.8359 | 1279.2981 | 2340.523 | 3542.9926 | 4442.7261 | 5312.8835 | 6345.791 | 8073.1314 | 8712.0859 | 7805.651 | 9010.832 | 8338.4326 | 9028.9038 | 9824.2875 | 8888.8903 | 8731.8645 | 7833.5732 | 6325.5825 | 6702.4138 | 7358.6066 | 5846.1759 | 5803.3433 | 6277.8392 | 7154.0317 | 6077.7107 | 5612.6375 | 4442.9108
NSW1 | VPP pump | 68.0162 | 156.8838 | 291.2225 | 427.0206 | 574.1643 | 705.7345 | 941.3044 | 1174.4077 | 1383.758 | 1662.9073 | 1988.3488 | 2238.3988 | 2646.2039 | 2947.4924 | 3106.7693 | 3361.6605 | 3613.1979 | 3655.7626 | 3983.2432 | 4098.8585 | 4121.4452 | 4473.0905 | 4697.2487 | 4559.9393 | 4750.7133 | 4993.1099 | 5085.5349
Region | Technology | 2023-24 | 2024-25 | 2025-26 | 2026-27 | 2027-28 | 2028-29 | 2029-30 | 2030-31 | 2031-32 | 2032-33 | 2033-34 | 2034-35 | 2035-36 | 2036-37 | 2037-38 | 2038-39 | 2039-40 | 2040-41 | 2041-42 | 2042-43 | 2043-44 | 2044-45 | 2045-46 | 2046-47 | 2047-48 | 2048-49 | 2049-50
QLD1 | Grid Battery pump | 63.6723 | 63.581 | 65.034 | 65.4999 | 65.7015 | 2155.6538 | 2160.0197 | 2877.7855 | 2925.7275 | 5458.8243 | 5594.3958 | 5543.5632 | 5528.8136 | 5727.0204 | 4895.6694 | 5142.4909 | 8488.874 | 8708.838 | 11840.1965 | 19103.9335 | 18196.0595 | 17838.7222 | 18124.7085 | 15306.8074 | 16087.3966 | 16109.2551 | 16023.6908
QLD1 | Pumped Hydro Pump | 617.7371 | 956.2219 | 927.7517 | 1256.5096 | 1303.0761 | 988.0277 | 1168.0138 | 1503.4055 | 1469.0813 | 1252.7634 | 1371.9425 | 2079.8591 | 2221.2016 | 2232.879 | 5436.7792 | 6152.3817 | 7847.6365 | 7558.6132 | 7291.0501 | 7863.6515 | 7112.0448 | 6584.8147 | 6384.9632 | 7084.2275 | 6835.7301 | 7133.4382 | 6165.0724
QLD1 | VPP pump | 60.2394 | 127.8788 | 227.9243 | 354.7356 | 479.5537 | 615.7363 | 850.4611 | 1067.6191 | 1244.7651 | 1450.6218 | 1743.2424 | 1995.0836 | 2247.0483 | 2566.9912 | 2645.204 | 2903.217 | 3152.1494 | 3300.9016 | 3466.0693 | 3704.5916 | 3846.8345 | 3941.2083 | 4174.547 | 4219.0786 | 4344.483 | 4383.412 | 4544.103
Region | Technology | 2023-24 | 2024-25 | 2025-26 | 2026-27 | 2027-28 | 2028-29 | 2029-30 | 2030-31 | 2031-32 | 2032-33 | 2033-34 | 2034-35 | 2035-36 | 2036-37 | 2037-38 | 2038-39 | 2039-40 | 2040-41 | 2041-42 | 2042-43 | 2043-44 | 2044-45 | 2045-46 | 2046-47 | 2047-48 | 2048-49 | 2049-50
VIC1 | Grid Battery pump | 190.0132 | 177.8948 | 208.2401 | 204.0689 | 197.5984 | 188.0454 | 186.7513 | 300.559 | 298.047 | 605.5602 | 526.4854 | 487.5793 | 595.4068 | 564.4728 | 524.2661 | 508.3906 | 512.4898 | 434.9237 | 2302.7569 | 2333.3196 | 2519.872 | 3163.4281 | 3210.2364 | 2889.0223 | 2955.9082 | 2937.846 | 2519.1019
VIC1 | Pumped Hydro Pump | 0 | 0 | 0.002048 | 0.0044837 | 0.0046147 | 0.0044783 | 0.0045755 | 0.006972 | 0.0068575 | 0.0068215 | 0.0066817 | 0.0066021 | 0.010027 | 0.0098432 | 0.014362 | 0.014234 | 0.015517 | 0.017164 | 0.018119 | 0.017242 | 0.025191 | 0.026888 | 0.026563 | 0.025933 | 0.026263 | 0.027105 | 0.027794
VIC1 | VPP pump | 47.8899 | 111.0704 | 247.1707 | 374.4118 | 529.7932 | 635.5893 | 827.2387 | 927.1946 | 1017.9149 | 1144.1111 | 1324.4147 | 1428.6277 | 1708.1076 | 1903.1703 | 1961.2195 | 2057.9884 | 2165.567 | 2031.877 | 2265.0997 | 2344.9765 | 2293.6368 | 2547.9467 | 2791.9624 | 2669.3847 | 2842.2997 | 2928.5807 | 2734.1011
Region | Technology | 2023-24 | 2024-25 | 2025-26 | 2026-27 | 2027-28 | 2028-29 | 2029-30 | 2030-31 | 2031-32 | 2032-33 | 2033-34 | 2034-35 | 2035-36 | 2036-37 | 2037-38 | 2038-39 | 2039-40 | 2040-41 | 2041-42 | 2042-43 | 2043-44 | 2044-45 | 2045-46 | 2046-47 | 2047-48 | 2048-49 | 2049-50
SA1 | Grid Battery pump | 217.676 | 222.231 | 214.639 | 211.6788 | 212.6663 | 207.6368 | 205.0943 | 196.7271 | 195.8909 | 1508.5328 | 1450.3136 | 1341.2925 | 1925.3845 | 1984.7248 | 1929.9827 | 1922.2588 | 1902.4393 | 2081.7899 | 4630.9837 | 4161.5214 | 5484.1547 | 5713.8463 | 6441.6891 | 5103.2187 | 4785.4772 | 4777.1976 | 4105.9559
SA1 | Pumped Hydro Pump | 0 | 0 | 0.0019567 | 0.0028908 | 0.0029919 | 0.0029416 | 0.0030414 | 0.0037709 | 0.0038692 | 0.0038548 | 0.0038009 | 0.0038195 | 0.0048178 | 0.004867 | 0.006092 | 0.006153 | 0.006368 | 0.0071373 | 0.00813 | 0.0079664 | 0.0082532 | 0.010297 | 0.010475 | 0.010079 | 0.01037 | 0.010342 | 0.010716
SA1 | VPP pump | 82.8253 | 118.8082 | 151.9611 | 180.4591 | 216.72 | 249.7326 | 311.1707 | 362.4902 | 425.2859 | 503.5032 | 596.4294 | 646.4832 | 734.926 | 844.1953 | 890.8834 | 951.1231 | 991.2268 | 975.0614 | 1092.6488 | 1134.7179 | 1190.467 | 1222.584 | 1370.565 | 1314.1478 | 1284.1914 | 1351.8271 | 1323.4879
Region | Technology | 2023-24 | 2024-25 | 2025-26 | 2026-27 | 2027-28 | 2028-29 | 2029-30 | 2030-31 | 2031-32 | 2032-33 | 2033-34 | 2034-35 | 2035-36 | 2036-37 | 2037-38 | 2038-39 | 2039-40 | 2040-41 | 2041-42 | 2042-43 | 2043-44 | 2044-45 | 2045-46 | 2046-47 | 2047-48 | 2048-49 | 2049-50
TAS1 | Grid Battery pump | 0 | 0.0016768 | 0.0019663 | 0.0022313 | 0.0026661 | 0.002695 | 0.0033021 | 0.0055274 | 0.0067369 | 0.0084686 | 0.0083631 | 0.0085104 | 0.0098096 | 0.0099801 | 0.010345 | 0.010587 | 0.011429 | 0.014404 | 0.016043 | 0.015978 | 0.017227 | 0.023134 | 0.023217 | 0.021557 | 0.024162 | 0.023828 | 0.027562
TAS1 | Pumped Hydro Pump | 0 | 0 | 0.003259 | 0.0035412 | 0.0041875 | 0.0047129 | 0.0073693 | 170.73 | 230.7919 | 1337.0728 | 1334.2382 | 1262.4912 | 1674.9684 | 1670.6599 | 1774.9829 | 1701.7744 | 1830.0224 | 1638.877 | 1535.6268 | 1707.7224 | 1487.3875 | 1557.116 | 1660.9879 | 1614.4043 | 1539.6094 | 1479.2798 | 1381.7781
TAS1 | VPP pump | 0.50119 | 4.8195 | 6.9219 | 12.6719 | 20.4469 | 28.1047 | 46.8583 | 59.1647 | 82.5468 | 89.7145 | 103.8194 | 106.8158 | 124.773 | 133.4591 | 146.789 | 143.5116 | 167.0491 | 149.7111 | 163.484 | 171.5295 | 165.3924 | 186.0662 | 197.1782 | 191.1409 | 198.7154 | 209.2885 | 201.1377
Non-controllable capacity
Region | Technology | 2023-24 | 2024-25 | 2025-26 | 2026-27 | 2027-28 | 2028-29 | 2029-30 | 2030-31 | 2031-32 | 2032-33 | 2033-34 | 2034-35 | 2035-36 | 2036-37 | 2037-38 | 2038-39 | 2039-40 | 2040-41 | 2041-42 | 2042-43 | 2043-44 | 2044-45 | 2045-46 | 2046-47 | 2047-48 | 2048-49 | 2049-50
NEM | Distributed PV | 26560.6016 | 29104.0967 | 31473.6633 | 37081.5432 | 40418.5958 | 38926.5586 | 43592.2929 | 48229.3969 | 51979.7521 | 54755.1652 | 55953.7685 | 56902.3907 | 63643.8244 | 66153.9262 | 61300.8009 | 66595.7504 | 71779.8603 | 75487.274 | 77777.5549 | 77977.9251 | 77783.2771 | 85452.7067 | 87607.0329 | 80381.6538 | 86543.9253 | 92200.6928 | 95960.9879
NEM | Behind the meter battery | 657.5137 | 1006.7447 | 1317.3393 | 1566.0098 | 1773.1566 | 1890.8424 | 2143.9911 | 2489.4047 | 2789.0704 | 3113.0752 | 3597.6322 | 4070.11 | 4511.1194 | 4860.9793 | 5165.9009 | 5364.9705 | 5454.5291 | 5447.6237 | 5401.3096 | 5348.7634 | 5404.7881 | 5430.708 | 5462.7544 | 5462.5562 | 5467.5685 | 5397.6579 | 5331.7203
NEM | Behind the meter battery pump | 773.9288 | 1184.9284 | 1550.1053 | 1843.1255 | 2087.3228 | 2225.0785 | 2523.5712 | 2929.616 | 3282.4864 | 3663.3641 | 4233.7384 | 4790.7173 | 5309.6304 | 5721.7019 | 6080.1627 | 6314.2799 | 6420.1964 | 6410.0458 | 6358.28 | 6294.3025 | 6360.4049 | 6392.115 | 6428.6141 | 6430.2842 | 6436.1891 | 6354.3022 | 6274.968
Region | Technology | 2023-24 | 2024-25 | 2025-26 | 2026-27 | 2027-28 | 2028-29 | 2029-30 | 2030-31 | 2031-32 | 2032-33 | 2033-34 | 2034-35 | 2035-36 | 2036-37 | 2037-38 | 2038-39 | 2039-40 | 2040-41 | 2041-42 | 2042-43 | 2043-44 | 2044-45 | 2045-46 | 2046-47 | 2047-48 | 2048-49 | 2049-50
NSW1 | Distributed PV | 8462.3385 | 9458.3162 | 10159.0762 | 12271.5737 | 13113.6881 | 12546.804 | 13815.0616 | 15639.2599 | 17348.1141 | 17854.1428 | 18611.9033 | 18922.4793 | 21829.4782 | 22416.5655 | 20726.2835 | 22104.3897 | 24295.3559 | 26132.7136 | 26218.1837 | 26660.5244 | 26477.5898 | 29878.3743 | 30218.882 | 27626.6637 | 29170.2276 | 31670.4989 | 33704.5634
NSW1 | Behind the meter battery | 236.0997 | 340.3977 | 426.8203 | 496.5989 | 552.178 | 593.1144 | 678.601 | 795.0042 | 915.6299 | 1045.6392 | 1229.8005 | 1397.7866 | 1551.5025 | 1674.213 | 1770.8636 | 1835.975 | 1865.6994 | 1856.8353 | 1844.8207 | 1833.1068 | 1857.9164 | 1869.6097 | 1877.4406 | 1875.4554 | 1868.3381 | 1847.8317 | 1820.6144
NSW1 | Behind the meter battery pump | 277.8328 | 400.6658 | 502.3022 | 584.3175 | 650.1429 | 698.0717 | 798.8828 | 935.9349 | 1077.2855 | 1230.342 | 1446.9719 | 1644.5885 | 1826.2437 | 1970.4983 | 2083.9438 | 2160.393 | 2196.8689 | 2184.5941 | 2172.0639 | 2156.8121 | 2185.7851 | 2201.4161 | 2209.4144 | 2207.8793 | 2199.915 | 2174.9865 | 2143.0425
Region | Technology | 2023-24 | 2024-25 | 2025-26 | 2026-27 | 2027-28 | 2028-29 | 2029-30 | 2030-31 | 2031-32 | 2032-33 | 2033-34 | 2034-35 | 2035-36 | 2036-37 | 2037-38 | 2038-39 | 2039-40 | 2040-41 | 2041-42 | 2042-43 | 2043-44 | 2044-45 | 2045-46 | 2046-47 | 2047-48 | 2048-49 | 2049-50
QLD1 | Distributed PV | 8227.6935 | 8801.311 | 9863.4451 | 11475.6724 | 12457.4377 | 11268.4695 | 13105.084 | 14471.0511 | 16095.1163 | 16714.6015 | 16849.2773 | 17798.0916 | 19695.8152 | 20424.5671 | 17788.0739 | 19963.1524 | 21368.2537 | 23094.2817 | 23468.3879 | 23181.6046 | 24006.8726 | 26011.0707 | 26622.9939 | 22900.3003 | 25459.338 | 26869.7455 | 28762.9682
QLD1 | Behind the meter battery | 170.7366 | 271.0266 | 364.6122 | 433.5151 | 491.3321 | 537.9626 | 628.6386 | 744.6914 | 834.1762 | 930.9932 | 1074.1494 | 1213.5721 | 1346.8461 | 1448.2671 | 1535.4985 | 1600.0345 | 1631.782 | 1631.2572 | 1608.2973 | 1592.3827 | 1609.1851 | 1612.6466 | 1621.0805 | 1616.2546 | 1614.1068 | 1594.795 | 1578.9698
QLD1 | Behind the meter battery pump | 200.9896 | 319.0374 | 429.0447 | 510.4005 | 578.2214 | 632.9301 | 739.7227 | 876.2329 | 981.9917 | 1095.8935 | 1264.3808 | 1428.9002 | 1585.3756 | 1705.2134 | 1807.0518 | 1884.0736 | 1919.9871 | 1919.529 | 1893.1536 | 1873.7884 | 1893.7201 | 1897.3207 | 1907.6047 | 1902.393 | 1900.3283 | 1877.9375 | 1857.7419
Region | Technology | 2023-24 | 2024-25 | 2025-26 | 2026-27 | 2027-28 | 2028-29 | 2029-30 | 2030-31 | 2031-32 | 2032-33 | 2033-34 | 2034-35 | 2035-36 | 2036-37 | 2037-38 | 2038-39 | 2039-40 | 2040-41 | 2041-42 | 2042-43 | 2043-44 | 2044-45 | 2045-46 | 2046-47 | 2047-48 | 2048-49 | 2049-50
VIC1 | Distributed PV | 5927.2192 | 6615.7267 | 7089.2973 | 8452.9512 | 9493.9945 | 9691.0714 | 10721.6826 | 11762.0101 | 11872.7118 | 13025.0994 | 13231.2584 | 12987.9308 | 14324.1638 | 15011.5217 | 14621.0269 | 15763.9665 | 16944.6695 | 16846.5259 | 18190.4559 | 18283.4941 | 17708.0148 | 19320.8985 | 20019.7175 | 19388.6033 | 20772.1582 | 22108.9801 | 21761.2072
VIC1 | Behind the meter battery | 143.293 | 255.764 | 357.528 | 445.5417 | 520.1297 | 534.0202 | 574.5348 | 646.8898 | 695.0103 | 741.5967 | 840.8801 | 953.3033 | 1060.5591 | 1150.0707 | 1245.2576 | 1291.8352 | 1313.6739 | 1317.4793 | 1309.5395 | 1283.2305 | 1289.176 | 1299.8888 | 1310.3468 | 1322.1048 | 1335.0646 | 1315.6099 | 1298.5463
VIC1 | Behind the meter battery pump | 168.7049 | 300.9657 | 420.6293 | 524.3864 | 612.3835 | 628.4616 | 676.2866 | 761.0496 | 817.9236 | 872.5457 | 989.6107 | 1122.4325 | 1248.0938 | 1353.2335 | 1466.2928 | 1520.0169 | 1546.0309 | 1550.041 | 1541.089 | 1510.2224 | 1517.4149 | 1529.652 | 1542.0634 | 1556.6244 | 1571.0173 | 1548.7907 | 1528.2244
Region | Technology | 2023-24 | 2024-25 | 2025-26 | 2026-27 | 2027-28 | 2028-29 | 2029-30 | 2030-31 | 2031-32 | 2032-33 | 2033-34 | 2034-35 | 2035-36 | 2036-37 | 2037-38 | 2038-39 | 2039-40 | 2040-41 | 2041-42 | 2042-43 | 2043-44 | 2044-45 | 2045-46 | 2046-47 | 2047-48 | 2048-49 | 2049-50
SA1 | Distributed PV | 3601.2396 | 3836.6945 | 3940.5566 | 4383.5313 | 4811.2285 | 4846.7445 | 5330.4758 | 5678.8981 | 5951.7698 | 6386.844 | 6448.2993 | 6380.437 | 6890.5661 | 7363.0567 | 7215.5741 | 7772.2023 | 8117.152 | 8332.5404 | 8752.0675 | 8666.5061 | 8424.5566 | 8962.749 | 9436.6247 | 9153.8367 | 9787.2603 | 10128.2605 | 10296.799
SA1 | Behind the meter battery | 89.6576 | 114.2984 | 136.4992 | 153.4714 | 168.7112 | 182.0004 | 212.3649 | 244.9938 | 278.8759 | 319.969 | 366.7485 | 408.2686 | 445.0039 | 472.6485 | 491.7265 | 509.3402 | 512.972 | 511.5296 | 508.7854 | 510.011 | 516.6645 | 516.2922 | 519.8793 | 515.4168 | 516.5139 | 506.6341 | 502.8644
SA1 | Behind the meter battery pump | 105.5364 | 134.5421 | 160.6012 | 180.616 | 198.5417 | 214.1386 | 250.02 | 288.3253 | 328.3143 | 376.4625 | 431.505 | 480.4342 | 523.687 | 556.4807 | 578.644 | 599.3439 | 603.8566 | 602.2642 | 599.156 | 600.4794 | 608.3176 | 607.9903 | 611.8434 | 606.4216 | 607.6875 | 596.3267 | 592.1078
Region | Technology | 2023-24 | 2024-25 | 2025-26 | 2026-27 | 2027-28 | 2028-29 | 2029-30 | 2030-31 | 2031-32 | 2032-33 | 2033-34 | 2034-35 | 2035-36 | 2036-37 | 2037-38 | 2038-39 | 2039-40 | 2040-41 | 2041-42 | 2042-43 | 2043-44 | 2044-45 | 2045-46 | 2046-47 | 2047-48 | 2048-49 | 2049-50
TAS1 | Distributed PV | 342.1107 | 392.0482 | 421.2881 | 497.8146 | 542.247 | 573.4692 | 619.9889 | 678.1777 | 712.0401 | 774.4775 | 813.0302 | 813.4519 | 903.8011 | 938.2152 | 949.8426 | 992.0395 | 1054.4291 | 1081.2124 | 1148.4599 | 1185.7959 | 1166.2433 | 1279.6142 | 1308.8147 | 1312.2497 | 1354.9412 | 1423.2078 | 1435.4501
TAS1 | Behind the meter battery | 17.7268 | 25.258 | 31.8796 | 36.8828 | 40.8056 | 43.7449 | 49.8517 | 57.8255 | 65.3781 | 74.8771 | 86.0537 | 97.1794 | 107.2079 | 115.78 | 122.5546 | 127.7856 | 130.4018 | 130.5224 | 129.8666 | 130.0323 | 131.846 | 132.2708 | 134.0073 | 133.3247 | 133.5451 | 132.7872 | 130.7254
TAS1 | Behind the meter battery pump | 20.8652 | 29.7174 | 37.5279 | 43.4051 | 48.0333 | 51.4765 | 58.6591 | 68.0734 | 76.9713 | 88.1205 | 101.27 | 114.362 | 126.2303 | 136.2759 | 144.2303 | 150.4525 | 153.4529 | 153.6175 | 152.8175 | 153.0002 | 155.1672 | 155.7358 | 157.6882 | 156.9658 | 157.2412 | 156.2607 | 153.8514

## Option 5A_Capacity
Capacity by technology (MW) - Option 5A, Offshore Wind Scenario
Capacity calculated on 1 July. In early study years some wind and solar projects enter later in the financial year and are therefore reflected in the following financial year's capacity.
Explicitly modelled generation
Region | Technology | 2023-24 | 2024-25 | 2025-26 | 2026-27 | 2027-28 | 2028-29 | 2029-30 | 2030-31 | 2031-32 | 2032-33 | 2033-34 | 2034-35 | 2035-36 | 2036-37 | 2037-38 | 2038-39 | 2039-40 | 2040-41 | 2041-42 | 2042-43 | 2043-44 | 2044-45 | 2045-46 | 2046-47 | 2047-48 | 2048-49 | 2049-50
NEM | Black Coal | 16456 | 16456 | 15756 | 12176 | 10156 | 8277 | 7312 | 5912 | 5912 | 5182 | 3082 | 3082 | 3082 | 3082 | 3082 | 3082 | 852 | 426 | 426 | 0 | 0 | 0 | 0 | 0 | 0 | 0 | 0
NEM | Brown Coal | 4820 | 4820 | 4120 | 3370 | 3370 | 2810 | 1720 | 1160 | 1160 | 0 | 0 | 0 | 0 | 0 | 0 | 0 | 0 | 0 | 0 | 0 | 0 | 0 | 0 | 0 | 0 | 0 | 0
NEM | CCGT | 2954.9 | 2774.9 | 2774.9 | 2774.9 | 2774.9 | 2774.9 | 2774.9 | 2774.9 | 2774.9 | 2774.9 | 2774.9 | 2774.9 | 2774.9 | 2389.9 | 1860.9 | 1860.9 | 1716.5 | 1716.5 | 1716.5 | 1716.5 | 1276.5 | 1276.5 | 632 | 388 | 388 | 388 | 388
NEM | Gas - Steam | 1300 | 1300 | 1300 | 500 | 500 | 500 | 500 | 500 | 500 | 500 | 500 | 500 | 500 | 500 | 500 | 500 | 0 | 0 | 0 | 0 | 0 | 0 | 0 | 0 | 0 | 0 | 0
NEM | OCGT / Diesel | 7382.159 | 8132.1609 | 8132.1609 | 8132.1612 | 8132.1612 | 8342.7739 | 8342.7741 | 7960.2742 | 7960.2742 | 7683.4143 | 7089.9144 | 6972.9144 | 7670.3503 | 7670.3503 | 9641.2618 | 9641.2618 | 9201.2619 | 9081.2619 | 9081.2625 | 8987.2625 | 10468.9648 | 11467.6382 | 11467.6382 | 12515.7872 | 11931.7872 | 14627.665 | 14108.665
NEM | Hydro | 7492.42 | 7492.42 | 7492.42 | 7492.42 | 7492.42 | 7492.42 | 7492.42 | 7492.42 | 7492.42 | 7492.42 | 7492.42 | 7492.42 | 7492.42 | 7492.42 | 7406.02 | 7406.02 | 7406.02 | 7406.02 | 7406.02 | 7340.02 | 7340.02 | 7340.02 | 7340.02 | 7340.02 | 7340.02 | 7340.02 | 7340.02
NEM | Hydrogen Turbine | 0 | 0 | 0 | 0 | 0 | 0 | 0 | 0 | 0 | 0 | 0 | 0 | 0 | 0 | 0 | 0 | 0 | 0 | 0 | 0 | 0 | 0 | 0 | 0 | 0 | 0 | 0
NEM | Wind | 10055.738 | 16047.9549 | 16098.2512 | 18254.0352 | 22915.2613 | 28192.9231 | 29622.1408 | 32154.5026 | 33429.777 | 36348.2391 | 38931.6547 | 39582.659 | 41465.6371 | 42497.6014 | 46690.6957 | 46912.2922 | 47786.6531 | 48939.266 | 49418.3079 | 51689.3659 | 52873.5503 | 52629.3231 | 52008.922 | 60033.649 | 62722.3291 | 66478.0573 | 67190.4985
NEM | Solar PV | 9052.829 | 9912.9368 | 10778.0805 | 10778.0823 | 10778.0914 | 11305.455 | 12394.2083 | 14598.2917 | 14885.2142 | 17943.8457 | 20046.2721 | 21197.7687 | 21197.7687 | 21109.6254 | 25503.7914 | 26345.0046 | 35934.0027 | 40646.203 | 46552.2336 | 55630.9627 | 59827.1209 | 59942.3246 | 60440.8328 | 65365.3204 | 64828.028 | 67716.1212 | 71563.1101
NEM | Grid Battery | 1004.93 | 1004.9369 | 1429.7516 | 1429.7578 | 2059.6796 | 3292.5022 | 3367.5025 | 3631.2272 | 3661.1838 | 6031.0873 | 6120.6158 | 6095.6159 | 6449.1459 | 6399.1461 | 6406.2074 | 6406.2077 | 8912.728 | 9123.2217 | 13440.7001 | 16545.2449 | 17211.6784 | 18475.9602 | 18041.1525 | 18074.7136 | 17444.7936 | 18403.9299 | 18328.9317
NEM | Pumped Hydro | 810 | 810 | 1533.6703 | 1533.6719 | 3595.6301 | 3706.3497 | 3706.3507 | 3786.1643 | 3786.1645 | 4265.1295 | 4265.1297 | 4539.18 | 4693.6131 | 4693.6132 | 6361.0305 | 6361.0305 | 6930.4408 | 6930.4413 | 6930.4419 | 6930.4421 | 6930.4454 | 6943.3635 | 6943.3636 | 7699.9093 | 7699.9094 | 7699.9095 | 7699.9097
NEM | VPP | 318.73 | 623.03 | 1035.46 | 1538.9 | 2142.79 | 2807.6 | 3819.27 | 4674.27 | 5519.2001 | 6499.25 | 7698.5399 | 9010.2399 | 10339.3001 | 11714.6999 | 13054.31 | 14363.1999 | 15318.2998 | 16214.4898 | 16978.9203 | 17751.1898 | 18511.9699 | 19307.4097 | 20087.2598 | 20907.45 | 21712.49 | 22566.1805 | 23396.9398
Total excluding storage |  | 61647.706 | 69374.3395 | 70450.6945 | 67979.9283 | 73916.9334 | 79501.924 | 81051.5662 | 84644.0501 | 87081.1338 | 94720.2859 | 98001.4465 | 101247.6979 | 105665.1352 | 107549.3562 | 120506.2168 | 122877.9167 | 134057.9062 | 140483.4036 | 151950.3863 | 166590.9879 | 174440.2497 | 177382.5394 | 176961.1889 | 192324.8495 | 194067.3573 | 205219.8833 | 210016.0748
Region | Technology | 2023-24 | 2024-25 | 2025-26 | 2026-27 | 2027-28 | 2028-29 | 2029-30 | 2030-31 | 2031-32 | 2032-33 | 2033-34 | 2034-35 | 2035-36 | 2036-37 | 2037-38 | 2038-39 | 2039-40 | 2040-41 | 2041-42 | 2042-43 | 2043-44 | 2044-45 | 2045-46 | 2046-47 | 2047-48 | 2048-49 | 2049-50
NSW1 | Black Coal | 8330 | 8330 | 8330 | 5450 | 4130 | 3445 | 2760 | 2760 | 2760 | 2760 | 1390 | 1390 | 1390 | 1390 | 1390 | 1390 | 0 | 0 | 0 | 0 | 0 | 0 | 0 | 0 | 0 | 0 | 0
NSW1 | Brown Coal | 0 | 0 | 0 | 0 | 0 | 0 | 0 | 0 | 0 | 0 | 0 | 0 | 0 | 0 | 0 | 0 | 0 | 0 | 0 | 0 | 0 | 0 | 0 | 0 | 0 | 0 | 0
NSW1 | CCGT | 440 | 440 | 440 | 440 | 440 | 440 | 440 | 440 | 440 | 440 | 440 | 440 | 440 | 440 | 440 | 440 | 440 | 440 | 440 | 440 | 0 | 0 | 0 | 0 | 0 | 0 | 0
NSW1 | Gas - Steam | 0 | 0 | 0 | 0 | 0 | 0 | 0 | 0 | 0 | 0 | 0 | 0 | 0 | 0 | 0 | 0 | 0 | 0 | 0 | 0 | 0 | 0 | 0 | 0 | 0 | 0 | 0
NSW1 | OCGT / Diesel | 1888.999 | 2639 | 2639 | 2639 | 2639 | 2639 | 2639 | 2639 | 2639 | 2639 | 2639 | 2639 | 2639 | 2639 | 3726.2417 | 3726.2417 | 3726.2417 | 3726.2417 | 3726.2417 | 3726.2417 | 3726.2424 | 3152.1487 | 3152.1487 | 3354.2239 | 3354.2239 | 3475.1614 | 3475.1614
NSW1 | Hydro | 2525 | 2525 | 2525 | 2525 | 2525 | 2525 | 2525 | 2525 | 2525 | 2525 | 2525 | 2525 | 2525 | 2525 | 2525 | 2525 | 2525 | 2525 | 2525 | 2525 | 2525 | 2525 | 2525 | 2525 | 2525 | 2525 | 2525
NSW1 | Hydrogen Turbine | 0 | 0 | 0 | 0 | 0 | 0 | 0 | 0 | 0 | 0 | 0 | 0 | 0 | 0 | 0 | 0 | 0 | 0 | 0 | 0 | 0 | 0 | 0 | 0 | 0 | 0 | 0
NSW1 | Wind | 1886.96 | 4665.6621 | 4715.9584 | 5592.5056 | 8808.2556 | 9583.8159 | 9755.8033 | 9827.3137 | 9827.3138 | 10903.5473 | 11494.9086 | 11650.9019 | 13089.1133 | 13305.8772 | 14250.0913 | 14047.6114 | 14049.983 | 13983.9232 | 14070.0044 | 15124.5772 | 16039.2618 | 16039.263 | 16170.5564 | 17623.2381 | 18482.1309 | 18921.0131 | 18807.8234
NSW1 | Solar PV | 3745.541 | 4459.644 | 5324.7865 | 5324.7866 | 5324.7957 | 5788.3001 | 6849.7553 | 8280.4089 | 8280.4089 | 8604.1627 | 9788.0185 | 9788.0196 | 9788.0196 | 9820.8763 | 11093.302 | 11414.9081 | 14104.7998 | 15493.1767 | 17687.8544 | 18929.878 | 19396.8883 | 19396.8883 | 19396.8884 | 20694.1747 | 20591.4033 | 22056.1053 | 23614.2328
NSW1 | Grid Battery | 50 | 50.0044 | 474.8187 | 474.8192 | 1104.7406 | 1479.3845 | 1554.3845 | 1554.3866 | 1554.3869 | 2259.0604 | 2259.0605 | 2259.0605 | 2271.431 | 2221.4311 | 2221.4312 | 2221.4313 | 3380.2979 | 3380.2989 | 4239.4288 | 4580.1125 | 4580.1161 | 5151.4761 | 4726.6689 | 4760.235 | 4130.3141 | 4668.5428 | 4593.5431
NSW1 | Pumped Hydro | 240 | 240 | 713.6672 | 713.6673 | 2775.6252 | 2775.6254 | 2775.6255 | 2775.6255 | 2775.6255 | 2775.6255 | 2775.6256 | 2775.6256 | 2775.626 | 2775.626 | 2775.6284 | 2775.6284 | 2775.6284 | 2775.6284 | 2775.6285 | 2775.6286 | 2775.6294 | 2775.6366 | 2775.6366 | 2775.6367 | 2775.6367 | 2775.6368 | 2775.6368
NSW1 | VPP | 97.18 | 193.89 | 321.47 | 477.31 | 663.94 | 884.26 | 1223.6 | 1508.4199 | 1818.1601 | 2178.94 | 2618.45 | 3090.16 | 3561.6901 | 4049.33 | 4508.48 | 4960.7201 | 5286.7 | 5588.1199 | 5842.6702 | 6109.57 | 6370.5701 | 6645.5899 | 6914.0398 | 7197.4098 | 7473.8901 | 7766.0502 | 8050.0099
Total excluding storage |  | 19203.68 | 23543.2006 | 25484.7008 | 23637.0888 | 28411.357 | 29560.386 | 30523.1687 | 32310.1547 | 32619.8951 | 35085.3359 | 35930.0632 | 36557.7676 | 38479.8801 | 39167.1407 | 42930.1745 | 43501.5409 | 46288.6509 | 47912.3888 | 51306.828 | 54211.008 | 55413.7081 | 55686.0026 | 55660.9387 | 58929.9181 | 59332.5991 | 62187.5096 | 63841.4074
Region | Technology | 2023-24 | 2024-25 | 2025-26 | 2026-27 | 2027-28 | 2028-29 | 2029-30 | 2030-31 | 2031-32 | 2032-33 | 2033-34 | 2034-35 | 2035-36 | 2036-37 | 2037-38 | 2038-39 | 2039-40 | 2040-41 | 2041-42 | 2042-43 | 2043-44 | 2044-45 | 2045-46 | 2046-47 | 2047-48 | 2048-49 | 2049-50
QLD1 | Black Coal | 8126 | 8126 | 7426 | 6726 | 6026 | 4832 | 4552 | 3152 | 3152 | 2422 | 1692 | 1692 | 1692 | 1692 | 1692 | 1692 | 852 | 426 | 426 | 0 | 0 | 0 | 0 | 0 | 0 | 0 | 0
QLD1 | Brown Coal | 0 | 0 | 0 | 0 | 0 | 0 | 0 | 0 | 0 | 0 | 0 | 0 | 0 | 0 | 0 | 0 | 0 | 0 | 0 | 0 | 0 | 0 | 0 | 0 | 0 | 0 | 0
QLD1 | CCGT | 1597.9 | 1597.9 | 1597.9 | 1597.9 | 1597.9 | 1597.9 | 1597.9 | 1597.9 | 1597.9 | 1597.9 | 1597.9 | 1597.9 | 1597.9 | 1212.9 | 1212.9 | 1212.9 | 1068.5 | 1068.5 | 1068.5 | 1068.5 | 1068.5 | 1068.5 | 424 | 180 | 180 | 180 | 180
QLD1 | Gas - Steam | 0 | 0 | 0 | 0 | 0 | 0 | 0 | 0 | 0 | 0 | 0 | 0 | 0 | 0 | 0 | 0 | 0 | 0 | 0 | 0 | 0 | 0 | 0 | 0 | 0 | 0 | 0
QLD1 | OCGT / Diesel | 1954.5 | 1954.5001 | 1954.5001 | 1954.5003 | 1954.5003 | 2165.113 | 2165.113 | 2165.113 | 2165.113 | 2165.113 | 1741.613 | 1624.613 | 1624.613 | 1624.613 | 2390.3604 | 2390.3604 | 2390.3604 | 2390.3604 | 2390.3604 | 2390.3604 | 2390.3604 | 2390.3604 | 2390.3604 | 3390.4341 | 3390.4341 | 5965.3744 | 5446.3744
QLD1 | Hydro | 152.4 | 152.4 | 152.4 | 152.4 | 152.4 | 152.4 | 152.4 | 152.4 | 152.4 | 152.4 | 152.4 | 152.4 | 152.4 | 152.4 | 66 | 66 | 66 | 66 | 66 | 0 | 0 | 0 | 0 | 0 | 0 | 0 | 0
QLD1 | Hydrogen Turbine | 0 | 0 | 0 | 0 | 0 | 0 | 0 | 0 | 0 | 0 | 0 | 0 | 0 | 0 | 0 | 0 | 0 | 0 | 0 | 0 | 0 | 0 | 0 | 0 | 0 | 0 | 0
QLD1 | Wind | 1133.518 | 2421.0424 | 2421.0424 | 2944.4417 | 4106.5234 | 7100.2258 | 7150.4585 | 8741.4809 | 8757.1486 | 10036.3329 | 11390.8862 | 11411.2307 | 11411.2308 | 11411.2308 | 13349.6065 | 13349.6065 | 13349.6066 | 13611.5346 | 14004.4951 | 14720.8667 | 15317.5856 | 14864.5856 | 14821.3857 | 19059.3663 | 19620.0216 | 21463.2716 | 21477.759
QLD1 | Solar PV | 3646.985 | 3792.9863 | 3792.987 | 3792.9871 | 3792.9871 | 3856.8463 | 3884.1442 | 4657.5718 | 4950.614 | 6140.7162 | 7059.2868 | 7934.071 | 7934.071 | 7813.071 | 9814.3777 | 10333.9845 | 16763.7192 | 19423.8067 | 19817.4948 | 27433.4998 | 27268.9309 | 27067.8309 | 27403.0116 | 30499.3489 | 30144.0278 | 31048.2071 | 33346.3861
QLD1 | Grid Battery | 100 | 100.0006 | 100.0007 | 100.001 | 100.0013 | 958.1799 | 958.1799 | 1201.7446 | 1231.7005 | 2238.2834 | 2383.1417 | 2383.1417 | 2383.1417 | 2383.1418 | 2383.1418 | 2383.1418 | 3730.7953 | 3730.7953 | 5107.9324 | 7871.7931 | 7871.7932 | 7871.7926 | 7871.7926 | 7871.7924 | 7871.7923 | 8292.6995 | 8292.6995
QLD1 | Pumped Hydro | 570 | 570 | 820.0007 | 820.0011 | 820.0011 | 930.7202 | 930.7202 | 930.7202 | 930.7202 | 930.7202 | 930.7203 | 1204.7705 | 1204.7706 | 1204.7706 | 2817.0337 | 2817.0338 | 3386.4439 | 3386.4439 | 3386.4439 | 3386.4439 | 3386.4439 | 3386.4441 | 3386.4441 | 4142.9897 | 4142.9897 | 4142.9897 | 4142.9897
QLD1 | VPP | 70.65 | 151.98 | 266.91 | 406.55 | 573.37 | 775 | 1088.95 | 1359.6801 | 1609.11 | 1901.09 | 2255.9299 | 2641.22 | 3035.73 | 3438.95 | 3828.0601 | 4218.1699 | 4496.1499 | 4751.3198 | 4961.6001 | 5182.0498 | 5399.3799 | 5623.0098 | 5842.4302 | 6071.3901 | 6296.3501 | 6536.04 | 6765.5898
Total excluding storage |  | 17351.953 | 18866.8095 | 18531.7409 | 18494.7811 | 19123.6832 | 22368.3852 | 22479.8658 | 23958.6106 | 24546.7064 | 27584.5557 | 29203.878 | 30641.3469 | 31035.8571 | 30933.0772 | 37553.4802 | 38463.197 | 46103.5753 | 48854.7608 | 51228.8267 | 62053.5138 | 62702.994 | 62272.5235 | 62139.4245 | 71215.3215 | 71645.6156 | 77628.5824 | 79651.7987
Region | Technology | 2023-24 | 2024-25 | 2025-26 | 2026-27 | 2027-28 | 2028-29 | 2029-30 | 2030-31 | 2031-32 | 2032-33 | 2033-34 | 2034-35 | 2035-36 | 2036-37 | 2037-38 | 2038-39 | 2039-40 | 2040-41 | 2041-42 | 2042-43 | 2043-44 | 2044-45 | 2045-46 | 2046-47 | 2047-48 | 2048-49 | 2049-50
VIC1 | Black Coal | 0 | 0 | 0 | 0 | 0 | 0 | 0 | 0 | 0 | 0 | 0 | 0 | 0 | 0 | 0 | 0 | 0 | 0 | 0 | 0 | 0 | 0 | 0 | 0 | 0 | 0 | 0
VIC1 | Brown Coal | 4820 | 4820 | 4120 | 3370 | 3370 | 2810 | 1720 | 1160 | 1160 | 0 | 0 | 0 | 0 | 0 | 0 | 0 | 0 | 0 | 0 | 0 | 0 | 0 | 0 | 0 | 0 | 0 | 0
VIC1 | CCGT | 0 | 0 | 0 | 0 | 0 | 0 | 0 | 0 | 0 | 0 | 0 | 0 | 0 | 0 | 0 | 0 | 0 | 0 | 0 | 0 | 0 | 0 | 0 | 0 | 0 | 0 | 0
VIC1 | Gas - Steam | 500 | 500 | 500 | 500 | 500 | 500 | 500 | 500 | 500 | 500 | 500 | 500 | 500 | 500 | 500 | 500 | 0 | 0 | 0 | 0 | 0 | 0 | 0 | 0 | 0 | 0 | 0
VIC1 | OCGT / Diesel | 1900 | 1900.0005 | 1900.0005 | 1900.0005 | 1900.0005 | 1900.0005 | 1900.0005 | 1900.0005 | 1900.0005 | 1900.0005 | 1730.0005 | 1730.0005 | 2507.435 | 2507.435 | 2589.1633 | 2589.1633 | 2149.1633 | 2149.1633 | 2149.1635 | 2055.1635 | 3161.2224 | 4943.988 | 4943.988 | 4943.988 | 4359.988 | 4359.988 | 4359.988
VIC1 | Hydro | 2264.02 | 2264.02 | 2264.02 | 2264.02 | 2264.02 | 2264.02 | 2264.02 | 2264.02 | 2264.02 | 2264.02 | 2264.02 | 2264.02 | 2264.02 | 2264.02 | 2264.02 | 2264.02 | 2264.02 | 2264.02 | 2264.02 | 2264.02 | 2264.02 | 2264.02 | 2264.02 | 2264.02 | 2264.02 | 2264.02 | 2264.02
VIC1 | Hydrogen Turbine | 0 | 0 | 0 | 0 | 0 | 0 | 0 | 0 | 0 | 0 | 0 | 0 | 0 | 0 | 0 | 0 | 0 | 0 | 0 | 0 | 0 | 0 | 0 | 0 | 0 | 0 | 0
VIC1 | Wind | 4121.91 | 5003.2663 | 5003.2663 | 5391.8076 | 5651.6955 | 6313.1921 | 6961.9895 | 7655.7406 | 8055.7406 | 8481.021 | 9095.1883 | 9569.8548 | 10236.5214 | 11236.5216 | 12169.3214 | 12749.3214 | 13749.3213 | 14520.4724 | 14520.4726 | 14550.8959 | 14362.7018 | 14050.7174 | 13685.4223 | 14682.8673 | 15330.2514 | 16326.8704 | 16856.0531
VIC1 | Solar PV | 1081.573 | 1081.5742 | 1081.5742 | 1081.5755 | 1081.5755 | 1081.5755 | 1081.5756 | 1081.5763 | 1081.5767 | 2243.6061 | 2243.6061 | 2243.6064 | 2243.6064 | 2243.6064 | 2256.6174 | 2256.6175 | 2652.3871 | 2652.3872 | 3577.7562 | 3756.658 | 5361.6357 | 5420.1126 | 5590.8202 | 5846.1693 | 5846.1693 | 5973.2292 | 5824.0043
VIC1 | Grid Battery | 375.33 | 375.3309 | 375.3309 | 375.3351 | 375.3352 | 375.3352 | 375.3352 | 425.4725 | 425.4726 | 554.4478 | 499.1178 | 499.1178 | 548.568 | 548.5681 | 548.5681 | 548.5682 | 548.5682 | 548.5693 | 1550.6082 | 1550.6082 | 1864.842 | 2212.388 | 2212.388 | 2212.3842 | 2212.3845 | 2212.3846 | 2212.3853
VIC1 | Pumped Hydro | 0 | 0 | 0.00063313 | 0.0014236 | 0.0014327 | 0.0014403 | 0.0014504 | 0.0021781 | 0.0021803 | 0.0021934 | 0.0022028 | 0.0022128 | 0.002962 | 0.0029786 | 0.0044953 | 0.0045046 | 0.0045219 | 0.0048662 | 0.0051169 | 0.0051537 | 0.0075298 | 0.0075582 | 0.0075844 | 0.0076113 | 0.0076281 | 0.0076828 | 0.0077392
VIC1 | VPP | 55.8 | 137.17 | 254.76 | 407.72 | 597.23 | 772.53 | 1024.9 | 1224.19 | 1402.07 | 1599.26 | 1857.38 | 2156.22 | 2463.1699 | 2788.1399 | 3128.7199 | 3444.1299 | 3686.7299 | 3923.1 | 4132.3601 | 4321.16 | 4507.69 | 4703.0901 | 4895.4999 | 5098.49 | 5298.7098 | 5511.8401 | 5721.1202
Total excluding storage |  | 15118.633 | 16081.3618 | 15498.9525 | 15290.4601 | 15739.8581 | 16016.6547 | 15827.8221 | 16211.0022 | 16788.8825 | 17542.3576 | 18189.3148 | 18962.8218 | 20763.3237 | 22088.294 | 23456.4146 | 24351.8248 | 25050.1944 | 26057.717 | 28194.3856 | 28498.5107 | 31522.1194 | 33594.3236 | 33592.146 | 35047.9264 | 35311.5306 | 36648.3399 | 37237.5786
Region | Technology | 2023-24 | 2024-25 | 2025-26 | 2026-27 | 2027-28 | 2028-29 | 2029-30 | 2030-31 | 2031-32 | 2032-33 | 2033-34 | 2034-35 | 2035-36 | 2036-37 | 2037-38 | 2038-39 | 2039-40 | 2040-41 | 2041-42 | 2042-43 | 2043-44 | 2044-45 | 2045-46 | 2046-47 | 2047-48 | 2048-49 | 2049-50
SA1 | Black Coal | 0 | 0 | 0 | 0 | 0 | 0 | 0 | 0 | 0 | 0 | 0 | 0 | 0 | 0 | 0 | 0 | 0 | 0 | 0 | 0 | 0 | 0 | 0 | 0 | 0 | 0 | 0
SA1 | Brown Coal | 0 | 0 | 0 | 0 | 0 | 0 | 0 | 0 | 0 | 0 | 0 | 0 | 0 | 0 | 0 | 0 | 0 | 0 | 0 | 0 | 0 | 0 | 0 | 0 | 0 | 0 | 0
SA1 | CCGT | 709 | 529 | 529 | 529 | 529 | 529 | 529 | 529 | 529 | 529 | 529 | 529 | 529 | 529 | 0 | 0 | 0 | 0 | 0 | 0 | 0 | 0 | 0 | 0 | 0 | 0 | 0
SA1 | Gas - Steam | 800 | 800 | 800 | 0 | 0 | 0 | 0 | 0 | 0 | 0 | 0 | 0 | 0 | 0 | 0 | 0 | 0 | 0 | 0 | 0 | 0 | 0 | 0 | 0 | 0 | 0 | 0
SA1 | OCGT / Diesel | 1460.66 | 1460.6601 | 1460.6601 | 1460.6603 | 1460.6603 | 1460.6603 | 1460.6603 | 1078.1603 | 1078.1603 | 801.3004 | 801.3004 | 801.3004 | 721.3015 | 721.3015 | 757.4953 | 757.4953 | 757.4953 | 757.4953 | 757.4953 | 757.4953 | 1133.138 | 923.138 | 923.138 | 769.138 | 769.138 | 769.138 | 769.138
SA1 | Hydro | 0 | 0 | 0 | 0 | 0 | 0 | 0 | 0 | 0 | 0 | 0 | 0 | 0 | 0 | 0 | 0 | 0 | 0 | 0 | 0 | 0 | 0 | 0 | 0 | 0 | 0 | 0
SA1 | Hydrogen Turbine | 0 | 0 | 0 | 0 | 0 | 0 | 0 | 0 | 0 | 0 | 0 | 0 | 0 | 0 | 0 | 0 | 0 | 0 | 0 | 0 | 0 | 0 | 0 | 0 | 0 | 0 | 0
SA1 | Wind | 2349.75 | 2784.2796 | 2784.2796 | 3098.3722 | 3065.3723 | 3808.7281 | 3906.7043 | 4044.9923 | 4044.9923 | 4182.2822 | 4205.6159 | 4205.6159 | 3983.716 | 3798.916 | 4176.6209 | 4017.6209 | 3752.3954 | 3871.036 | 3871.036 | 4340.7263 | 4201.7014 | 4866.4573 | 4523.2577 | 5859.8775 | 6481.6254 | 6958.6022 | 7240.5631
SA1 | Solar PV | 578.73 | 578.7318 | 578.7324 | 578.7325 | 578.7325 | 578.7326 | 578.7326 | 578.734 | 572.614 | 955.3597 | 955.3597 | 1232.0705 | 1232.0705 | 1232.0705 | 2339.493 | 2339.4931 | 2413.0918 | 2926.8315 | 5319.1271 | 5360.9258 | 7649.6647 | 7907.4911 | 7900.1111 | 8175.6259 | 8096.4259 | 8488.5775 | 8628.4847
SA1 | Grid Battery | 479.6 | 479.6006 | 479.6008 | 479.6018 | 479.6018 | 479.6018 | 479.6018 | 449.6214 | 449.6214 | 979.2924 | 979.2924 | 954.2925 | 1246.0017 | 1246.0017 | 1253.0628 | 1253.0629 | 1253.0629 | 1463.5545 | 2542.7265 | 2542.7268 | 2894.9225 | 3240.2972 | 3230.2968 | 3230.296 | 3230.2961 | 3230.2962 | 3230.2962
SA1 | Pumped Hydro | 0 | 0 | 0.00053603 | 0.00079418 | 0.00080439 | 0.00081158 | 0.00082692 | 0.0010367 | 0.0010395 | 0.001068 | 0.0010815 | 0.0010929 | 0.0012937 | 0.0013044 | 0.0016566 | 0.001665 | 0.0016842 | 0.0018184 | 0.0020205 | 0.0020675 | 0.0021678 | 0.0025996 | 0.0026054 | 0.0026125 | 0.0026214 | 0.0026337 | 0.0026634
SA1 | VPP | 88.62 | 126.93 | 170.25 | 214.27 | 262.04 | 314.13 | 396.52 | 477.31 | 565.27 | 670.98 | 790.06 | 915.3 | 1040.16 | 1167.34 | 1287.02 | 1406.9399 | 1492.74 | 1574.29 | 1645.8199 | 1722.14 | 1798.65 | 1879.62 | 1959.37 | 2043.49 | 2126.73 | 2214.3501 | 2301.9099
Total excluding storage |  | 6466.36 | 6759.2021 | 6802.5234 | 6360.6376 | 6375.4077 | 7170.8536 | 7351.2198 | 7157.819 | 7239.6592 | 8118.2158 | 8260.6295 | 8637.5805 | 8752.2511 | 8694.6311 | 9813.6937 | 9774.6138 | 9668.7871 | 10593.2091 | 14136.207 | 14724.0163 | 17678.0788 | 18817.0062 | 18536.1762 | 20078.4299 | 20704.218 | 21660.9666 | 22170.3946
Region | Technology | 2023-24 | 2024-25 | 2025-26 | 2026-27 | 2027-28 | 2028-29 | 2029-30 | 2030-31 | 2031-32 | 2032-33 | 2033-34 | 2034-35 | 2035-36 | 2036-37 | 2037-38 | 2038-39 | 2039-40 | 2040-41 | 2041-42 | 2042-43 | 2043-44 | 2044-45 | 2045-46 | 2046-47 | 2047-48 | 2048-49 | 2049-50
TAS1 | Black Coal | 0 | 0 | 0 | 0 | 0 | 0 | 0 | 0 | 0 | 0 | 0 | 0 | 0 | 0 | 0 | 0 | 0 | 0 | 0 | 0 | 0 | 0 | 0 | 0 | 0 | 0 | 0
TAS1 | Brown Coal | 0 | 0 | 0 | 0 | 0 | 0 | 0 | 0 | 0 | 0 | 0 | 0 | 0 | 0 | 0 | 0 | 0 | 0 | 0 | 0 | 0 | 0 | 0 | 0 | 0 | 0 | 0
TAS1 | CCGT | 208 | 208 | 208 | 208 | 208 | 208 | 208 | 208 | 208 | 208 | 208 | 208 | 208 | 208 | 208 | 208 | 208 | 208 | 208 | 208 | 208 | 208 | 208 | 208 | 208 | 208 | 208
TAS1 | Gas - Steam | 0 | 0 | 0 | 0 | 0 | 0 | 0 | 0 | 0 | 0 | 0 | 0 | 0 | 0 | 0 | 0 | 0 | 0 | 0 | 0 | 0 | 0 | 0 | 0 | 0 | 0 | 0
TAS1 | OCGT / Diesel | 178 | 178.0001 | 178.0001 | 178.0001 | 178.0001 | 178.0001 | 178.0003 | 178.0003 | 178.0003 | 178.0004 | 178.0004 | 178.0004 | 178.0008 | 178.0008 | 178.0012 | 178.0012 | 178.0012 | 58.0012 | 58.0015 | 58.0015 | 58.0016 | 58.0032 | 58.0032 | 58.0032 | 58.0032 | 58.0032 | 58.0032
TAS1 | Hydro | 2551 | 2551 | 2551 | 2551 | 2551 | 2551 | 2551 | 2551 | 2551 | 2551 | 2551 | 2551 | 2551 | 2551 | 2551 | 2551 | 2551 | 2551 | 2551 | 2551 | 2551 | 2551 | 2551 | 2551 | 2551 | 2551 | 2551
TAS1 | Hydrogen Turbine | 0 | 0 | 0 | 0 | 0 | 0 | 0 | 0 | 0 | 0 | 0 | 0 | 0 | 0 | 0 | 0 | 0 | 0 | 0 | 0 | 0 | 0 | 0 | 0 | 0 | 0 | 0
TAS1 | Wind | 563.6 | 1173.7045 | 1173.7045 | 1226.908 | 1283.4144 | 1386.9612 | 1847.1852 | 1884.975 | 2744.5816 | 2745.0556 | 2745.0556 | 2745.0556 | 2745.0556 | 2745.0556 | 2745.0556 | 2748.1319 | 2885.3467 | 2952.2997 | 2952.2997 | 2952.2998 | 2952.2998 | 2808.2999 | 2808.2999 | 2808.2999 | 2808.2999 | 2808.2999 | 2808.2999
TAS1 | Solar PV | 0 | 0.0004856 | 0.00048719 | 0.00053866 | 0.00054249 | 0.0005442 | 0.00056495 | 0.0007141 | 0.00071764 | 0.00099652 | 0.0010014 | 0.0011117 | 0.0011136 | 0.0011193 | 0.0012381 | 0.0013423 | 0.0048008 | 150.001 | 150.0011 | 150.0011 | 150.0012 | 150.0016 | 150.0016 | 150.0016 | 150.0016 | 150.0021 | 150.0021
TAS1 | Grid Battery | 0 | 0.00044083 | 0.00055021 | 0.00064407 | 0.00079436 | 0.00079721 | 0.0010106 | 0.0020791 | 0.0023494 | 0.0033608 | 0.0033779 | 0.0033873 | 0.0034102 | 0.0034318 | 0.0035619 | 0.0035935 | 0.0036187 | 0.003655 | 0.004186 | 0.0042194 | 0.004548 | 0.0062166 | 0.0061428 | 0.0060884 | 0.0066119 | 0.0068191 | 0.0075078
TAS1 | Pumped Hydro | 0 | 0 | 0.0011733 | 0.0013156 | 0.0015608 | 0.001773 | 0.0027555 | 79.8154 | 79.8156 | 558.7805 | 558.7806 | 558.7806 | 713.2123 | 713.2123 | 768.3622 | 768.3622 | 768.3623 | 768.3623 | 768.3624 | 768.3624 | 768.3624 | 781.2726 | 781.2726 | 781.2727 | 781.2727 | 781.2727 | 781.2727
TAS1 | VPP | 6.48 | 13.06 | 22.07 | 33.05 | 46.21 | 61.68 | 85.3 | 104.67 | 124.59 | 148.98 | 176.72 | 207.34 | 238.55 | 270.94 | 302.03 | 333.24 | 355.98 | 377.66 | 396.47 | 416.27 | 435.68 | 456.1 | 475.92 | 496.67 | 516.81 | 537.9 | 558.31
Total excluding storage |  | 3507.08 | 4123.7656 | 4132.7769 | 4196.9606 | 4266.6274 | 4385.6444 | 4869.4897 | 5006.4636 | 5885.9906 | 6389.8209 | 6417.561 | 6448.1811 | 6633.8232 | 6666.2133 | 6752.4538 | 6786.7402 | 6946.6986 | 7065.3278 | 7084.1389 | 7103.939 | 7123.3494 | 7012.6835 | 7032.5035 | 7053.2535 | 7073.394 | 7094.4848 | 7114.8955
Explicitly modelled pumping
Region | Technology | 2023-24 | 2024-25 | 2025-26 | 2026-27 | 2027-28 | 2028-29 | 2029-30 | 2030-31 | 2031-32 | 2032-33 | 2033-34 | 2034-35 | 2035-36 | 2036-37 | 2037-38 | 2038-39 | 2039-40 | 2040-41 | 2041-42 | 2042-43 | 2043-44 | 2044-45 | 2045-46 | 2046-47 | 2047-48 | 2048-49 | 2049-50
NEM | Grid Battery pump | 954.93 | 954.9369 | 1379.7516 | 1379.7578 | 2009.6796 | 3242.5022 | 3317.5025 | 3581.2272 | 3611.1838 | 5981.0873 | 6070.6158 | 6045.6159 | 6399.1459 | 6349.1461 | 6356.2074 | 6356.2077 | 8862.728 | 9073.2217 | 13390.7001 | 16495.2449 | 17161.6784 | 18425.9602 | 17991.1525 | 18024.7136 | 17394.7936 | 18353.9299 | 18278.9317
NEM | Pumped Hydro Pump | 1310 | 1310 | 2033.6703 | 2033.6719 | 4095.6301 | 4206.3497 | 4206.3507 | 4286.1643 | 4286.1645 | 4765.1295 | 4765.1297 | 5039.18 | 5193.6131 | 5193.6132 | 6861.0305 | 6861.0305 | 7430.4408 | 7430.4413 | 7430.4419 | 7430.4421 | 7430.4454 | 7443.3635 | 7443.3636 | 8199.9093 | 8199.9094 | 8199.9095 | 8199.9097
NEM | VPP pump | 318.73 | 623.03 | 1035.46 | 1538.9 | 2142.79 | 2807.6 | 3819.27 | 4674.27 | 5519.2001 | 6499.25 | 7698.5399 | 9010.2399 | 10339.3001 | 11714.6999 | 13054.31 | 14363.1999 | 15318.2998 | 16214.4898 | 16978.9203 | 17751.1898 | 18511.9699 | 19307.4097 | 20087.2598 | 20907.45 | 21712.49 | 22566.1805 | 23396.9398
Region | Technology | 2023-24 | 2024-25 | 2025-26 | 2026-27 | 2027-28 | 2028-29 | 2029-30 | 2030-31 | 2031-32 | 2032-33 | 2033-34 | 2034-35 | 2035-36 | 2036-37 | 2037-38 | 2038-39 | 2039-40 | 2040-41 | 2041-42 | 2042-43 | 2043-44 | 2044-45 | 2045-46 | 2046-47 | 2047-48 | 2048-49 | 2049-50
NSW1 | Grid Battery pump | 50 | 50.0044 | 474.8187 | 474.8192 | 1104.7406 | 1479.3845 | 1554.3845 | 1554.3866 | 1554.3869 | 2259.0604 | 2259.0605 | 2259.0605 | 2271.431 | 2221.4311 | 2221.4312 | 2221.4313 | 3380.2979 | 3380.2989 | 4239.4288 | 4580.1125 | 4580.1161 | 5151.4761 | 4726.6689 | 4760.235 | 4130.3141 | 4668.5428 | 4593.5431
NSW1 | Pumped Hydro Pump | 840 | 840 | 1313.6672 | 1313.6673 | 3375.6252 | 3375.6254 | 3375.6255 | 3375.6255 | 3375.6255 | 3375.6255 | 3375.6256 | 3375.6256 | 3375.626 | 3375.626 | 3375.6284 | 3375.6284 | 3375.6284 | 3375.6284 | 3375.6285 | 3375.6286 | 3375.6294 | 3375.6366 | 3375.6366 | 3375.6367 | 3375.6367 | 3375.6368 | 3375.6368
NSW1 | VPP pump | 97.18 | 193.89 | 321.47 | 477.31 | 663.94 | 884.26 | 1223.6 | 1508.4199 | 1818.1601 | 2178.94 | 2618.45 | 3090.16 | 3561.6901 | 4049.33 | 4508.48 | 4960.7201 | 5286.7 | 5588.1199 | 5842.6702 | 6109.57 | 6370.5701 | 6645.5899 | 6914.0398 | 7197.4098 | 7473.8901 | 7766.0502 | 8050.0099
Region | Technology | 2023-24 | 2024-25 | 2025-26 | 2026-27 | 2027-28 | 2028-29 | 2029-30 | 2030-31 | 2031-32 | 2032-33 | 2033-34 | 2034-35 | 2035-36 | 2036-37 | 2037-38 | 2038-39 | 2039-40 | 2040-41 | 2041-42 | 2042-43 | 2043-44 | 2044-45 | 2045-46 | 2046-47 | 2047-48 | 2048-49 | 2049-50
QLD1 | Grid Battery pump | 100 | 100.0006 | 100.0007 | 100.001 | 100.0013 | 958.1799 | 958.1799 | 1201.7446 | 1231.7005 | 2238.2834 | 2383.1417 | 2383.1417 | 2383.1417 | 2383.1418 | 2383.1418 | 2383.1418 | 3730.7953 | 3730.7953 | 5107.9324 | 7871.7931 | 7871.7932 | 7871.7926 | 7871.7926 | 7871.7924 | 7871.7923 | 8292.6995 | 8292.6995
QLD1 | Pumped Hydro Pump | 470 | 470 | 720.0007 | 720.0011 | 720.0011 | 830.7202 | 830.7202 | 830.7202 | 830.7202 | 830.7202 | 830.7203 | 1104.7705 | 1104.7706 | 1104.7706 | 2717.0337 | 2717.0338 | 3286.4439 | 3286.4439 | 3286.4439 | 3286.4439 | 3286.4439 | 3286.4441 | 3286.4441 | 4042.9897 | 4042.9897 | 4042.9897 | 4042.9897
QLD1 | VPP pump | 70.65 | 151.98 | 266.91 | 406.55 | 573.37 | 775 | 1088.95 | 1359.6801 | 1609.11 | 1901.09 | 2255.9299 | 2641.22 | 3035.73 | 3438.95 | 3828.0601 | 4218.1699 | 4496.1499 | 4751.3198 | 4961.6001 | 5182.0498 | 5399.3799 | 5623.0098 | 5842.4302 | 6071.3901 | 6296.3501 | 6536.04 | 6765.5898
Region | Technology | 2023-24 | 2024-25 | 2025-26 | 2026-27 | 2027-28 | 2028-29 | 2029-30 | 2030-31 | 2031-32 | 2032-33 | 2033-34 | 2034-35 | 2035-36 | 2036-37 | 2037-38 | 2038-39 | 2039-40 | 2040-41 | 2041-42 | 2042-43 | 2043-44 | 2044-45 | 2045-46 | 2046-47 | 2047-48 | 2048-49 | 2049-50
VIC1 | Grid Battery pump | 375.33 | 375.3309 | 375.3309 | 375.3351 | 375.3352 | 375.3352 | 375.3352 | 425.4725 | 425.4726 | 554.4478 | 499.1178 | 499.1178 | 548.568 | 548.5681 | 548.5681 | 548.5682 | 548.5682 | 548.5693 | 1550.6082 | 1550.6082 | 1864.842 | 2212.388 | 2212.388 | 2212.3842 | 2212.3845 | 2212.3846 | 2212.3853
VIC1 | Pumped Hydro Pump | 0 | 0 | 0.00063313 | 0.0014236 | 0.0014327 | 0.0014403 | 0.0014504 | 0.0021781 | 0.0021803 | 0.0021934 | 0.0022028 | 0.0022128 | 0.002962 | 0.0029786 | 0.0044953 | 0.0045046 | 0.0045219 | 0.0048662 | 0.0051169 | 0.0051537 | 0.0075298 | 0.0075582 | 0.0075844 | 0.0076113 | 0.0076281 | 0.0076828 | 0.0077392
VIC1 | VPP pump | 55.8 | 137.17 | 254.76 | 407.72 | 597.23 | 772.53 | 1024.9 | 1224.19 | 1402.07 | 1599.26 | 1857.38 | 2156.22 | 2463.1699 | 2788.1399 | 3128.7199 | 3444.1299 | 3686.7299 | 3923.1 | 4132.3601 | 4321.16 | 4507.69 | 4703.0901 | 4895.4999 | 5098.49 | 5298.7098 | 5511.8401 | 5721.1202
Region | Technology | 2023-24 | 2024-25 | 2025-26 | 2026-27 | 2027-28 | 2028-29 | 2029-30 | 2030-31 | 2031-32 | 2032-33 | 2033-34 | 2034-35 | 2035-36 | 2036-37 | 2037-38 | 2038-39 | 2039-40 | 2040-41 | 2041-42 | 2042-43 | 2043-44 | 2044-45 | 2045-46 | 2046-47 | 2047-48 | 2048-49 | 2049-50
SA1 | Grid Battery pump | 429.6 | 429.6006 | 429.6008 | 429.6018 | 429.6018 | 429.6018 | 429.6018 | 399.6214 | 399.6214 | 929.2924 | 929.2924 | 904.2925 | 1196.0017 | 1196.0017 | 1203.0628 | 1203.0629 | 1203.0629 | 1413.5545 | 2492.7265 | 2492.7268 | 2844.9225 | 3190.2972 | 3180.2968 | 3180.296 | 3180.2961 | 3180.2962 | 3180.2962
SA1 | Pumped Hydro Pump | 0 | 0 | 0.00053603 | 0.00079418 | 0.00080439 | 0.00081158 | 0.00082692 | 0.0010367 | 0.0010395 | 0.001068 | 0.0010815 | 0.0010929 | 0.0012937 | 0.0013044 | 0.0016566 | 0.001665 | 0.0016842 | 0.0018184 | 0.0020205 | 0.0020675 | 0.0021678 | 0.0025996 | 0.0026054 | 0.0026125 | 0.0026214 | 0.0026337 | 0.0026634
SA1 | VPP pump | 88.62 | 126.93 | 170.25 | 214.27 | 262.04 | 314.13 | 396.52 | 477.31 | 565.27 | 670.98 | 790.06 | 915.3 | 1040.16 | 1167.34 | 1287.02 | 1406.9399 | 1492.74 | 1574.29 | 1645.8199 | 1722.14 | 1798.65 | 1879.62 | 1959.37 | 2043.49 | 2126.73 | 2214.3501 | 2301.9099
Region | Technology | 2023-24 | 2024-25 | 2025-26 | 2026-27 | 2027-28 | 2028-29 | 2029-30 | 2030-31 | 2031-32 | 2032-33 | 2033-34 | 2034-35 | 2035-36 | 2036-37 | 2037-38 | 2038-39 | 2039-40 | 2040-41 | 2041-42 | 2042-43 | 2043-44 | 2044-45 | 2045-46 | 2046-47 | 2047-48 | 2048-49 | 2049-50
TAS1 | Grid Battery pump | 0 | 0.00044083 | 0.00055021 | 0.00064407 | 0.00079436 | 0.00079721 | 0.0010106 | 0.0020791 | 0.0023494 | 0.0033608 | 0.0033779 | 0.0033873 | 0.0034102 | 0.0034318 | 0.0035619 | 0.0035935 | 0.0036187 | 0.003655 | 0.004186 | 0.0042194 | 0.004548 | 0.0062166 | 0.0061428 | 0.0060884 | 0.0066119 | 0.0068191 | 0.0075078
TAS1 | Pumped Hydro Pump | 0 | 0 | 0.0011733 | 0.0013156 | 0.0015608 | 0.001773 | 0.0027555 | 79.8154 | 79.8156 | 558.7805 | 558.7806 | 558.7806 | 713.2123 | 713.2123 | 768.3622 | 768.3622 | 768.3623 | 768.3623 | 768.3624 | 768.3624 | 768.3624 | 781.2726 | 781.2726 | 781.2727 | 781.2727 | 781.2727 | 781.2727
TAS1 | VPP pump | 6.48 | 13.06 | 22.07 | 33.05 | 46.21 | 61.68 | 85.3 | 104.67 | 124.59 | 148.98 | 176.72 | 207.34 | 238.55 | 270.94 | 302.03 | 333.24 | 355.98 | 377.66 | 396.47 | 416.27 | 435.68 | 456.1 | 475.92 | 496.67 | 516.81 | 537.9 | 558.31
Non-controllable capacity
Region | Technology | 2023-24 | 2024-25 | 2025-26 | 2026-27 | 2027-28 | 2028-29 | 2029-30 | 2030-31 | 2031-32 | 2032-33 | 2033-34 | 2034-35 | 2035-36 | 2036-37 | 2037-38 | 2038-39 | 2039-40 | 2040-41 | 2041-42 | 2042-43 | 2043-44 | 2044-45 | 2045-46 | 2046-47 | 2047-48 | 2048-49 | 2049-50
NEM | Distributed PV | 21305.3199 | 23783.7875 | 26307.9402 | 28683.0656 | 30997.3311 | 33056.1738 | 35131.4286 | 37225.1411 | 39139.2597 | 41092.1585 | 43056.1697 | 44973.918 | 46776.6488 | 48455.6888 | 50096.6069 | 51732.2029 | 53368.4087 | 54991.7064 | 56590.529 | 58157.7847 | 59721.6486 | 61252.1457 | 62750.1401 | 64227.6819 | 65692.4157 | 67156.842 | 68592.5947
NEM | Behind the meter battery | 1532.774 | 2363.942 | 3138.813 | 3799.655 | 4362.937 | 4766.226 | 5452.85 | 6404.258 | 7275.412 | 8208.606 | 9365.756 | 10518.285 | 11616.745 | 12616.001 | 13522.413 | 14246.216 | 14595.405 | 14782.715 | 14854.807 | 14850.894 | 14858.858 | 14816.816 | 14786.692 | 14709.851 | 14647.112 | 14542.039 | 14447.076
NEM | Behind the meter battery pump | 1532.774 | 2363.942 | 3138.813 | 3799.655 | 4362.937 | 4766.226 | 5452.85 | 6404.258 | 7275.412 | 8208.606 | 9365.756 | 10518.285 | 11616.745 | 12616.001 | 13522.413 | 14246.216 | 14595.405 | 14782.715 | 14854.807 | 14850.894 | 14858.858 | 14816.816 | 14786.692 | 14709.851 | 14647.112 | 14542.039 | 14447.076
Region | Technology | 2023-24 | 2024-25 | 2025-26 | 2026-27 | 2027-28 | 2028-29 | 2029-30 | 2030-31 | 2031-32 | 2032-33 | 2033-34 | 2034-35 | 2035-36 | 2036-37 | 2037-38 | 2038-39 | 2039-40 | 2040-41 | 2041-42 | 2042-43 | 2043-44 | 2044-45 | 2045-46 | 2046-47 | 2047-48 | 2048-49 | 2049-50
NSW1 | Distributed PV | 6922.7278 | 7729.2309 | 8520.6213 | 9270.916 | 9991.0548 | 10709.4737 | 11436.4432 | 12170.0293 | 12901.8102 | 13643.2719 | 14388.327 | 15121.2532 | 15810.1091 | 16449.2428 | 17061.911 | 17667.5949 | 18262.5884 | 18847.5107 | 19429.6702 | 20006.0115 | 20581.8604 | 21155.9203 | 21714.392 | 22270.0128 | 22818.1721 | 23366.9007 | 23907.737
NSW1 | Behind the meter battery | 551.877 | 804.322 | 1024.308 | 1210.452 | 1364.306 | 1497.826 | 1724.841 | 2042.145 | 2372.98 | 2728.353 | 3161.396 | 3582.597 | 3974.635 | 4331.67 | 4638.514 | 4887.035 | 5003.34 | 5060.883 | 5077.624 | 5077.998 | 5080.442 | 5067.991 | 5058.102 | 5033.27 | 5011.559 | 4974.783 | 4941.039
NSW1 | Behind the meter battery pump | 551.877 | 804.322 | 1024.308 | 1210.452 | 1364.306 | 1497.826 | 1724.841 | 2042.145 | 2372.98 | 2728.353 | 3161.396 | 3582.597 | 3974.635 | 4331.67 | 4638.514 | 4887.035 | 5003.34 | 5060.883 | 5077.624 | 5077.998 | 5080.442 | 5067.991 | 5058.102 | 5033.27 | 5011.559 | 4974.783 | 4941.039
Region | Technology | 2023-24 | 2024-25 | 2025-26 | 2026-27 | 2027-28 | 2028-29 | 2029-30 | 2030-31 | 2031-32 | 2032-33 | 2033-34 | 2034-35 | 2035-36 | 2036-37 | 2037-38 | 2038-39 | 2039-40 | 2040-41 | 2041-42 | 2042-43 | 2043-44 | 2044-45 | 2045-46 | 2046-47 | 2047-48 | 2048-49 | 2049-50
QLD1 | Distributed PV | 6248.8361 | 6947.0674 | 7675.3939 | 8329.1378 | 8959.7591 | 9601.5014 | 10257.5206 | 10923.9163 | 11482.7322 | 12062.7058 | 12645.1129 | 13200.5423 | 13720.0122 | 14196.9812 | 14666.6175 | 15133.8037 | 15601.3471 | 16059.6919 | 16507.7851 | 16936.909 | 17361.4807 | 17759.7202 | 18151.2329 | 18530.0201 | 18907.3395 | 19284.6318 | 19645.5083
QLD1 | Behind the meter battery | 394.573 | 630.911 | 861.169 | 1044.6 | 1202.901 | 1345.985 | 1584.437 | 1898.505 | 2160.37 | 2444.34 | 2791.527 | 3133.696 | 3465.114 | 3761.008 | 4025.809 | 4247.882 | 4350.515 | 4399.744 | 4410.491 | 4406.235 | 4406.755 | 4388.948 | 4375.983 | 4347.22 | 4324.124 | 4288.709 | 4255.283
QLD1 | Behind the meter battery pump | 394.573 | 630.911 | 861.169 | 1044.6 | 1202.901 | 1345.985 | 1584.437 | 1898.505 | 2160.37 | 2444.34 | 2791.527 | 3133.696 | 3465.114 | 3761.008 | 4025.809 | 4247.882 | 4350.515 | 4399.744 | 4410.491 | 4406.235 | 4406.755 | 4388.948 | 4375.983 | 4347.22 | 4324.124 | 4288.709 | 4255.283
Region | Technology | 2023-24 | 2024-25 | 2025-26 | 2026-27 | 2027-28 | 2028-29 | 2029-30 | 2030-31 | 2031-32 | 2032-33 | 2033-34 | 2034-35 | 2035-36 | 2036-37 | 2037-38 | 2038-39 | 2039-40 | 2040-41 | 2041-42 | 2042-43 | 2043-44 | 2044-45 | 2045-46 | 2046-47 | 2047-48 | 2048-49 | 2049-50
VIC1 | Distributed PV | 5088.0472 | 5784.8093 | 6517.8103 | 7244.8402 | 7972.8586 | 8440.036 | 8899.9999 | 9361.2525 | 9753.485 | 10152.4267 | 10554.6243 | 10955.7069 | 11336.6884 | 11697.8006 | 12064.3842 | 12436.8983 | 12822.6385 | 13216.1178 | 13604.8437 | 13986.4661 | 14369.4957 | 14748.6326 | 15123.685 | 15496.2621 | 15868.3943 | 16240.828 | 16611.2477
VIC1 | Behind the meter battery | 332.366 | 592.893 | 841.022 | 1068.623 | 1263.973 | 1337.973 | 1465.997 | 1677.258 | 1844.193 | 2011.668 | 2249.247 | 2505.083 | 2754.957 | 2990.166 | 3229.36 | 3404.1 | 3500.948 | 3565.602 | 3605.174 | 3604.675 | 3607.498 | 3598.421 | 3592.641 | 3576.025 | 3563.233 | 3540.764 | 3521.58
VIC1 | Behind the meter battery pump | 332.366 | 592.893 | 841.022 | 1068.623 | 1263.973 | 1337.973 | 1465.997 | 1677.258 | 1844.193 | 2011.668 | 2249.247 | 2505.083 | 2754.957 | 2990.166 | 3229.36 | 3404.1 | 3500.948 | 3565.602 | 3605.174 | 3604.675 | 3607.498 | 3598.421 | 3592.641 | 3576.025 | 3563.233 | 3540.764 | 3521.58
Region | Technology | 2023-24 | 2024-25 | 2025-26 | 2026-27 | 2027-28 | 2028-29 | 2029-30 | 2030-31 | 2031-32 | 2032-33 | 2033-34 | 2034-35 | 2035-36 | 2036-37 | 2037-38 | 2038-39 | 2039-40 | 2040-41 | 2041-42 | 2042-43 | 2043-44 | 2044-45 | 2045-46 | 2046-47 | 2047-48 | 2048-49 | 2049-50
SA1 | Distributed PV | 2721.0736 | 2952.4036 | 3178.229 | 3380.018 | 3575.1143 | 3766.8022 | 3959.2366 | 4151.598 | 4345.6836 | 4540.7188 | 4737.6385 | 4929.8701 | 5109.2393 | 5277.1929 | 5434.8308 | 5590.0872 | 5742.5081 | 5893.3201 | 6037.731 | 6182.434 | 6327.0782 | 6470.3066 | 6608.7163 | 6745.5179 | 6879.6508 | 7013.3702 | 7145.4031
SA1 | Behind the meter battery | 212.581 | 276.144 | 335.754 | 385.712 | 430.437 | 473.619 | 550.521 | 637.233 | 727.4 | 829.162 | 941.165 | 1047.02 | 1145.747 | 1232.744 | 1306.889 | 1367.354 | 1391.833 | 1402.348 | 1404.488 | 1403.319 | 1403.71 | 1400.492 | 1398.408 | 1392.55 | 1387.998 | 1379.539 | 1372.647
SA1 | Behind the meter battery pump | 212.581 | 276.144 | 335.754 | 385.712 | 430.437 | 473.619 | 550.521 | 637.233 | 727.4 | 829.162 | 941.165 | 1047.02 | 1145.747 | 1232.744 | 1306.889 | 1367.354 | 1391.833 | 1402.348 | 1404.488 | 1403.319 | 1403.71 | 1400.492 | 1398.408 | 1392.55 | 1387.998 | 1379.539 | 1372.647
Region | Technology | 2023-24 | 2024-25 | 2025-26 | 2026-27 | 2027-28 | 2028-29 | 2029-30 | 2030-31 | 2031-32 | 2032-33 | 2033-34 | 2034-35 | 2035-36 | 2036-37 | 2037-38 | 2038-39 | 2039-40 | 2040-41 | 2041-42 | 2042-43 | 2043-44 | 2044-45 | 2045-46 | 2046-47 | 2047-48 | 2048-49 | 2049-50
TAS1 | Distributed PV | 324.6353 | 370.2763 | 415.8856 | 458.1536 | 498.5443 | 538.3605 | 578.2282 | 618.3449 | 655.5487 | 693.0354 | 730.4671 | 766.5455 | 800.5998 | 834.4713 | 868.8634 | 903.8188 | 939.3267 | 975.0659 | 1010.4991 | 1045.9641 | 1081.7335 | 1117.566 | 1152.1139 | 1185.8689 | 1218.859 | 1251.1113 | 1282.6985
TAS1 | Behind the meter battery | 41.377 | 59.672 | 76.56 | 90.268 | 101.32 | 110.823 | 127.054 | 149.117 | 170.469 | 195.083 | 222.421 | 249.889 | 276.292 | 300.413 | 321.841 | 339.845 | 348.769 | 354.138 | 357.03 | 358.667 | 360.453 | 360.964 | 361.558 | 360.786 | 360.198 | 358.244 | 356.527
TAS1 | Behind the meter battery pump | 41.377 | 59.672 | 76.56 | 90.268 | 101.32 | 110.823 | 127.054 | 149.117 | 170.469 | 195.083 | 222.421 | 249.889 | 276.292 | 300.413 | 321.841 | 339.845 | 348.769 | 354.138 | 357.03 | 358.667 | 360.453 | 360.964 | 361.558 | 360.786 | 360.198 | 358.244 | 356.527

## Option 5A_REZ Generation
Annual sent-out generation by REZ (GWh) - Option 5A, Offshore Wind Scenario
Note: the REZ generation includes generation from the existing, committed and anticipated renewables mapped to the relevant REZs
Explicitly modelled generation
Region | REZ | REZ Name | Technology | 2023-24 | 2024-25 | 2025-26 | 2026-27 | 2027-28 | 2028-29 | 2029-30 | 2030-31 | 2031-32 | 2032-33 | 2033-34 | 2034-35 | 2035-36 | 2036-37 | 2037-38 | 2038-39 | 2039-40 | 2040-41 | 2041-42 | 2042-43 | 2043-44 | 2044-45 | 2045-46 | 2046-47 | 2047-48 | 2048-49 | 2049-50
QLD | Q1 | Far North QLD | Solar | 0 | 0.00017186 | 0.00018548 | 0.00018384 | 0.00017277 | 0.00015784 | 0.00017772 | 0.00018263 | 0.00017131 | 0.00018951 | 0.00022137 | 0.00021968 | 0.00021556 | 0.00021553 | 0.00023624 | 0.00025641 | 0.00033405 | 0.00030854 | 0.00033976 | 0.00037969 | 0.0004081 | 0.00040904 | 0.00040352 | 0.00043027 | 0.00047486 | 0.00055595 | 0.00052259
QLD | Q2 | North Qld Clean Energy Hub | Solar | 222.1849 | 196.8447 | 216.1284 | 213.7134 | 208.4099 | 193.5361 | 205.2992 | 201.603 | 200.4873 | 205.8428 | 196.6764 | 191.8981 | 191.1014 | 191.8693 | 68.3286 | 72.3978 | 63.6282 | 58.8769 | 63.5732 | 61.3932 | 58.7634 | 58.2176 | 64.709 | 31.8537 | 31.9403 | 0.00066274 | 0.00065426
QLD | Q3 | Northern Qld | Solar | 1169.768 | 1052.1128 | 1182.02 | 1159.3019 | 1098.6235 | 1019.666 | 1131.1604 | 1137.4247 | 1100.7373 | 1149.8813 | 1072.0166 | 1055.616 | 1037.8511 | 1025.6372 | 922.822 | 1012.0829 | 883.0334 | 756.1233 | 870.3233 | 1669.0419 | 1422.6623 | 1321.1493 | 1327.0581 | 2201.5972 | 2146.3427 | 2192.4908 | 1799.3313
QLD | Q4 | Isaac | Solar | 1574.0463 | 1424.1829 | 1553.4874 | 1578.6699 | 1498.7742 | 1427.564 | 1591.2697 | 1585.2809 | 1595.48 | 1625.6955 | 1526.4129 | 1456.2952 | 1500.0126 | 1479.0396 | 1323.2064 | 1467.3635 | 1310.8609 | 1193.8437 | 1306.1523 | 2087.3866 | 2007.1612 | 1880.3751 | 2440.8139 | 6056.9599 | 6496.1462 | 6752.3099 | 6166.4253
QLD | Q5 | Barcaldine | Solar | 35.8412 | 31.3162 | 34.2981 | 34.6697 | 34.4625 | 38.482 | 40.0364 | 39.42 | 39.204 | 40.1941 | 38.2337 | 36.204 | 37.444 | 38.3514 | 71.6641 | 75.1704 | 123.5641 | 116.7532 | 126.2744 | 117.6957 | 97.4485 | 94.6304 | 119.7191 | 116.3586 | 118.0268 | 122.8163 | 120.2722
QLD | Q6 | Fitzroy | Solar | 843.8921 | 801.1644 | 899.2731 | 904.2658 | 880.6686 | 758.8333 | 862.3053 | 857.8478 | 957.3814 | 2067.6038 | 2519.49 | 2446.3067 | 2403.5828 | 2413.0212 | 5189.8987 | 6870.9637 | 11698.5688 | 14943.0347 | 15545.9166 | 16714.5336 | 16139.9901 | 15266.7421 | 15228.0739 | 13378.3119 | 14650.9981 | 14719.0979 | 14474.769
QLD | Q7 | Wide Bay | Solar | 1364.8501 | 1214.5932 | 1347.9145 | 1312.8456 | 1282.7351 | 1134.7872 | 1244.8614 | 1250.0615 | 1326.5949 | 1297.9846 | 1252.8303 | 1243.0037 | 1206.4809 | 1225.3788 | 1072.2305 | 1158.4536 | 1058.0295 | 1065.618 | 1832.1008 | 4955.2056 | 4919.9914 | 4571.4293 | 4649.5419 | 4167.7185 | 3912.5254 | 4018.3521 | 3903.432
QLD | Q8 | Darling Downs | Solar | 3387.3602 | 3291.7941 | 3514.5773 | 3639.4468 | 3555.365 | 3276.8215 | 3553.5955 | 5168.0701 | 5917.3915 | 7256.7133 | 8775.6073 | 10591.4328 | 10652.5611 | 10468.7252 | 9162.7993 | 10318.784 | 14975.9538 | 14517.8216 | 14458.3455 | 16487.781 | 16598.8847 | 15808.8176 | 15901.6019 | 12993.2923 | 13123.6741 | 15397.7283 | 17997.9904
QLD | Q9 | Banana | Solar | 0 | 0.00024659 | 0.00046994 | 0.00052283 | 0.00051903 | 0.0010937 | 58.1554 | 117.1861 | 283.0765 | 281.1008 | 294.4003 | 294.2151 | 287.9849 | 290.0593 | 332.4599 | 373.4249 | 2676.0815 | 4011.7307 | 4186.8643 | 12765.383 | 12556.566 | 12083.421 | 12124.134 | 10741.512 | 12251.358 | 12368.901 | 13999.217
NSW | N1 | North West NSW | Solar | 434.5701 | 399.949 | 409.7293 | 435.1211 | 404.9542 | 386.5426 | 405.029 | 431.9741 | 421.0726 | 441.2043 | 419.0708 | 402.4276 | 408.9454 | 411.3538 | 367.3333 | 373.595 | 412.8491 | 405.8455 | 432.5268 | 418.9409 | 424.7942 | 426.6596 | 443.0341 | 413.1611 | 391.5067 | 366.6239 | 356.5761
NSW | N2 | New England | Solar | 1205.0928 | 1173.0777 | 1194.1314 | 1250.8726 | 1223.2844 | 1034.9161 | 1076.4035 | 1759.1159 | 1813.9277 | 1794.985 | 2526.8003 | 2334.1129 | 2438.9715 | 2498.6299 | 3626.4798 | 3686.2299 | 4444.3738 | 5520.2734 | 5691.7903 | 6514.9267 | 5956.7789 | 6346.6314 | 6361.5064 | 5333.9397 | 5038.6568 | 4806.1295 | 6739.3083
NSW | N3 | Central-West Orana | Solar | 2198.5298 | 2149.8868 | 4133.5359 | 4383.3544 | 4375.8418 | 3758.5402 | 4874.944 | 7802.0728 | 7890.5644 | 8277.3781 | 10004.6405 | 9941.702 | 10638.5079 | 10486.509 | 8756.6754 | 9948.135 | 14426.7526 | 14390.4885 | 14293.0954 | 15055.7417 | 14986.1079 | 15815.8896 | 15748.2497 | 15953.9953 | 16240.8222 | 20556.3109 | 20451.7492
NSW | N4 | Broken Hill | Solar | 107.6193 | 79.5595 | 92.367 | 103.3667 | 109.7425 | 118.6734 | 113.5332 | 106.6351 | 106.0882 | 105.02 | 101.7242 | 100.2131 | 100.8769 | 105.5207 | 100.8545 | 96.5991 | 156.792 | 145.1659 | 126.0822 | 131.0486 | 445.6387 | 424.9803 | 474.5702 | 421.7407 | 392.5412 | 378.7724 | 464.1139
NSW | N5 | South West NSW | Solar | 1859.3818 | 1597.9697 | 1701.5802 | 2267.769 | 2379.9732 | 2429.3834 | 2398.4445 | 2384.5538 | 2218.2833 | 2533.4118 | 2490.8195 | 2415.0229 | 2486.8063 | 2536.3539 | 3043.2445 | 2905.5324 | 3888.2788 | 4021.3284 | 8178.2034 | 7655.7102 | 7567.2938 | 7772.3567 | 8118.1511 | 7762.0428 | 7117.6799 | 6769.9136 | 6312.392
NSW | N6 | Wagga Wagga | Solar | 1565.9282 | 1496.4966 | 1446.0544 | 1545.2892 | 1584.5138 | 2375.319 | 3787.817 | 4016.1252 | 3874.6369 | 4052.0906 | 3925.1639 | 3782.7756 | 3968.6008 | 3976.1622 | 3544.7605 | 3729.375 | 3775.3166 | 3208.6181 | 3737.2404 | 3623.3089 | 3403.6746 | 3627.6594 | 3704.9325 | 3340.9879 | 3339.4115 | 3305.3603 | 2976.4884
NSW | N7 | Tumut | Solar | 0 | 0 | 0 | 0 | 0 | 0 | 0 | 0 | 0 | 0 | 0 | 0 | 0 | 0 | 0 | 0 | 0 | 0 | 0 | 0 | 0 | 0 | 0 | 0 | 0 | 0 | 0
NSW | N8 | Cooma-Monaro | Solar | 0 | 0 | 0 | 0 | 0 | 0 | 0 | 0 | 0 | 0 | 0 | 0 | 0 | 0 | 0 | 0 | 0 | 0 | 0 | 0 | 0 | 0 | 0 | 0 | 0 | 0 | 0
VIC | V1 | Ovens Murray | Solar | 0 | 0.00058084 | 0.00058649 | 0.0006401 | 0.00061072 | 0.00055836 | 0.00061022 | 0.0010306 | 0.00091592 | 0.0016635 | 0.0016119 | 0.0015491 | 0.0015474 | 0.0015627 | 0.0033989 | 0.0036874 | 0.0037435 | 0.0032098 | 756.3222 | 779.4459 | 912.2831 | 1004.6674 | 1192.9996 | 1377.7336 | 1401.6255 | 1577.7479 | 1375.2775
VIC | V2 | Murray River | Solar | 1253.3096 | 1032.687 | 1084.0944 | 1085.6731 | 1038.5745 | 983.2286 | 956.2087 | 974.5573 | 1251.9897 | 3722.6911 | 3640.6434 | 3554.0333 | 3546.4389 | 3691.8523 | 3408.4639 | 3299.5542 | 3641.9814 | 3176.7753 | 3416.9947 | 3904.1516 | 4169.7969 | 4220.1856 | 4714.2843 | 4268.6698 | 4151.0664 | 4003.7581 | 3542.5389
VIC | V3 | Western Victoria | Solar | 0 | 0.00036592 | 0.00039684 | 0.0015769 | 0.001702 | 0.0014332 | 0.0015692 | 0.0019113 | 0.0017905 | 0.0095057 | 0.0093679 | 0.0094167 | 0.0091408 | 0.0096531 | 0.0078328 | 0.0084222 | 0.0079975 | 0.0071104 | 582.0342 | 617.8708 | 598.0907 | 884.1068 | 986.7637 | 761.208 | 819.2253 | 816.4576 | 744.4744
VIC | V4 | South West Victoria | Solar | 0 | 0 | 0 | 0 | 0 | 0 | 0 | 0 | 0 | 0 | 0 | 0 | 0 | 0 | 0 | 0 | 0 | 0 | 0 | 0 | 0 | 0 | 0 | 0 | 0 | 0 | 0
VIC | V5 | Gippsland | Solar | 0 | 0.00022403 | 0.00026171 | 0.0007354 | 0.00070429 | 0.00058817 | 0.00061504 | 0.00069558 | 0.00064351 | 0.00073299 | 0.00074636 | 0.0012071 | 0.0011655 | 0.001195 | 0.00095058 | 0.00098974 | 0.0015623 | 0.0013993 | 0.0033173 | 0.003571 | 828.462 | 864.0968 | 881.4523 | 703.9219 | 735.5065 | 810.9526 | 733.8949
VIC | V6 | Central North VIC | Solar | 951.3699 | 853.3209 | 817.586 | 844.575 | 849.3325 | 873.5476 | 877.0397 | 851.2145 | 774.2265 | 844.4712 | 827.4249 | 773.5832 | 798.0187 | 819.0982 | 800.359 | 801.1468 | 802.6817 | 716.5224 | 767.3947 | 768.0195 | 1247.113 | 1176.8626 | 1325.6568 | 1208.5684 | 1224.7706 | 1173.2563 | 1145.1746
SA | S1 | South East SA | Solar | 327.7797 | 285.4011 | 284.8244 | 277.7814 | 279.8125 | 271.5592 | 270.6193 | 256.6564 | 245.6622 | 276.7176 | 270.6863 | 263.2447 | 262.4679 | 283.1372 | 239.2829 | 259.0632 | 249.4164 | 234.9912 | 163.2632 | 158.8971 | 151.7645 | 149.2771 | 157.7957 | 146.1523 | 149.1501 | 150.6885 | 0.006113
SA | S2 | Riverland | Solar | 46.3405 | 44.354 | 46.9679 | 44.5444 | 46.2065 | 39.4922 | 40.7907 | 41.4611 | 29.9444 | 782.9941 | 750.1786 | 752.6625 | 753.2807 | 828.1796 | 1753.3038 | 1762.5089 | 1808.9079 | 2534.5197 | 6354.0458 | 5873.1583 | 6299.957 | 6098.3688 | 6866.958 | 5393.448 | 5239.4287 | 5333.1226 | 5113.803
SA | S3 | Mid-North SA | Solar | 0 | 0.00035722 | 0.00045526 | 0.00044609 | 0.00045881 | 0.00039525 | 0.00041832 | 0.00067184 | 0.00064459 | 0.00088597 | 0.00089557 | 0.0018576 | 0.0017456 | 0.0018838 | 0.0026931 | 0.0028503 | 0.003212 | 0.0029441 | 0.0029786 | 0.0043544 | 0.21133 | 0.20022 | 0.20884 | 0.18198 | 0.19357 | 0.20271 | 0.19273
SA | S4 | Yorke Peninsula | Solar | 0 | 0 | 0 | 0 | 0 | 0 | 0 | 0 | 0 | 0 | 0 | 0 | 0 | 0 | 0 | 0 | 0 | 0 | 0 | 0 | 0 | 0 | 0 | 0 | 0 | 0 | 0
SA | S5 | Northern SA | Solar | 822.5817 | 692.7175 | 718.133 | 695.3391 | 692.1656 | 704.6234 | 670.2212 | 632.3027 | 629.4408 | 690.8003 | 654.457 | 656.349 | 658.4135 | 711.7762 | 627.6864 | 620.7013 | 594.4982 | 593.4244 | 944.834 | 907.5436 | 3379.1523 | 2909.8891 | 3211.8452 | 2717.2459 | 2578.9011 | 2534.737 | 2364.9749
SA | S6 | Leigh Creek | Solar | 0 | 0.00037914 | 0.00062292 | 0.00075417 | 0.00076513 | 0.00070267 | 0.00075604 | 0.0013411 | 0.0013681 | 0.0015265 | 0.0014065 | 0.0026457 | 0.0025023 | 0.0027104 | 128.3814 | 132.1318 | 127.7871 | 126.6492 | 117.744 | 112.0627 | 409.2799 | 1165.5958 | 1282.2231 | 1640.0012 | 1666.8938 | 2171.1802 | 2413.6968
SA | S7 | Roxby Downs | Solar | 0 | 0.00047121 | 0.00085986 | 0.00087082 | 0.00087985 | 0.00078717 | 0.00080424 | 0.0014223 | 0.0014085 | 0.0026027 | 0.0024921 | 573.8475 | 574.9487 | 621.8429 | 1057.6494 | 1065.3898 | 1069.4813 | 1053.6268 | 955.9048 | 956.554 | 1101.941 | 1051.6876 | 1136.789 | 1012.422 | 984.8783 | 985.7366 | 954.4771
SA | S8 | Eastern Eyre Peninsula | Solar | 0 | 0.00024364 | 0.00029841 | 0.00028448 | 0.00029915 | 0.00024654 | 0.00027622 | 0.00041285 | 0.00038433 | 0.00047705 | 0.00051398 | 0.00081907 | 0.0007488 | 0.0008236 | 0.00074793 | 0.00080798 | 0.0012413 | 0.0011091 | 0.0011171 | 0.001571 | 0.0020274 | 0.0018932 | 0.0020185 | 0.0017065 | 0.0018268 | 0.0019947 | 0.0020352
SA | S9 | Western Eyre Peninsula | Solar | 0 | 0.00032273 | 0.00044802 | 0.00046298 | 0.00046663 | 0.00040546 | 0.00042631 | 0.00068993 | 0.00066922 | 0.0013061 | 0.0012647 | 0.0020849 | 0.0019271 | 0.0020482 | 0.0028059 | 0.0029591 | 0.0043428 | 43.4278 | 43.1911 | 101.3139 | 199.2371 | 216.5605 | 230.4541 | 198.47 | 203.1175 | 214.3241 | 204.2308
TAS | T1 | North East Tasmania | Solar | 0 | 0.00031529 | 0.00032226 | 0.00037759 | 0.00035405 | 0.00030659 | 0.0003108 | 0.00042392 | 0.00037808 | 0.00059877 | 0.00062608 | 0.0007695 | 0.00074557 | 0.00073006 | 0.00063447 | 0.00065242 | 0.00066159 | 0.0005428 | 0.00064226 | 0.00070256 | 0.00077941 | 0.0011404 | 0.0011138 | 0.0010101 | 0.0010245 | 0.0014258 | 0.0012681
TAS | T2 | North West Tasmania | Solar | 0 | 0.000173 | 0.00016468 | 0.00018304 | 0.00017865 | 0.00014861 | 0.00017432 | 0.00022525 | 0.00020925 | 0.00031329 | 0.00034656 | 0.00034284 | 0.00033269 | 0.00033259 | 0.00033137 | 0.00046507 | 0.0043335 | 204.7258 | 213.2002 | 246.3417 | 231.0865 | 240.8869 | 242.9373 | 204.5289 | 230.1902 | 232.3859 | 210.7499
TAS | T3 | Central Highlands | Solar | 0 | 0.00020553 | 0.00020025 | 0.00022718 | 0.00022635 | 0.00018866 | 0.00019265 | 0.00026293 | 0.00024495 | 0.00035076 | 0.00037638 | 0.00040159 | 0.00038793 | 0.00039854 | 0.00040877 | 0.00040293 | 0.00042691 | 0.000372 | 0.00045473 | 0.00051003 | 0.00049381 | 0.00069904 | 0.00070902 | 0.0006415 | 0.00062881 | 0.00089013 | 0.00082633
Region | REZ | REZ Name | Technology | 2023-24 | 2024-25 | 2025-26 | 2026-27 | 2027-28 | 2028-29 | 2029-30 | 2030-31 | 2031-32 | 2032-33 | 2033-34 | 2034-35 | 2035-36 | 2036-37 | 2037-38 | 2038-39 | 2039-40 | 2040-41 | 2041-42 | 2042-43 | 2043-44 | 2044-45 | 2045-46 | 2046-47 | 2047-48 | 2048-49 | 2049-50
QLD | Q1 | Far North QLD | Wind | 1301.4115 | 3068.712 | 3325.0634 | 3462.0855 | 3554.1575 | 3354.0344 | 3469.3136 | 3763.1047 | 3776.3306 | 3867.5404 | 3354.5018 | 3474.0404 | 3636.6799 | 3749.608 | 3978.8729 | 4140.9998 | 4124.6391 | 4005.1583 | 4046.8186 | 3676.1496 | 3720.359 | 3827.3032 | 3964.7805 | 3761.7868 | 3876.8086 | 3890.0733 | 3814.0492
QLD | Q2 | North Qld Clean Energy Hub | Wind | 131.9298 | 140.0421 | 159.8802 | 167.0552 | 171.058 | 2830.428 | 2748.2142 | 2691.7831 | 2743.6285 | 2610.7595 | 2351.9809 | 2660.7179 | 2706.628 | 2777.4298 | 2855.7679 | 2802.3104 | 2676.0664 | 2623.6532 | 2544.9584 | 2338.9114 | 4767.3408 | 4772.5361 | 4736.2104 | 4954.9656 | 4811.3757 | 4656.3227 | 4584.803
QLD | Q3 | Northern Qld | Wind | 0 | 0 | 0 | 0 | 0 | 0 | 0 | 0 | 0 | 0 | 0 | 0 | 0 | 0 | 0 | 0 | 0 | 0 | 0 | 0 | 0 | 0 | 0 | 0 | 0 | 0 | 0
QLD | Q4 | Isaac | Wind | 0 | 0.00158 | 0.001692 | 0.0016266 | 0.004798 | 3096.3741 | 3054.0455 | 3220.7593 | 3240.2942 | 3039.1234 | 2841.4497 | 2891.5983 | 2699.7723 | 3104.4198 | 2923.051 | 2910.0057 | 2979.3072 | 2880.8936 | 2773.9698 | 2631.7706 | 2592.9053 | 2383.9542 | 2737.1447 | 2737.9284 | 2683.296 | 5366.4994 | 5466.8247
QLD | Q5 | Barcaldine | Wind | 0 | 0.0014429 | 0.0015386 | 0.0030663 | 0.0087409 | 0.014063 | 0.013932 | 219.4503 | 264.5911 | 279.2413 | 284.9919 | 298.823 | 293.3825 | 304.8409 | 272.3586 | 270.1126 | 272.1604 | 274.9151 | 289.5089 | 288.3066 | 307.9032 | 301.9242 | 309.5805 | 279.1649 | 272.668 | 281.5471 | 284.4774
QLD | Q6 | Fitzroy | Wind | 0 | 0.006009 | 0.0062406 | 1573.4105 | 2972.3295 | 3567.9889 | 3596.9899 | 3590.6448 | 3521.452 | 3388.3292 | 4718.3502 | 4811.5173 | 4570.8366 | 5044.6594 | 10423.055 | 10240.9524 | 9950.236 | 9159.4825 | 9272.7186 | 8859.6096 | 9002.7759 | 8420.167 | 9143.3472 | 11976.9925 | 11639.2841 | 11648.9584 | 10799.035
QLD | Q7 | Wide Bay | Wind | 0 | 0.0011055 | 0.0011316 | 0.001234 | 0.0013987 | 555.1688 | 540.157 | 531.357 | 466.8562 | 511.3173 | 477.8037 | 475.7665 | 462.6012 | 482.8559 | 523.9929 | 520.6869 | 500.4263 | 418.8408 | 470.7627 | 456.9329 | 449.3955 | 434.1769 | 450.1359 | 1296.4092 | 2609.2977 | 2629.4282 | 2318.5721
QLD | Q8 | Darling Downs | Wind | 2603.7713 | 4581.2793 | 4747.8573 | 4752.3654 | 7658.6911 | 9584.9561 | 9510.7959 | 13711.5669 | 13291.631 | 17118.1825 | 18933.3633 | 18313.2877 | 18083.644 | 19171.1176 | 18918.5304 | 18495.09 | 18617.3528 | 17371.7326 | 18100.3667 | 19867.4375 | 19319.7313 | 17715.3689 | 18569.7324 | 23717.129 | 22995.9049 | 26340.499 | 24456.5935
QLD | Q9 | Banana | Wind | 0 | 0.00092769 | 0.00098337 | 0.0011322 | 0.0018464 | 502.6804 | 476.4689 | 491.2836 | 463.2033 | 467.706 | 434.2031 | 437.4835 | 440.7784 | 467.541 | 465.8491 | 453.8949 | 468.7511 | 1070.1232 | 2047.324 | 1972.8116 | 1949.9487 | 1966.3826 | 2095.3169 | 4444.2153 | 4247.96 | 4402.7329 | 4049.5699
NSW | N1 | North West NSW | Wind | 0 | 0 | 0 | 0 | 0 | 0 | 0 | 0 | 0 | 0 | 0 | 0 | 0 | 0 | 0 | 0 | 0 | 0 | 0 | 0 | 0 | 0 | 0 | 0 | 0 | 0 | 0
NSW | N2 | New England | Wind | 1498.3234 | 1260.5426 | 1306.3126 | 1374.2222 | 10297.6874 | 13976.7093 | 12850.6555 | 12955.254 | 12177.7381 | 12860.1984 | 12179.4348 | 12400.2126 | 16988.3909 | 17889.0411 | 21913.7879 | 20003.2657 | 19751.2919 | 17279.7343 | 19748.8939 | 18999.63 | 19397.5254 | 19978.506 | 20108.661 | 21600.898 | 19502.558 | 18788.927 | 16404.424
NSW | N3 | Central-West Orana | Wind | 382.9141 | 6831.9186 | 6580.6842 | 9494.3983 | 11042.1038 | 11114.1908 | 11481.6308 | 10989.8681 | 10634.6542 | 13902.508 | 15301.1404 | 14892.1858 | 15560.6805 | 15899.6357 | 16076.705 | 15842.9792 | 14956.5623 | 14874.1452 | 15466.4373 | 16821.1019 | 18348.878 | 19126.4895 | 19693.6329 | 23534.6362 | 25253.2981 | 26513.6295 | 25236.5476
NSW | N4 | Broken Hill | Wind | 632.2975 | 556.1128 | 584.3609 | 634.125 | 641.697 | 625.0197 | 640.5615 | 649.8643 | 648.4506 | 622.569 | 592.5335 | 592.9618 | 626.7835 | 628.0536 | 597.0027 | 604.0265 | 594.5928 | 588.7318 | 544.8948 | 527.3561 | 0.021332 | 0.02333 | 0.048945 | 561.0657 | 561.6258 | 544.8462 | 584.8595
NSW | N5 | South West NSW | Wind | 0 | 0.00021276 | 0.0015611 | 0.0015917 | 0.0015962 | 0.0015561 | 0.0019529 | 0.0023484 | 0.0024457 | 0.0025445 | 0.0027322 | 0.0024372 | 0.0025133 | 0.0025997 | 0.0023828 | 0.00249 | 0.0023269 | 0.0026351 | 0.0024795 | 0.0040797 | 0.0036498 | 0.0049999 | 0.005303 | 0.0050283 | 0.0075765 | 0.0073258 | 0.0075134
NSW | N6 | Wagga Wagga | Wind | 0 | 0.00074961 | 0.00071546 | 0.0008167 | 0.00096765 | 0.0011446 | 0.0017343 | 0.0019693 | 0.0019706 | 0.0018599 | 0.0020141 | 0.0017767 | 0.0017593 | 0.0019068 | 0.0016876 | 0.0018647 | 0.0018059 | 0.0022057 | 0.0020209 | 0.0029101 | 0.0025158 | 0.0027171 | 0.0031335 | 0.0030908 | 0.0061076 | 0.0061392 | 0.0066161
NSW | N7 | Tumut | Wind | 0 | 0 | 0 | 0 | 0 | 0 | 0 | 0 | 0 | 0 | 0 | 0 | 0 | 0 | 0 | 0 | 0 | 0 | 0 | 0 | 0 | 0 | 0 | 0 | 0 | 0 | 0
NSW | N8 | Cooma-Monaro | Wind | 327.3925 | 1235.6809 | 1365.8835 | 1406.7139 | 1396.0044 | 1361.1059 | 1372.1657 | 1456.4872 | 1481.9222 | 1347.0138 | 1372.0146 | 1388.7998 | 1428.6834 | 1398.6774 | 1361.3206 | 1368.6967 | 1457.9431 | 1383.7648 | 1296.9069 | 2152.6402 | 2112.6018 | 2211.0175 | 2577.1302 | 2712.1059 | 2786.3922 | 2889.4165 | 2821.0519
VIC | V1 | Ovens Murray | Wind | 0 | 0 | 0 | 0 | 0 | 0 | 0 | 0 | 0 | 0 | 0 | 0 | 0 | 0 | 0 | 0 | 0 | 0 | 0 | 0 | 0 | 0 | 0 | 0 | 0 | 0 | 0
VIC | V2 | Murray River | Wind | 0 | 0 | 0 | 0 | 0 | 0 | 0 | 0 | 0 | 0 | 0 | 0 | 0 | 0 | 0 | 0 | 0 | 0 | 0 | 0 | 0 | 0 | 0 | 0 | 0 | 0 | 0
VIC | V3 | Western Victoria | Wind | 3823.3578 | 3670.671 | 3698.6631 | 3763.4264 | 6516.2356 | 6832.2924 | 7605.7235 | 7197.9559 | 8289.5114 | 7511.997 | 7516.8309 | 6700.4249 | 6998.7913 | 7199.569 | 6394.9846 | 6844.644 | 6313.7131 | 6672.0945 | 6115.9859 | 6445.3898 | 5819.7491 | 5248.912 | 5628.1551 | 7345.1788 | 7476.8577 | 7383.7961 | 7240.5242
VIC | V4 | South West Victoria | Wind | 5851.7391 | 6986.6793 | 7320.4574 | 8921.1077 | 9074.0965 | 8254.143 | 8990.2226 | 8587.6516 | 9666.0618 | 8500.7247 | 8648.5565 | 8682.5637 | 8882.3801 | 8905.7743 | 7656.6186 | 7284.7717 | 6652.6983 | 6534.5614 | 5960.7426 | 6340.7676 | 6404.9726 | 6647.6341 | 5928.5626 | 5387.5204 | 8661.7062 | 9206.1295 | 11983.6183
VIC | V5 | Gippsland | Wind | 0 | 1670.6497 | 1669.5149 | 1666.4097 | 1668.2347 | 1610.8687 | 1660.1068 | 1600.7359 | 1823.8636 | 1617.1851 | 1678.3652 | 1634.5273 | 1618.2601 | 1607.8871 | 1484.3165 | 1528.7467 | 1430.6298 | 1528.4943 | 1407.7503 | 1527.4989 | 1534.375 | 1546.6948 | 1603.9187 | 1522.3875 | 1567.0257 | 1510.3914 | 1651.6887
VIC | V6 | Central North VIC | Wind | 0 | 0.0016438 | 0.0015474 | 0.0027518 | 0.0027599 | 0.0028981 | 0.0028818 | 801.9961 | 806.7765 | 895.6522 | 869.9167 | 793.5342 | 853.4995 | 894.1579 | 872.5956 | 845.2665 | 847.0288 | 861.8335 | 880.6623 | 1067.2735 | 942.0423 | 1046.4201 | 1070.0235 | 1026.7882 | 1016.9795 | 1589.6724 | 1741.2964
SA | S1 | South East SA | Wind | 729.7681 | 2034.895 | 1976.4497 | 3119.8534 | 3074.6667 | 2842.3316 | 2984.213 | 2765.8595 | 3235.0926 | 2930.6347 | 3340.7204 | 3045.8253 | 3224.6116 | 3286.3768 | 2942.9871 | 2764.7763 | 2537.6557 | 2887.2609 | 2478.6939 | 3308.4181 | 3095.6529 | 3307.3244 | 3373.5816 | 3061.8294 | 3169.0428 | 2889.4987 | 3471.6242
SA | S2 | Riverland | Wind | 0 | 0.00093212 | 0.00087519 | 0.0013032 | 0.0012258 | 0.00116 | 0.0013762 | 0.0019363 | 0.0021135 | 0.0021117 | 0.0029382 | 0.0026011 | 0.0028141 | 0.0027304 | 0.0025312 | 0.0027443 | 0.002546 | 0.0026297 | 0.0022843 | 0.0036123 | 0.0032954 | 0.0040127 | 0.003952 | 0.003728 | 0.0046522 | 0.0047037 | 0.0050123
SA | S3 | Mid-North SA | Wind | 4101.1346 | 4023.9011 | 3834.1651 | 4280.4591 | 4241.978 | 6368.2198 | 6520.9358 | 6274.3421 | 6561.68 | 6584.9361 | 6521.1772 | 5872.2894 | 6533.3198 | 6003.3456 | 6459.5441 | 6530.6985 | 5616.7342 | 5840.5105 | 5443.0828 | 6275.1923 | 5180.7159 | 6706.1169 | 6325.4164 | 6082.9381 | 6916.4224 | 7694.8242 | 8557.7916
SA | S4 | Yorke Peninsula | Wind | 242.7664 | 223.9997 | 217.7069 | 286.7181 | 291.7086 | 278.8828 | 301.9163 | 279.9257 | 320.7532 | 289.7144 | 310.2298 | 273.7617 | 300.0481 | 315.0625 | 283.9791 | 302.336 | 277.5223 | 311.1715 | 267.4022 | 290.3798 | 263.9113 | 284.5983 | 299.8103 | 266.2743 | 275.6182 | 251.2358 | 269.7234
SA | S5 | Northern SA | Wind | 1290.7423 | 1256.0944 | 1260.8669 | 1339.8355 | 1349.3538 | 1266.9234 | 1260.4431 | 1251.3475 | 1273.0337 | 1174.9274 | 1222.7885 | 1185.4531 | 1292.1787 | 1341.2149 | 1201.0129 | 1222.6175 | 1233.5583 | 1246.0566 | 1096.6173 | 1148.7692 | 1124.5812 | 1201.6592 | 581.8961 | 460.4746 | 460.8667 | 471.027 | 497.4493
SA | S6 | Leigh Creek | Wind | 0 | 0.0021984 | 0.0021571 | 0.0030672 | 0.0028648 | 0.0069819 | 0.0073173 | 0.0069534 | 0.0065413 | 0.0068826 | 0.0065207 | 0.0061119 | 0.006274 | 0.0062675 | 327.5527 | 329.3352 | 323.0822 | 304.7573 | 303.3321 | 293.933 | 426.1003 | 466.4297 | 451.3458 | 4303.2681 | 5280.3496 | 5044.5573 | 4694.7753
SA | S7 | Roxby Downs | Wind | 0 | 0 | 0 | 0 | 0 | 0 | 0 | 0 | 0 | 0 | 0 | 0 | 0 | 0 | 0 | 0 | 0 | 0 | 0 | 0 | 0 | 0 | 0 | 0 | 0 | 0 | 0
SA | S8 | Eastern Eyre Peninsula | Wind | 312.7586 | 294.3032 | 299.405 | 342.8707 | 337.3776 | 346.1202 | 346.8849 | 771.0043 | 812.2972 | 848.9144 | 870.6775 | 785.0016 | 746.6135 | 780.6116 | 695.7357 | 726.5769 | 700.3629 | 742.163 | 662.0371 | 695.7711 | 617.6893 | 926.2427 | 960.7274 | 875.1595 | 904.0065 | 844.0425 | 870.6402
SA | S9 | Western Eyre Peninsula | Wind | 0 | 0.0021591 | 0.0020537 | 0.0048792 | 0.0048443 | 0.0044814 | 0.0045152 | 0.0094807 | 0.010094 | 0.02052 | 0.021669 | 0.019548 | 0.021183 | 0.022084 | 0.019986 | 0.01986 | 0.01898 | 461.429 | 409.8519 | 438.5629 | 389.926 | 1101.0367 | 1135.1717 | 1064.7232 | 1065.0026 | 1014.8733 | 1054.6259
TAS | T1 | North East Tasmania | Wind | 500.7797 | 851.3484 | 938.6987 | 883.4655 | 927.9171 | 869.8987 | 800.7392 | 888.06 | 905.0227 | 906.0057 | 915.7291 | 971.4158 | 903.1146 | 961.2491 | 882.8086 | 830.3856 | 795.7178 | 803.7997 | 800.6674 | 831.0806 | 916.5183 | 859.6571 | 937.9316 | 875.4403 | 835.4782 | 809.6516 | 845.7108
TAS | T2 | North West Tasmania | Wind | 877.2252 | 838.1668 | 891.4432 | 952.9136 | 961.6981 | 1298.3528 | 1246.3436 | 1199.282 | 5016.2331 | 5013.8516 | 4815.5958 | 4876.6795 | 4984.5433 | 5040.8057 | 4884.1041 | 4718.2362 | 4511.3901 | 4790.679 | 4727.6156 | 4616.7337 | 4730.0057 | 4866.537 | 4987.8892 | 4864.0867 | 4720.4044 | 4553.4024 | 4933.2357
TAS | T3 | Central Highlands | Wind | 491.2282 | 2918.3283 | 3088.8253 | 3366.0312 | 3795.3443 | 3568.5023 | 5617.832 | 5580.0838 | 5906.9283 | 5810.8678 | 5543.1654 | 5748.0418 | 5771.838 | 6023.428 | 5689.1452 | 5564.7517 | 5790.7054 | 6241.4617 | 6078.8251 | 5868.3565 | 6141.3049 | 5959.7233 | 6286.2168 | 6053.2787 | 5911.2841 | 5790.3855 | 6136.0566
Region | REZ | REZ Name | Technology | 2023-24 | 2024-25 | 2025-26 | 2026-27 | 2027-28 | 2028-29 | 2029-30 | 2030-31 | 2031-32 | 2032-33 | 2033-34 | 2034-35 | 2035-36 | 2036-37 | 2037-38 | 2038-39 | 2039-40 | 2040-41 | 2041-42 | 2042-43 | 2043-44 | 2044-45 | 2045-46 | 2046-47 | 2047-48 | 2048-49 | 2049-50
NSW | O1 | Hunter Coast | Offshore Wind | 0 | 0 | 0 | 9.7425e-05 | 0.00010428 | 0.00012288 | 0.00011109 | 0.00015133 | 0.00013866 | 0.0001551 | 0.00021445 | 0.00022587 | 0.00022159 | 0.00022702 | 0.00025846 | 0.00022303 | 0.0003244 | 0.00029769 | 0.00032768 | 0.00050615 | 0.00050459 | 0.0005101 | 0.0005435 | 0.00067617 | 0.00057576 | 0.00076783 | 0.00068698
NSW | O2 | Illawarra Coast | Offshore Wind | 0 | 0 | 0 | 9.6471e-05 | 0.00010068 | 0.00011664 | 0.00011395 | 0.00016337 | 0.00015547 | 0.00015848 | 0.00022994 | 0.00021856 | 0.0002142 | 0.00021104 | 0.00024684 | 0.00022472 | 0.00036125 | 0.00036965 | 0.00035327 | 0.00053172 | 0.0004956 | 0.00049048 | 0.00047504 | 0.00066103 | 0.00059413 | 0.00099463 | 0.00094159
VIC | O3 | Gippsland Coast | Offshore Wind | 0 | 0 | 0 | 0.00011917 | 0.00011613 | 1537.5964 | 3129.848 | 4503.994 | 6835.72 | 7640.3906 | 10494.544 | 12988.758 | 14678.817 | 17834.13 | 20651.1 | 20786.906 | 19695.11 | 22640.354 | 20771.996 | 21780.969 | 22012.912 | 21920.643 | 22050.734 | 21973.252 | 22354.586 | 21445.691 | 24002.838
TAS | O4 | North West Tasmania Coast | Offshore Wind | 0 | 0 | 0 | 9.1179e-05 | 0.00010431 | 0.00011228 | 0.00012771 | 0.00012814 | 0.00016269 | 0.00016901 | 0.0002004 | 0.00020065 | 0.00018887 | 0.00019622 | 0.00020486 | 0.00025417 | 0.00028119 | 0.00039066 | 0.00037091 | 0.00037964 | 0.00037222 | 0.00037046 | 0.00038324 | 0.00038697 | 0.00039293 | 0.0003705 | 0.00041943
VIC | O5 | Portland Coast | Offshore Wind | 0 | 0 | 0 | 0.00010076 | 0.00010418 | 0.0014805 | 0.0058193 | 0.0054055 | 0.0058408 | 0.0051789 | 0.0058478 | 0.26038 | 591.7725 | 1060.4514 | 1517.5181 | 5432.858 | 8372.895 | 11481.157 | 10504.725 | 11299.026 | 11292.286 | 11279.023 | 12185.558 | 11367.435 | 12320.984 | 11401.639 | 12321.291
SA | O6 | South East SA Coast | Offshore Wind | 0 | 0 | 0 | 8.9361e-05 | 9.6518e-05 | 9.7125e-05 | 0.00012491 | 0.00013128 | 0.00015518 | 0.00014968 | 0.00017895 | 0.00017264 | 0.00017504 | 0.00019279 | 0.00018777 | 0.00025077 | 0.00026342 | 0.00032722 | 0.00027466 | 0.00031226 | 0.00032415 | 0.00032474 | 0.00037147 | 0.00035836 | 0.00046324 | 0.00045838 | 0.00055286

## Option 5A_REZ Capacity
Capacity by REZ (MW) - Option 5A, Offshore Wind Scenario
Capacity calculated on 1 July. In early study years some wind and solar projects enter later in the financial year and are therefore reflected in the following financial year's capacity.
Note: the REZ capacity includes capacity from the existing, committed and anticipated renewables mapped to the relevant REZs
Explicitly modelled generation
Region | REZ | REZ Name | Technology | 2023-24 | 2024-25 | 2025-26 | 2026-27 | 2027-28 | 2028-29 | 2029-30 | 2030-31 | 2031-32 | 2032-33 | 2033-34 | 2034-35 | 2035-36 | 2036-37 | 2037-38 | 2038-39 | 2039-40 | 2040-41 | 2041-42 | 2042-43 | 2043-44 | 2044-45 | 2045-46 | 2046-47 | 2047-48 | 2048-49 | 2049-50
QLD | Q1 | Far North QLD | Solar | 0 | 0.00011186 | 0.0001124 | 0.00011307 | 0.00011353 | 0.00011739 | 0.00011789 | 0.00012005 | 0.00012033 | 0.000122 | 0.00013924 | 0.00014271 | 0.000143 | 0.00014857 | 0.00018334 | 0.00018488 | 0.00023882 | 0.00023921 | 0.00024013 | 0.00026973 | 0.00029509 | 0.00029611 | 0.00030291 | 0.00037037 | 0.00037106 | 0.00041605 | 0.00041658
QLD | Q2 | North Qld Clean Energy Hub | Solar | 83 | 83.0001 | 83.0001 | 83.0001 | 83.0001 | 83.0001 | 83.0001 | 83.0001 | 83.0001 | 83.0001 | 83.0002 | 83.0002 | 83.0002 | 83.0002 | 33.0002 | 33.0002 | 33.0003 | 33.0003 | 33.0003 | 33.0003 | 33.0003 | 33.0003 | 33.0003 | 18.0004 | 18.0004 | 0.00045529 | 0.0004561
QLD | Q3 | Northern Qld | Solar | 513.997 | 513.9972 | 513.9972 | 513.9972 | 513.9972 | 513.999 | 513.999 | 513.999 | 513.999 | 513.999 | 513.999 | 513.999 | 513.999 | 513.999 | 514.0057 | 514.0057 | 514.3067 | 514.3067 | 514.3067 | 974.6053 | 846.6053 | 846.6053 | 846.6053 | 1646.397 | 1535.997 | 1535.9971 | 1403.4
QLD | Q4 | Isaac | Solar | 684.9 | 684.9002 | 684.9002 | 684.9002 | 684.9002 | 684.9007 | 684.9007 | 684.9008 | 684.9009 | 684.9013 | 684.9013 | 684.9013 | 684.9013 | 684.9013 | 684.9017 | 684.9023 | 684.9065 | 684.9065 | 684.9066 | 1151.6138 | 1151.6138 | 1109.1138 | 1458.3547 | 3911.712 | 3911.7127 | 4102.3103 | 3944.8103
QLD | Q5 | Barcaldine | Solar | 14 | 14.0002 | 14.0003 | 14.0003 | 14.0003 | 17.4236 | 17.4236 | 17.4236 | 17.4236 | 17.4236 | 17.4236 | 17.4236 | 17.4236 | 17.4236 | 38.0065 | 38.0065 | 73.1921 | 73.1921 | 73.1921 | 73.1921 | 61.6232 | 61.6232 | 79.6669 | 90.6101 | 90.6101 | 91.8641 | 91.8641
QLD | Q6 | Fitzroy | Solar | 401.5 | 401.5002 | 401.5003 | 401.5003 | 401.5003 | 401.5006 | 401.5011 | 401.5017 | 428.673 | 922.5018 | 1116.2091 | 1116.2091 | 1116.2091 | 1116.2091 | 2795.9478 | 3251.6042 | 5860.4 | 7718.994 | 7718.994 | 7934.5 | 7934.5 | 7934.5 | 7934.5 | 7934.5 | 7934.5 | 7934.5 | 7934.5
QLD | Q7 | Wide Bay | Solar | 619.03 | 619.0301 | 619.0302 | 619.0302 | 619.0302 | 619.0303 | 619.0303 | 619.0305 | 619.0307 | 619.0309 | 619.031 | 619.031 | 619.031 | 619.031 | 619.0345 | 619.0345 | 645.1724 | 715.3899 | 1109.0779 | 2819.03 | 2819.03 | 2819.03 | 2819.03 | 2819.03 | 2596.53 | 2596.53 | 2576.3402
QLD | Q8 | Darling Downs | Solar | 1330.558 | 1476.5582 | 1476.5583 | 1476.5583 | 1476.5583 | 1536.9912 | 1536.9912 | 2281.8793 | 2475.952 | 3172.2246 | 3885.8588 | 4760.643 | 4760.643 | 4639.643 | 4938.4738 | 5000.4057 | 7517.4804 | 7517.4804 | 7517.4804 | 8347.558 | 8322.558 | 8163.958 | 8131.854 | 7882.5 | 7482.5 | 8212.827 | 10015.62
QLD | Q9 | Banana | Solar | 0 | 0.00014786 | 0.00023834 | 0.00026893 | 0.00027165 | 0.0006273 | 27.298 | 55.8365 | 127.6346 | 127.6346 | 138.8637 | 138.8637 | 138.8637 | 138.8637 | 191.0073 | 193.0253 | 1435.2605 | 2166.5366 | 2166.5366 | 6100 | 6100 | 6100 | 6100 | 6196.599 | 6574.1772 | 6574.1777 | 7379.8506
NSW | N1 | North West NSW | Solar | 166 | 166.0003 | 166.0003 | 166.0003 | 166.0086 | 173.061 | 181.0752 | 184.9332 | 184.9332 | 187.3455 | 187.3455 | 187.3455 | 187.3455 | 187.3455 | 192.3005 | 198.8373 | 221.7973 | 247.2675 | 252.1914 | 252.1914 | 263.4158 | 263.4158 | 263.4159 | 268.4891 | 270.9872 | 271.1017 | 271.1017
NSW | N2 | New England | Solar | 555 | 555.0002 | 555.0002 | 555.0002 | 555.0009 | 555.0009 | 555.0015 | 869.5781 | 869.5781 | 869.5781 | 1215.004 | 1215.0041 | 1215.0041 | 1247.8608 | 2238.6676 | 2238.6676 | 2584.0975 | 3540.0002 | 3540.0002 | 3824.2358 | 3804.2358 | 3804.2358 | 3804.2358 | 3804.2358 | 3804.2358 | 3804.2358 | 5772.9526
NSW | N3 | Central-West Orana | Solar | 826.979 | 906.9813 | 1772.0945 | 1772.0945 | 1772.0945 | 1772.0946 | 2253.9869 | 3366.2058 | 3366.2058 | 3605.8396 | 4444.2695 | 4444.2695 | 4444.2695 | 4444.2695 | 4444.2695 | 4909.6387 | 6697.1655 | 6697.166 | 6697.166 | 7654.954 | 7654.9545 | 7654.9545 | 7654.9545 | 8893.931 | 8893.9315 | 10358.519 | 10155.479
NSW | N4 | Broken Hill | Solar | 53 | 53.0001 | 53.0001 | 53.0002 | 53.0002 | 53.0004 | 53.0006 | 53.0006 | 53.0006 | 53.0007 | 53.0007 | 53.0017 | 53.0017 | 53.0017 | 53.0227 | 53.0227 | 92.6749 | 92.6749 | 92.6749 | 92.6749 | 338.7672 | 338.7672 | 338.7672 | 338.7672 | 338.7672 | 338.7672 | 338.7672
NSW | N5 | South West NSW | Solar | 1246.4 | 1500.5 | 1500.5291 | 1500.5291 | 1500.5291 | 1500.5292 | 1500.5293 | 1500.5293 | 1500.5293 | 1582.2368 | 1582.2368 | 1582.2368 | 1582.2368 | 1582.2368 | 1858.8797 | 1708.5798 | 2202.9025 | 2609.906 | 4799.6595 | 4799.6595 | 5029.3526 | 5029.3526 | 5029.3526 | 5114.989 | 5114.989 | 5114.989 | 4907.4397
NSW | N6 | Wagga Wagga | Solar | 302.672 | 682.6722 | 682.6722 | 682.6723 | 682.6723 | 1139.1239 | 1710.6719 | 1710.6719 | 1710.6719 | 1710.672 | 1710.672 | 1710.672 | 1710.672 | 1710.672 | 1710.672 | 1710.672 | 1710.6721 | 1710.6721 | 1710.6724 | 1710.6724 | 1710.6724 | 1710.6724 | 1710.6724 | 1710.6726 | 1710.6726 | 1710.6726 | 1710.6726
NSW | N7 | Tumut | Solar | 0 | 0 | 0 | 0 | 0 | 0 | 0 | 0 | 0 | 0 | 0 | 0 | 0 | 0 | 0 | 0 | 0 | 0 | 0 | 0 | 0 | 0 | 0 | 0 | 0 | 0 | 0
NSW | N8 | Cooma-Monaro | Solar | 0 | 0 | 0 | 0 | 0 | 0 | 0 | 0 | 0 | 0 | 0 | 0 | 0 | 0 | 0 | 0 | 0 | 0 | 0 | 0 | 0 | 0 | 0 | 0 | 0 | 0 | 0
VIC | V1 | Ovens Murray | Solar | 0 | 0.00036028 | 0.00036323 | 0.00038337 | 0.00038347 | 0.0003861 | 0.00039535 | 0.00062148 | 0.0006216 | 0.00097873 | 0.00097888 | 0.0009792 | 0.00097932 | 0.00098021 | 0.0024827 | 0.0025135 | 0.0025509 | 0.0025519 | 391.2633 | 391.2633 | 505.1203 | 505.1203 | 608.4551 | 793.6362 | 793.6362 | 914.4155 | 914.4155
VIC | V2 | Murray River | Solar | 679.093 | 679.0931 | 679.0931 | 679.0932 | 679.0932 | 679.0932 | 679.0932 | 679.0933 | 679.0936 | 1841.1179 | 1841.1179 | 1841.1179 | 1841.1179 | 1841.1179 | 1854.1268 | 1854.1268 | 2249.8956 | 2249.8956 | 2384.0076 | 2562.9083 | 3154.2593 | 3154.2593 | 3123.1563 | 3193.3242 | 3193.3242 | 3147.4495 | 2998.2246
VIC | V3 | Western Victoria | Solar | 0 | 0.00028128 | 0.00029523 | 0.0010357 | 0.0010521 | 0.0010544 | 0.001069 | 0.0012661 | 0.0012664 | 0.0058206 | 0.0058211 | 0.0058307 | 0.005831 | 0.0058359 | 0.00589 | 0.0059023 | 0.0059309 | 0.0059327 | 400.0005 | 400.0005 | 400.0008 | 568.9577 | 568.9577 | 568.9577 | 568.9577 | 597.7993 | 597.7993
VIC | V4 | South West Victoria | Solar | 0 | 0 | 0 | 0 | 0 | 0 | 0 | 0 | 0 | 0 | 0 | 0 | 0 | 0 | 0 | 0 | 0 | 0 | 0 | 0 | 0 | 0 | 0 | 0 | 0 | 0 | 0
VIC | V5 | Gippsland | Solar | 0 | 0.00018163 | 0.00019248 | 0.00049936 | 0.00049953 | 0.0005 | 0.00050367 | 0.00051862 | 0.00051892 | 0.00056214 | 0.00056584 | 0.00085423 | 0.00085482 | 0.00085852 | 0.00086275 | 0.0008734 | 0.0013079 | 0.0013201 | 0.0029615 | 0.0030538 | 500.0003 | 500.0004 | 500.0004 | 500.0004 | 500.0004 | 500.0005 | 500.0005
VIC | V6 | Central North VIC | Solar | 402.48 | 402.4802 | 402.4802 | 402.4804 | 402.4804 | 402.4804 | 402.4804 | 402.4806 | 402.4806 | 402.4809 | 402.4809 | 402.4809 | 402.4809 | 402.4809 | 402.4814 | 402.4814 | 402.4817 | 402.4817 | 402.4818 | 402.4828 | 802.2551 | 691.775 | 790.2508 | 790.2508 | 790.2509 | 813.5644 | 813.5644
SA | S1 | South East SA | Solar | 155.16 | 155.1602 | 155.1603 | 155.1603 | 155.1603 | 155.1603 | 155.1603 | 155.1603 | 155.1603 | 155.1606 | 155.1606 | 155.1608 | 155.1608 | 155.1608 | 155.161 | 155.161 | 155.1613 | 155.1617 | 108.0053 | 108.0053 | 108.0053 | 108.0053 | 108.0053 | 108.0053 | 108.0053 | 108.0053 | 0.0053283
SA | S2 | Riverland | Solar | 25.26 | 25.2603 | 25.2604 | 25.2604 | 25.2604 | 25.2604 | 25.2604 | 25.2606 | 19.1406 | 401.8846 | 401.8846 | 401.8852 | 401.8852 | 401.8852 | 1111.9212 | 1111.9212 | 1162.1496 | 1647.4167 | 3869.8448 | 3869.8448 | 4007.3798 | 4007.3798 | 3999.9998 | 3999.9998 | 3999.9998 | 3999.9998 | 3999.9998
SA | S3 | Mid-North SA | Solar | 0 | 0.00022538 | 0.00027146 | 0.00027352 | 0.00027468 | 0.00027616 | 0.00027939 | 0.00042131 | 0.00042171 | 0.00055056 | 0.00055909 | 0.0011162 | 0.0011164 | 0.0011174 | 0.0019482 | 0.0019516 | 0.0021929 | 0.0021971 | 0.0021982 | 0.0031459 | 0.14996 | 0.14996 | 0.14996 | 0.14997 | 0.14997 | 0.15 | 0.15001
SA | S4 | Yorke Peninsula | Solar | 0 | 0 | 0 | 0 | 0 | 0 | 0 | 0 | 0 | 0 | 0 | 0 | 0 | 0 | 0 | 0 | 0 | 0 | 0 | 0 | 0 | 0 | 0 | 0 | 0 | 0 | 0
SA | S5 | Northern SA | Solar | 349.2 | 349.2002 | 349.2003 | 349.2003 | 349.2003 | 349.2003 | 349.2003 | 349.2004 | 349.2004 | 349.2008 | 349.2008 | 349.2012 | 349.2012 | 349.2012 | 349.2032 | 349.2032 | 349.2067 | 349.2107 | 590.9546 | 590.9546 | 2330.2522 | 2060.2522 | 2060.2522 | 2060.2522 | 1981.0522 | 1981.0522 | 1981.0522
SA | S6 | Leigh Creek | Solar | 0 | 0.00021897 | 0.00032386 | 0.00038818 | 0.00038884 | 0.00039429 | 0.00041298 | 0.00072949 | 0.00072982 | 0.00080494 | 0.00080538 | 0.0014589 | 0.001459 | 0.0014599 | 76.7312 | 76.7312 | 76.7313 | 76.7313 | 76.7313 | 76.7313 | 291.1927 | 819.0191 | 819.0191 | 1094.5339 | 1094.5339 | 1486.6854 | 1734.5924
SA | S7 | Roxby Downs | Solar | 0 | 0.0002532 | 0.00041673 | 0.00042789 | 0.00042832 | 0.00043158 | 0.00043252 | 0.00073392 | 0.00073424 | 0.0013116 | 0.001312 | 276.7091 | 276.7091 | 276.7091 | 597.3619 | 597.3619 | 620.7268 | 620.7268 | 620.7268 | 620.7268 | 726.2979 | 726.2979 | 726.2979 | 726.2979 | 726.2979 | 726.2979 | 726.2979
SA | S8 | Eastern Eyre Peninsula | Solar | 0 | 0.00016549 | 0.00018795 | 0.00018945 | 0.0001907 | 0.00019172 | 0.00020147 | 0.00027604 | 0.00027641 | 0.00032815 | 0.00034532 | 0.00052036 | 0.00052051 | 0.00052256 | 0.00060671 | 0.00061148 | 0.00089941 | 0.00090163 | 0.00090294 | 0.0012143 | 0.0015602 | 0.0015605 | 0.0015609 | 0.0015633 | 0.0015645 | 0.0015841 | 0.0017264
SA | S9 | Western Eyre Peninsula | Solar | 0 | 0.00020021 | 0.00025537 | 0.00026995 | 0.00027071 | 0.00027233 | 0.00027498 | 0.00041624 | 0.00041668 | 0.00074781 | 0.0007484 | 0.0011793 | 0.0011795 | 0.0011805 | 0.0019891 | 0.0019934 | 0.0029751 | 28.4713 | 28.4713 | 70.2687 | 161.9952 | 161.9952 | 161.9952 | 161.9952 | 161.9952 | 161.9953 | 161.9954
TAS | T1 | North East Tasmania | Solar | 0 | 0.00020523 | 0.00020617 | 0.00023298 | 0.00023351 | 0.00023397 | 0.00023683 | 0.00030483 | 0.00030548 | 0.0004378 | 0.00043904 | 0.0005174 | 0.00051783 | 0.00051958 | 0.00052506 | 0.00053019 | 0.00054057 | 0.00054118 | 0.00059353 | 0.00060194 | 0.00065756 | 0.00092932 | 0.00093185 | 0.00093746 | 0.0009388 | 0.0012329 | 0.0012348
TAS | T2 | North West Tasmania | Solar | 0 | 0.00013176 | 0.00013217 | 0.00014201 | 0.00014364 | 0.00014428 | 0.00015645 | 0.00019438 | 0.00019613 | 0.00027246 | 0.00027362 | 0.00028213 | 0.00028314 | 0.00028484 | 0.00033385 | 0.00042983 | 0.003867 | 150 | 150 | 150 | 150 | 150 | 150 | 150 | 150 | 150 | 150
TAS | T3 | Central Highlands | Solar | 0 | 0.00014861 | 0.00014885 | 0.00016367 | 0.00016534 | 0.00016595 | 0.00017167 | 0.0002149 | 0.00021603 | 0.00028626 | 0.00028873 | 0.00031222 | 0.00031259 | 0.00031486 | 0.00037915 | 0.0003823 | 0.00039327 | 0.00039555 | 0.00045873 | 0.00046737 | 0.00047344 | 0.00064461 | 0.00064678 | 0.00066241 | 0.00066424 | 0.00085358 | 0.00085841
Region | REZ | REZ Name | Technology | 2023-24 | 2024-25 | 2025-26 | 2026-27 | 2027-28 | 2028-29 | 2029-30 | 2030-31 | 2031-32 | 2032-33 | 2033-34 | 2034-35 | 2035-36 | 2036-37 | 2037-38 | 2038-39 | 2039-40 | 2040-41 | 2041-42 | 2042-43 | 2043-44 | 2044-45 | 2045-46 | 2046-47 | 2047-48 | 2048-49 | 2049-50
QLD | Q1 | Far North QLD | Wind | 337.318 | 829.3204 | 829.3204 | 829.3205 | 829.3205 | 829.3205 | 829.3205 | 875.12 | 875.1201 | 905.6968 | 907.319 | 907.319 | 907.319 | 907.319 | 1035.6362 | 1035.6362 | 1035.6362 | 1035.6362 | 1038.5286 | 1083.3162 | 1003.1315 | 1003.1315 | 1003.1315 | 1033.374 | 1033.374 | 1024.1001 | 1038.5876
QLD | Q2 | North Qld Clean Energy Hub | Wind | 43.2 | 51.1973 | 51.1973 | 51.1973 | 51.1973 | 746.7753 | 746.7753 | 746.7753 | 746.7753 | 746.7753 | 760.8454 | 781.1898 | 781.1898 | 781.1898 | 793.3523 | 793.3523 | 793.3523 | 793.3523 | 793.3523 | 808.1789 | 1481.3286 | 1481.3286 | 1438.1287 | 1458.2741 | 1458.2741 | 1458.2743 | 1458.2743
QLD | Q3 | Northern Qld | Wind | 0 | 0 | 0 | 0 | 0 | 0 | 0 | 0 | 0 | 0 | 0 | 0 | 0 | 0 | 0 | 0 | 0 | 0 | 0 | 0 | 0 | 0 | 0 | 0 | 0 | 0 | 0
QLD | Q4 | Isaac | Wind | 0 | 0.00067211 | 0.00067247 | 0.00070002 | 0.0016955 | 1000.0007 | 1000.0007 | 1000.0015 | 1000.0015 | 1000.0015 | 1000.0015 | 1000.0015 | 1000.0015 | 1000.0015 | 1000.0016 | 1000.0016 | 1000.0016 | 1000.0016 | 1000.0016 | 1000.0016 | 1000.0016 | 1000.0016 | 1000.0016 | 1000.0153 | 1000.0153 | 2069.6754 | 2069.6754
QLD | Q5 | Barcaldine | Wind | 0 | 0.00063245 | 0.0006332 | 0.0012011 | 0.0031173 | 0.0056431 | 0.0056465 | 82.7799 | 98.4475 | 100.7241 | 113.5274 | 113.5274 | 113.5274 | 113.5274 | 113.5274 | 113.5274 | 113.5274 | 114.7377 | 114.7378 | 123.0727 | 126.8265 | 126.8265 | 126.8265 | 127.5128 | 127.5128 | 127.5129 | 127.5129
QLD | Q6 | Fitzroy | Wind | 0 | 0.0021677 | 0.0021688 | 523.4003 | 900.0005 | 1110.6205 | 1110.6205 | 1110.6208 | 1110.6208 | 1110.621 | 1702.1044 | 1702.1044 | 1702.1044 | 1702.1044 | 3499.9998 | 3499.9998 | 3499.9998 | 3499.9998 | 3499.9998 | 3499.9998 | 3499.9998 | 3499.9998 | 3499.9998 | 4301.1746 | 4301.1746 | 4301.1746 | 4301.1746
QLD | Q7 | Wide Bay | Wind | 0 | 0.00052863 | 0.00052979 | 0.00057739 | 0.00063864 | 197.8706 | 197.8706 | 197.8706 | 197.8706 | 197.8706 | 197.8706 | 197.8706 | 197.8706 | 197.8706 | 197.8706 | 197.8706 | 197.8706 | 197.8706 | 197.8706 | 197.8706 | 197.8706 | 197.8706 | 197.8706 | 539.3449 | 1100.0001 | 1100.0001 | 1100.0001
QLD | Q8 | Darling Downs | Wind | 753 | 1540.5202 | 1540.5202 | 1540.5206 | 2325.9989 | 3032.4122 | 3082.6448 | 4545.0923 | 4545.0923 | 5791.4229 | 6525.9971 | 6525.9971 | 6525.9971 | 6525.9971 | 6525.9971 | 6525.9971 | 6525.9971 | 6525.9971 | 6525.9971 | 7174.4196 | 7174.4196 | 6721.4196 | 6721.4196 | 8737.8796 | 8737.8796 | 9520.7432 | 9520.7432
QLD | Q9 | Banana | Wind | 0 | 0.00046965 | 0.00047004 | 0.00053765 | 0.00079822 | 183.2205 | 183.2205 | 183.2205 | 183.2205 | 183.2208 | 183.2209 | 183.2209 | 183.2209 | 183.2209 | 183.2216 | 183.2216 | 183.2216 | 443.9393 | 834.0073 | 834.0073 | 834.0073 | 834.0073 | 834.0073 | 1861.791 | 1861.791 | 1861.791 | 1861.791
NSW | N1 | North West NSW | Wind | 0 | 0 | 0 | 0 | 0 | 0 | 0 | 0 | 0 | 0 | 0 | 0 | 0 | 0 | 0 | 0 | 0 | 0 | 0 | 0 | 0 | 0 | 0 | 0 | 0 | 0 | 0
NSW | N2 | New England | Wind | 442.48 | 442.4892 | 453.9146 | 453.9146 | 3240.1853 | 4015.7451 | 4021.5971 | 4093.1061 | 4093.1061 | 4093.1061 | 4150.799 | 4306.7923 | 5745.0037 | 6008.2676 | 6952.4815 | 6780.0015 | 6780.0015 | 6780.0015 | 6970.304 | 7069.178 | 7399.9995 | 7399.9995 | 7399.9995 | 7400 | 7400 | 7400 | 7400
NSW | N3 | Central-West Orana | Wind | 113.19 | 2236.6428 | 2236.6428 | 3113.1898 | 3542.669 | 3542.669 | 3706.9127 | 3706.9127 | 3706.9127 | 4783.1443 | 5316.8126 | 5316.8126 | 5316.8126 | 5316.8126 | 5316.8126 | 5316.8126 | 5316.8126 | 5527.2203 | 5613.009 | 6337.386 | 7216.229 | 7216.229 | 7216.229 | 8350.3174 | 9209.207 | 10044.089 | 9930.899
NSW | N4 | Broken Hill | Wind | 198.94 | 198.9404 | 198.9404 | 198.9406 | 198.9406 | 198.9409 | 198.9417 | 198.9428 | 198.9428 | 198.9446 | 198.9447 | 198.9447 | 198.9447 | 198.9447 | 198.9447 | 198.9447 | 198.9447 | 198.9448 | 198.9448 | 198.9509 | 0.010962 | 0.011458 | 0.02292 | 239.6152 | 239.6153 | 239.6153 | 239.6153
NSW | N5 | South West NSW | Wind | 0 | 0 | 0.00070364 | 0.00072427 | 0.00072808 | 0.00073846 | 0.00087528 | 0.0010765 | 0.0010936 | 0.0011979 | 0.0012527 | 0.0012545 | 0.0012563 | 0.0012609 | 0.0012689 | 0.0012752 | 0.0012785 | 0.0014365 | 0.0014485 | 0.0022301 | 0.0022374 | 0.0028689 | 0.0029294 | 0.0029583 | 0.0042867 | 0.0042952 | 0.0043008
NSW | N6 | Wagga Wagga | Wind | 0 | 0.00038551 | 0.00038898 | 0.00042389 | 0.00047712 | 0.00059055 | 0.00082923 | 0.00095547 | 0.00095878 | 0.00096776 | 0.00098436 | 0.00098491 | 0.00098584 | 0.00098887 | 0.00099453 | 0.001041 | 0.00106 | 0.0012981 | 0.0012997 | 0.0016741 | 0.001675 | 0.0017599 | 0.001866 | 0.0020025 | 0.0037509 | 0.0037954 | 0.0040834
NSW | N7 | Tumut | Wind | 0 | 0 | 0 | 0 | 0 | 0 | 0 | 0 | 0 | 0 | 0 | 0 | 0 | 0 | 0 | 0 | 0 | 0 | 0 | 0 | 0 | 0 | 0 | 0 | 0 | 0 | 0
NSW | N8 | Cooma-Monaro | Wind | 113 | 372.2393 | 411.1094 | 411.1094 | 411.1095 | 411.1095 | 413.0001 | 413.0001 | 413.0001 | 413.0001 | 413.0001 | 413.0001 | 413.0001 | 413.0001 | 413.0001 | 413.0002 | 415.3716 | 386.4035 | 386.4035 | 617.718 | 617.718 | 617.718 | 748.9998 | 828 | 828 | 828 | 828
VIC | V1 | Ovens Murray | Wind | 0 | 0 | 0 | 0 | 0 | 0 | 0 | 0 | 0 | 0 | 0 | 0 | 0 | 0 | 0 | 0 | 0 | 0 | 0 | 0 | 0 | 0 | 0 | 0 | 0 | 0 | 0
VIC | V2 | Murray River | Wind | 0 | 0 | 0 | 0 | 0 | 0 | 0 | 0 | 0 | 0 | 0 | 0 | 0 | 0 | 0 | 0 | 0 | 0 | 0 | 0 | 0 | 0 | 0 | 0 | 0 | 0 | 0
VIC | V3 | Western Victoria | Wind | 1934.5 | 1934.5005 | 1934.5005 | 1934.5005 | 2194.3885 | 2455.8849 | 2634.5011 | 2634.503 | 2634.503 | 2634.503 | 2582.0035 | 2390.0035 | 2390.0035 | 2390.0035 | 2390.0035 | 2390.0035 | 2390.0035 | 2390.0035 | 2390.0035 | 2358.9536 | 2227.7536 | 1915.7536 | 1915.7966 | 2913.241 | 2673.2411 | 2989.5649 | 2809.0001
VIC | V4 | South West Victoria | Wind | 2023.21 | 2404.5646 | 2404.5646 | 2793.1047 | 2793.1047 | 2793.1047 | 2863.2858 | 2863.287 | 2863.287 | 2863.2871 | 2863.2871 | 2863.2871 | 2863.2871 | 2863.2871 | 2796.0871 | 2376.0871 | 2376.0871 | 2253.8371 | 2253.8371 | 2234.3371 | 2177.343 | 2177.343 | 1812.0046 | 1812.0047 | 2690.8789 | 3112.4151 | 3780.6
VIC | V5 | Gippsland | Wind | 0 | 500.0005 | 500.0005 | 500.0012 | 500.0012 | 500.0013 | 500.0013 | 500.0013 | 500.0013 | 500.0013 | 500.0013 | 500.0013 | 500.0013 | 500.0013 | 500.0013 | 500.0013 | 500.0013 | 500.0013 | 500.0013 | 500.0013 | 500.0013 | 500.0015 | 500.0017 | 500.0021 | 500.0033 | 500.0033 | 500.0038
VIC | V6 | Central North VIC | Wind | 0 | 0.00069836 | 0.00069845 | 0.0011156 | 0.0011188 | 0.0012228 | 0.0012295 | 293.7494 | 293.7494 | 319.0297 | 319.0297 | 319.0297 | 319.0297 | 319.0297 | 319.0297 | 319.0297 | 319.0297 | 319.0306 | 319.0307 | 400.0039 | 400.0039 | 400.0192 | 400.0194 | 400.0195 | 408.5281 | 667.2871 | 708.8492
SA | S1 | South East SA | Wind | 324.5 | 759.0227 | 759.0227 | 1059.0854 | 1059.0854 | 1059.0855 | 1092.6818 | 1080.0023 | 1080.0023 | 1080.0023 | 1181.5846 | 1181.5846 | 1101.0846 | 1101.0846 | 1101.0847 | 942.0847 | 942.0847 | 903.0847 | 903.0847 | 1142.8529 | 1164.9398 | 1164.9398 | 1164.9398 | 1164.9398 | 1164.9398 | 1164.9398 | 1259.2105
SA | S2 | Riverland | Wind | 0 | 0.00048424 | 0.00048438 | 0.00061522 | 0.00061819 | 0.00063234 | 0.00070509 | 0.0010144 | 0.0010191 | 0.0011215 | 0.001437 | 0.0014396 | 0.0014444 | 0.0014493 | 0.0014628 | 0.0014913 | 0.0014988 | 0.001514 | 0.0015191 | 0.0021543 | 0.0021639 | 0.002416 | 0.0024376 | 0.0024775 | 0.0029196 | 0.0030999 | 0.00311
SA | S3 | Mid-North SA | Wind | 1343.1 | 1343.1016 | 1343.1016 | 1343.1103 | 1343.1103 | 2086.4647 | 2150.3197 | 2150.3207 | 2150.3207 | 2253.2954 | 2175.0463 | 2175.0463 | 2103.6463 | 1918.8463 | 2188.2037 | 2188.2037 | 1922.978 | 1922.978 | 1922.978 | 2152.8995 | 1938.9995 | 2269.3156 | 2138.5156 | 2138.5159 | 2432.0939 | 2909.0705 | 3096.76
SA | S4 | Yorke Peninsula | Wind | 90.75 | 90.7522 | 90.7522 | 104.7709 | 104.7709 | 104.7709 | 105.2956 | 108.279 | 108.279 | 108.279 | 108.279 | 108.279 | 108.279 | 108.279 | 108.279 | 108.2791 | 108.2791 | 108.2791 | 108.2791 | 108.2791 | 108.2791 | 109.715 | 109.715 | 109.715 | 109.7151 | 109.7151 | 109.7157
SA | S5 | Northern SA | Wind | 422.4 | 422.4 | 422.4 | 422.4 | 422.4 | 422.4 | 422.4 | 422.4 | 422.4 | 422.4 | 422.4 | 422.4 | 422.4 | 422.4 | 422.4 | 422.4 | 422.4 | 422.4 | 422.4 | 422.4 | 422.4 | 422.4 | 210 | 210 | 210 | 210 | 210
SA | S6 | Leigh Creek | Wind | 0 | 0.00080253 | 0.00080283 | 0.0010337 | 0.0010402 | 0.002344 | 0.0024596 | 0.0024758 | 0.0024763 | 0.0025003 | 0.0025018 | 0.0025052 | 0.0025065 | 0.0025129 | 108.3499 | 108.3499 | 108.3499 | 108.3499 | 108.3499 | 108.3499 | 161.138 | 161.138 | 161.1383 | 1497.7577 | 1825.9271 | 1825.9271 | 1825.9271
SA | S7 | Roxby Downs | Wind | 0 | 0 | 0 | 0 | 0 | 0 | 0 | 0 | 0 | 0 | 0 | 0 | 0 | 0 | 0 | 0 | 0 | 0 | 0 | 0 | 0 | 0 | 0 | 0 | 0 | 0 | 0
SA | S8 | Eastern Eyre Peninsula | Wind | 136 | 136.0009 | 136.0009 | 136.0024 | 136.0024 | 136.0025 | 136.0025 | 283.9833 | 283.9833 | 318.2939 | 318.294 | 318.294 | 248.294 | 248.294 | 248.294 | 248.294 | 248.294 | 248.294 | 248.294 | 248.2941 | 248.2941 | 338.9434 | 338.9434 | 338.9434 | 338.9434 | 338.9434 | 338.9435
SA | S9 | Western Eyre Peninsula | Wind | 0 | 0.00079776 | 0.000798 | 0.0016266 | 0.0016425 | 0.0016622 | 0.0016719 | 0.0036197 | 0.0036222 | 0.0079838 | 0.0080501 | 0.0080538 | 0.0080585 | 0.0080642 | 0.0080744 | 0.0080775 | 0.0080809 | 157.6486 | 157.6486 | 157.6486 | 157.6486 | 400.003 | 400.003 | 400.003 | 400.003 | 400.003 | 400.003
TAS | T1 | North East Tasmania | Wind | 168 | 256.1189 | 256.1189 | 256.1189 | 256.1189 | 256.1189 | 256.1189 | 282.1051 | 282.1055 | 282.5795 | 282.5795 | 282.5795 | 282.5795 | 282.5795 | 282.5795 | 282.5795 | 282.5796 | 282.5796 | 282.5796 | 282.5796 | 282.5796 | 282.5796 | 282.5797 | 282.5797 | 282.5797 | 282.5797 | 282.5797
TAS | T2 | North West Tasmania | Wind | 251.6 | 251.6028 | 251.6028 | 251.6028 | 251.6038 | 355.1502 | 355.1503 | 355.1527 | 1198.0459 | 1198.0459 | 1198.0459 | 1198.0459 | 1198.0459 | 1198.0459 | 1198.0459 | 1198.0459 | 1198.046 | 1198.046 | 1198.046 | 1198.046 | 1198.046 | 1198.0461 | 1198.0461 | 1198.0461 | 1198.0461 | 1198.0461 | 1198.0461
TAS | T3 | Central Highlands | Wind | 144 | 665.9829 | 665.9829 | 719.1863 | 775.6916 | 775.6921 | 1235.916 | 1247.7172 | 1264.4302 | 1264.4302 | 1264.4302 | 1264.4302 | 1264.4302 | 1264.4302 | 1264.4302 | 1267.5065 | 1404.7211 | 1471.674 | 1471.674 | 1471.674 | 1471.674 | 1327.674 | 1327.674 | 1327.674 | 1327.674 | 1327.674 | 1327.674
Region | REZ | REZ Name | Technology | 2023-24 | 2024-25 | 2025-26 | 2026-27 | 2027-28 | 2028-29 | 2029-30 | 2030-31 | 2031-32 | 2032-33 | 2033-34 | 2034-35 | 2035-36 | 2036-37 | 2037-38 | 2038-39 | 2039-40 | 2040-41 | 2041-42 | 2042-43 | 2043-44 | 2044-45 | 2045-46 | 2046-47 | 2047-48 | 2048-49 | 2049-50
NSW | O1 | Hunter Coast | Offshore Wind | 0 | 0 | 0 | 0 | 0 | 0 | 0 | 0 | 0 | 0 | 0 | 0 | 0 | 0 | 0.00010216 | 0.00010227 | 0.00013232 | 0.00013618 | 0.00014845 | 0.00020718 | 0.00021432 | 0.00021626 | 0.00023071 | 0.00027137 | 0.00027165 | 0.00032091 | 0.00032115
NSW | O2 | Illawarra Coast | Offshore Wind | 0 | 0 | 0 | 0 | 0 | 0 | 0 | 0 | 0 | 0 | 0 | 0 | 0 | 0 | 0 | 0 | 0.00014035 | 0.000152 | 0.00015223 | 0.00020319 | 0.00020473 | 0.00020502 | 0.00020592 | 0.0002681 | 0.00026869 | 0.00039404 | 0.00039565
VIC | O3 | Gippsland Coast | Offshore Wind | 0 | 0 | 0 | 0 | 0 | 399.9995 | 799.9983 | 1199.9983 | 1599.9983 | 1999.9983 | 2666.665 | 3333.2537 | 3828.4343 | 4702.2686 | 5540.479 | 5540.479 | 5540.479 | 5794.312 | 5794.312 | 5794.312 | 5794.312 | 5794.312 | 5794.312 | 5794.312 | 5794.312 | 5794.312 | 5794.312
TAS | O4 | North West Tasmania Coast | Offshore Wind | 0 | 0 | 0 | 0 | 0 | 0 | 0 | 0 | 0 | 0 | 0 | 0 | 0 | 0 | 0 | 0 | 0.0001142 | 0.00016131 | 0.00016183 | 0.00016268 | 0.00016321 | 0.00016369 | 0.00016419 | 0.00016496 | 0.00016536 | 0.00016572 | 0.00017294
VIC | O5 | Portland Coast | Offshore Wind | 0 | 0 | 0 | 0 | 0 | 0.00048371 | 0.001652 | 0.0016617 | 0.0016649 | 0.0016678 | 0.001769 | 0.079634 | 171.5656 | 297.7315 | 459.5208 | 1459.5209 | 2459.5208 | 3205.688 | 3205.688 | 3205.688 | 3205.688 | 3205.688 | 3205.688 | 3205.688 | 3205.688 | 3205.688 | 3205.688
SA | O6 | South East SA Coast | Offshore Wind | 0 | 0 | 0 | 0 | 0 | 0 | 0 | 0 | 0 | 0 | 0 | 0 | 0 | 0 | 0 | 0 | 0.00011399 | 0.00012832 | 0.00012873 | 0.00013805 | 0.00014922 | 0.00015009 | 0.00016472 | 0.00016936 | 0.00019907 | 0.00021301 | 0.00022972

## Option 5A_VOM Cost
VOM cost by technology ($000s) - Option 5A, Offshore Wind Scenario
VOM | Real June 2021 dollars discounted to 1 July 2021
Explicitly modelled generation
Region | Technology | 2023-24 | 2024-25 | 2025-26 | 2026-27 | 2027-28 | 2028-29 | 2029-30 | 2030-31 | 2031-32 | 2032-33 | 2033-34 | 2034-35 | 2035-36 | 2036-37 | 2037-38 | 2038-39 | 2039-40 | 2040-41 | 2041-42 | 2042-43 | 2043-44 | 2044-45 | 2045-46 | 2046-47 | 2047-48 | 2048-49 | 2049-50
NEM | Black Coal | 331354.4017 | 274901.6372 | 254560.5171 | 224017.4105 | 168529.6687 | 133306.486 | 114401.1215 | 83565.285 | 75570.4093 | 64090.3635 | 39036.9195 | 36685.758 | 30128.6703 | 27672.2703 | 27642.2434 | 24619.6533 | 6893.6667 | 2605.0865 | 2431.2195 | 0 | 0 | 0 | 0 | 0 | 0 | 0 | 0
NEM | Brown Coal | 106880.988 | 88955.22 | 78658.283 | 58436.0705 | 56093.203 | 44054.52 | 26420.633 | 16454.36 | 12270.924 | 0 | 0 | 0 | 0 | 0 | 0 | 0 | 0 | 0 | 0 | 0 | 0 | 0 | 0 | 0 | 0 | 0 | 0
NEM | CCGT | 14273.9384 | 10331.509 | 19155.77 | 23099.898 | 22400.9182 | 24345.6663 | 26681.0936 | 30633.9529 | 24803.6086 | 23255.6936 | 30883.1852 | 32801.3917 | 22972.8224 | 19238.801 | 14589.6837 | 14939.9688 | 13219.5165 | 10885.4412 | 8953.0945 | 9630.169 | 7190.2649 | 5787.5191 | 2860.443 | 1947.8945 | 1831.8648 | 1718.8051 | 1652.2131
NEM | Gas - Steam | 238.9284 | 219.0309 | 653.7043 | 296.8695 | 187.1956 | 343.0487 | 253.7335 | 1436.9516 | 191.7521 | 441.9754 | 457.0077 | 690.5396 | 356.8301 | 422.4134 | 546.6946 | 408.8955 | 0 | 0 | 0 | 0 | 0 | 0 | 0 | 0 | 0 | 0 | 0
NEM | OCGT / Diesel | 1874.6692 | 1532.9861 | 3105.8591 | 3187.9732 | 2186.6577 | 2762.6611 | 2119.5764 | 9003.9717 | 3642.3802 | 5822.3138 | 11206.369 | 17151.4501 | 9289.8804 | 10888.6192 | 9345.824 | 6270.6573 | 16508.4366 | 13056.2791 | 6814.5537 | 8236.8715 | 12984.6734 | 6887.417 | 8549.1328 | 9159.9692 | 4162.0833 | 5913.7098 | 4925.6263
NEM | Hydro | 115868.0638 | 98564.9073 | 95548.7694 | 86882.1006 | 70557.6436 | 81703.1508 | 83219.066 | 77327.871 | 70052.6042 | 63196.8905 | 68675.6392 | 64678.7951 | 55483.4411 | 48338.623 | 54267.8872 | 45835.1993 | 38733.0627 | 34286.6837 | 31070.4214 | 33496.8204 | 33400.9628 | 28729.9612 | 25768.2919 | 31837.3866 | 28287.8602 | 26868.7623 | 23612.57
NEM | Hydrogen Turbine | 0 | 0 | 0 | 0 | 0 | 0 | 0 | 0 | 0 | 0 | 0 | 0 | 0 | 0 | 0 | 0 | 0 | 0 | 0 | 0 | 0 | 0 | 0 | 0 | 0 | 0 | 0
NEM | Wind | 2522.1255 | 3892.9765 | 3781.95 | 4232.4055 | 5285.0844 | 6000.8219 | 5958.581 | 6011.0375 | 6221.5155 | 6169.2302 | 6144.9945 | 5874.2166 | 5973.4206 | 5962.9957 | 6036.3344 | 5750.9621 | 5388.8508 | 5236.3765 | 4907.5874 | 4848.6201 | 4657.8319 | 4461.4864 | 4326.0665 | 4595.7119 | 4496.861 | 4376.7505 | 4183.2101
NEM | Solar PV | 1830.1424 | 1599.742 | 1738.0926 | 1734.4666 | 1629.355 | 1483.0979 | 1621.4813 | 1870.95 | 1834.613 | 2104.6936 | 2191.0575 | 2148.1108 | 2091.8226 | 1989.4785 | 1938.1665 | 2013.5701 | 2586.106 | 2618.9333 | 2886.8681 | 3290.812 | 3217.2262 | 3035.8521 | 2971.1702 | 2646.1012 | 2554.7081 | 2586.1833 | 2511.426
NEM | Grid Battery | 36.6497 | 34.4344 | 117.8337 | 190.3656 | 393.0819 | 702.7967 | 693.5307 | 781.0367 | 723.9911 | 1286.3992 | 1187.1289 | 1075.3125 | 1114.9433 | 1065.5266 | 904.7569 | 874.9224 | 1229.4008 | 1166.2402 | 1737.5021 | 2048.0706 | 1921.1302 | 1939.6365 | 1856.4583 | 1485.8543 | 1376.5717 | 1361.358 | 1233.9947
NEM | Pumped Hydro | 3583.2292 | 5590.6635 | 5295.3597 | 8816.3827 | 10901.9768 | 15827.4198 | 16746.442 | 22276.0586 | 21448.6027 | 18950.6019 | 20584.6609 | 19301.0039 | 19187.4296 | 19441.8761 | 17005.2825 | 15427.2879 | 13487.7465 | 9588.7951 | 10134.1546 | 10203.6079 | 8600.2848 | 7470.7333 | 7177.9069 | 8448.0479 | 6597.7992 | 5951.1642 | 4338.3242
NEM | VPP | 19.357 | 36.5824 | 61.7358 | 85.5214 | 109.1288 | 127.232 | 160.3118 | 183.6833 | 200.7748 | 223.0167 | 250.5252 | 264.1897 | 291.8966 | 311.1651 | 306.6456 | 313.2529 | 319.1004 | 301.4604 | 311.6644 | 307.4447 | 295.8433 | 298.8275 | 302.1126 | 281.3566 | 275.348 | 270.5473 | 256.4371
Total excluding storage |  | 578482.4933 | 485659.6894 | 462677.8747 | 410979.464 | 338273.9139 | 310656.9013 | 278275.5709 | 249545.1583 | 216961.1756 | 185541.1782 | 180617.4876 | 180670.7681 | 146891.1571 | 135331.769 | 132583.5186 | 116454.3696 | 98365.887 | 79745.2959 | 69247.0658 | 72062.4162 | 72268.2174 | 58611.433 | 53811.5821 | 60402.3222 | 49583.0963 | 49047.2805 | 42713.8015
Region | Technology | 2023-24 | 2024-25 | 2025-26 | 2026-27 | 2027-28 | 2028-29 | 2029-30 | 2030-31 | 2031-32 | 2032-33 | 2033-34 | 2034-35 | 2035-36 | 2036-37 | 2037-38 | 2038-39 | 2039-40 | 2040-41 | 2041-42 | 2042-43 | 2043-44 | 2044-45 | 2045-46 | 2046-47 | 2047-48 | 2048-49 | 2049-50
NSW1 | Black Coal | 166027.268 | 131174.863 | 114410.9924 | 102659.016 | 67177.011 | 57936.789 | 45948.772 | 37965.914 | 34632.185 | 33593.255 | 17586.768 | 16880.2485 | 13890.731 | 11597.7305 | 12228.7485 | 11393.9375 | 0 | 0 | 0 | 0 | 0 | 0 | 0 | 0 | 0 | 0 | 0
NSW1 | Brown Coal | 0 | 0 | 0 | 0 | 0 | 0 | 0 | 0 | 0 | 0 | 0 | 0 | 0 | 0 | 0 | 0 | 0 | 0 | 0 | 0 | 0 | 0 | 0 | 0 | 0 | 0 | 0
NSW1 | CCGT | 91.8167 | 40.2193 | 1854.0535 | 3904.8655 | 4185.1398 | 3334.1678 | 5228.16 | 5201.0735 | 4321.74 | 3845.6515 | 5705.9715 | 6313.628 | 3814.7052 | 3589.4615 | 3682.2608 | 4040.9572 | 3978.0622 | 3040.216 | 2585.846 | 2711.135 | 0 | 0 | 0 | 0 | 0 | 0 | 0
NSW1 | Gas - Steam | 0 | 0 | 0 | 0 | 0 | 0 | 0 | 0 | 0 | 0 | 0 | 0 | 0 | 0 | 0 | 0 | 0 | 0 | 0 | 0 | 0 | 0 | 0 | 0 | 0 | 0 | 0
NSW1 | OCGT / Diesel | 65.84 | 31.3241 | 167.3925 | 183.9356 | 111.6045 | 16.1608 | 0.28133 | 351.3572 | 60.9458 | 338.5618 | 497.6906 | 2098.8562 | 883.2305 | 1296.6195 | 906.4555 | 533.8018 | 3402.9158 | 3138.5487 | 1425.1361 | 1534.3281 | 3140.1236 | 1466.3964 | 2021.5142 | 1733.4171 | 1405.8944 | 1386.1278 | 1467.1166
NSW1 | Hydro | 13510.9023 | 17878.9008 | 17674.679 | 16883.699 | 13347.8878 | 18077.1755 | 14500.0675 | 14070.6169 | 12479.0886 | 10452.8749 | 12453.2963 | 12151.0405 | 10608.8381 | 8907.7419 | 11802.3312 | 9236.0935 | 7767.7282 | 7161.8876 | 6178.4978 | 6891.654 | 6676.4003 | 5851.2648 | 4706.541 | 6986.0017 | 6316.0962 | 6063.551 | 5505.8183
NSW1 | Hydrogen Turbine | 0 | 0 | 0 | 0 | 0 | 0 | 0 | 0 | 0 | 0 | 0 | 0 | 0 | 0 | 0 | 0 | 0 | 0 | 0 | 0 | 0 | 0 | 0 | 0 | 0 | 0 | 0
NSW1 | Wind | 524.0297 | 1147.9553 | 1106.0993 | 1292.3031 | 1958.0444 | 2045.378 | 1873.2585 | 1773.9139 | 1670.6652 | 1765.9078 | 1712.2376 | 1626.4704 | 1798.876 | 1740.7274 | 1788.8767 | 1597.7661 | 1484.2173 | 1315.9004 | 1317.9397 | 1294.1748 | 1262.3352 | 1242.4246 | 1203.7293 | 1281.3544 | 1202.7518 | 1137.6029 | 1004.5221
NSW1 | Solar PV | 772.1317 | 687.2169 | 812.0803 | 849.8904 | 813.4814 | 760.2478 | 886.4034 | 1077.5119 | 1012.005 | 1006.4204 | 1068.8409 | 985.4845 | 988.0495 | 935.0646 | 854.7673 | 863.1842 | 1058.0523 | 1021.6408 | 1128.7304 | 1099.3215 | 1020.8945 | 1017.2494 | 976.2009 | 877.4754 | 810.173 | 853.3536 | 832.8128
NSW1 | Grid Battery | 1.8079 | 2.0809 | 85.5236 | 160.111 | 364.8385 | 420.7005 | 425.7219 | 435.7295 | 392.3565 | 560.5907 | 497.3852 | 438.0333 | 453.058 | 420.0112 | 363.438 | 344.6035 | 500.0954 | 455.3516 | 599.1418 | 574.8365 | 488.2682 | 554.4721 | 492.0418 | 401.0766 | 324.8555 | 363.9175 | 335.7205
NSW1 | Pumped Hydro | 731.9594 | 1381.3919 | 1325.332 | 3692.7901 | 5881.9769 | 13210.2095 | 13726.4371 | 18398.3044 | 17931.3814 | 16055.3085 | 17556.4681 | 16700.9812 | 16370.423 | 16846.9382 | 15375.8642 | 13562.2634 | 11659.4582 | 7989.6992 | 8660.1967 | 8610.5046 | 7251.2747 | 6257.6767 | 6158.8167 | 7592.307 | 5838.3343 | 5175.3498 | 3711.8065
NSW1 | VPP | 5.0806 | 11.0606 | 19.4329 | 27.0419 | 34.4426 | 40.1427 | 50.7382 | 60.0301 | 66.8531 | 76.4862 | 86.5291 | 92.2194 | 103.5083 | 109.2201 | 108.7472 | 111.892 | 114.3376 | 108.9971 | 113.2416 | 110.0993 | 104.9286 | 107.9738 | 107.1652 | 99.1483 | 97.4081 | 97.4757 | 93.8722
Total excluding storage |  | 181730.8362 | 152355.0129 | 137455.5854 | 129653.6526 | 93874.4268 | 95840.9716 | 82639.8399 | 79334.4515 | 72567.2205 | 67695.0568 | 57165.1873 | 57286.9621 | 48911.4195 | 45443.5149 | 47111.4894 | 41684.4992 | 29964.867 | 24232.2414 | 22008.7302 | 22826.0537 | 19944.2252 | 16497.4579 | 15666.0091 | 18970.7804 | 15995.5133 | 15077.3782 | 12951.669
Region | Technology | 2023-24 | 2024-25 | 2025-26 | 2026-27 | 2027-28 | 2028-29 | 2029-30 | 2030-31 | 2031-32 | 2032-33 | 2033-34 | 2034-35 | 2035-36 | 2036-37 | 2037-38 | 2038-39 | 2039-40 | 2040-41 | 2041-42 | 2042-43 | 2043-44 | 2044-45 | 2045-46 | 2046-47 | 2047-48 | 2048-49 | 2049-50
QLD1 | Black Coal | 165327.1337 | 143726.7742 | 140149.5247 | 121358.3945 | 101352.6577 | 75369.697 | 68452.3495 | 45599.371 | 40938.2243 | 30497.1085 | 21450.1515 | 19805.5095 | 16237.9393 | 16074.5398 | 15413.4949 | 13225.7158 | 6893.6667 | 2605.0865 | 2431.2195 | 0 | 0 | 0 | 0 | 0 | 0 | 0 | 0
QLD1 | Brown Coal | 0 | 0 | 0 | 0 | 0 | 0 | 0 | 0 | 0 | 0 | 0 | 0 | 0 | 0 | 0 | 0 | 0 | 0 | 0 | 0 | 0 | 0 | 0 | 0 | 0 | 0 | 0
QLD1 | CCGT | 6918.3959 | 5487.9927 | 10257.595 | 14685.6225 | 14488.7984 | 16083.729 | 16969.6436 | 19149.0979 | 17107.2761 | 15545.1136 | 20472.4512 | 20838.3352 | 16073.1247 | 12272.6693 | 10907.4229 | 10899.0116 | 9241.4543 | 7845.2252 | 6367.2485 | 6919.034 | 7190.2649 | 5787.5191 | 2860.443 | 1947.8945 | 1831.8648 | 1718.8051 | 1652.2131
QLD1 | Gas - Steam | 0 | 0 | 0 | 0 | 0 | 0 | 0 | 0 | 0 | 0 | 0 | 0 | 0 | 0 | 0 | 0 | 0 | 0 | 0 | 0 | 0 | 0 | 0 | 0 | 0 | 0 | 0
QLD1 | OCGT / Diesel | 23.5803 | 0.0042142 | 23.2896 | 153.2185 | 193.9464 | 131.3455 | 31.8305 | 2659.8816 | 1895.1483 | 1891.2272 | 6253.6562 | 6492.5324 | 4505.5708 | 5909.2814 | 2501.936 | 1429.0624 | 4693.3841 | 3938.088 | 1687.7168 | 2984.1338 | 3424.3052 | 2266.4806 | 3222.0841 | 3148.9371 | 1170.4118 | 2323.9124 | 1763.6244
QLD1 | Hydro | 4790.0899 | 4543.5664 | 4413.1756 | 4012.5647 | 3877.5392 | 3725.2774 | 3508.515 | 3296.7776 | 3119.7471 | 2963.1448 | 2783.0919 | 2605.6982 | 2449.0932 | 2341.2949 | 689.7691 | 613.3713 | 494.4282 | 413.4747 | 367.1248 | 0 | 0 | 0 | 0 | 0 | 0 | 0 | 0
QLD1 | Hydrogen Turbine | 0 | 0 | 0 | 0 | 0 | 0 | 0 | 0 | 0 | 0 | 0 | 0 | 0 | 0 | 0 | 0 | 0 | 0 | 0 | 0 | 0 | 0 | 0 | 0 | 0 | 0 | 0
QLD1 | Wind | 353.1299 | 645.6224 | 647.2295 | 740.6755 | 1012.6766 | 1573.0676 | 1484.2716 | 1696.3862 | 1581.683 | 1689.7349 | 1708.7267 | 1619.9648 | 1511.0208 | 1528.8391 | 1668.5025 | 1559.5997 | 1469.1756 | 1329.4456 | 1318.446 | 1266.231 | 1262.2689 | 1129.0204 | 1128.9859 | 1356.847 | 1284.3706 | 1356.5788 | 1210.8636
QLD1 | Solar PV | 751.9048 | 663.9875 | 687.142 | 658.6868 | 604.4131 | 525.2057 | 551.313 | 622.9574 | 651.1858 | 752.3236 | 803.1069 | 839.7318 | 796.6713 | 747.3102 | 749.3957 | 836.519 | 1217.5664 | 1289.6509 | 1279.8451 | 1734.4857 | 1610.8238 | 1450.5824 | 1396.1376 | 1267.2719 | 1275.2904 | 1273.969 | 1270.1032
QLD1 | Grid Battery | 4.6926 | 4.43 | 4.2811 | 4.111 | 3.8971 | 259.7091 | 246.9205 | 312.8933 | 301.2083 | 536.8091 | 521.0773 | 488.7 | 462.806 | 454.6198 | 366.9341 | 366.7778 | 574.8991 | 557.7605 | 720.4341 | 1103.1693 | 995.5955 | 924.9335 | 891.3488 | 711.958 | 711.068 | 674.1317 | 636.2053
QLD1 | Pumped Hydro | 2851.2698 | 4209.2716 | 3970.0267 | 5123.5912 | 5019.9985 | 2617.2089 | 3020.0032 | 3859.6331 | 3494.1186 | 2767.9497 | 2908.0209 | 2492.1668 | 2680.8799 | 2467.0985 | 1499.6022 | 1747.6768 | 1708.5315 | 1498.0677 | 1383.4392 | 1498.2187 | 1270.433 | 1135.0454 | 940.7841 | 782.72 | 694.3007 | 715.7101 | 573.7271
QLD1 | VPP | 4.492 | 9.0155 | 15.18 | 22.503 | 28.7809 | 35.0141 | 45.8422 | 54.5599 | 60.1365 | 66.7503 | 75.794 | 82.1663 | 87.8668 | 95.2193 | 92.5837 | 96.759 | 99.6039 | 98.4801 | 98.3128 | 99.5311 | 97.9741 | 95.109 | 95.5388 | 91.3992 | 89.3996 | 85.3104 | 84.0123
Total excluding storage |  | 181024.689 | 159290.6644 | 160167.4441 | 146759.3677 | 126582.708 | 100320.2543 | 94310.6891 | 77251.5581 | 69148.7281 | 56710.1616 | 56976.0765 | 55264.8049 | 44804.9729 | 41890.8725 | 33889.6411 | 30774.4934 | 26392.7098 | 19575.2791 | 15653.7868 | 15604.8037 | 15851.6655 | 12788.6904 | 10535.3223 | 9307.0277 | 7056.7061 | 8148.4174 | 7190.7491
Region | Technology | 2023-24 | 2024-25 | 2025-26 | 2026-27 | 2027-28 | 2028-29 | 2029-30 | 2030-31 | 2031-32 | 2032-33 | 2033-34 | 2034-35 | 2035-36 | 2036-37 | 2037-38 | 2038-39 | 2039-40 | 2040-41 | 2041-42 | 2042-43 | 2043-44 | 2044-45 | 2045-46 | 2046-47 | 2047-48 | 2048-49 | 2049-50
VIC1 | Black Coal | 0 | 0 | 0 | 0 | 0 | 0 | 0 | 0 | 0 | 0 | 0 | 0 | 0 | 0 | 0 | 0 | 0 | 0 | 0 | 0 | 0 | 0 | 0 | 0 | 0 | 0 | 0
VIC1 | Brown Coal | 106880.988 | 88955.22 | 78658.283 | 58436.0705 | 56093.203 | 44054.52 | 26420.633 | 16454.36 | 12270.924 | 0 | 0 | 0 | 0 | 0 | 0 | 0 | 0 | 0 | 0 | 0 | 0 | 0 | 0 | 0 | 0 | 0 | 0
VIC1 | CCGT | 0 | 0 | 0 | 0 | 0 | 0 | 0 | 0 | 0 | 0 | 0 | 0 | 0 | 0 | 0 | 0 | 0 | 0 | 0 | 0 | 0 | 0 | 0 | 0 | 0 | 0 | 0
VIC1 | Gas - Steam | 35.9229 | 36.9336 | 135.6324 | 296.8695 | 187.1956 | 343.0487 | 253.7335 | 1436.9516 | 191.7521 | 441.9754 | 457.0077 | 690.5396 | 356.8301 | 422.4134 | 546.6946 | 408.8955 | 0 | 0 | 0 | 0 | 0 | 0 | 0 | 0 | 0 | 0 | 0
VIC1 | OCGT / Diesel | 222.6934 | 143.8591 | 340.6406 | 1194.3046 | 653.2223 | 947.7399 | 544.5354 | 2720.3505 | 323.1991 | 1721.9716 | 1724.0561 | 4499.1194 | 2012.052 | 1711.9288 | 3308.8598 | 1977.972 | 4974.8717 | 3554.5277 | 2215.6288 | 2074.7254 | 4085.2843 | 2620.5466 | 2883.3464 | 3891.725 | 1354.0213 | 1881.1629 | 1416.125
VIC1 | Hydro | 18151.7475 | 20864.992 | 20378.4326 | 18315.1254 | 14483.3429 | 20650.4843 | 16309.1706 | 13347.1109 | 12631.4547 | 10898.9962 | 12725.5605 | 12383.9944 | 11197.5216 | 8851.2152 | 12705.8891 | 10064.9176 | 8247.7997 | 7771.8176 | 6739.2903 | 7839.7213 | 7653.6296 | 6890.5272 | 5470.4462 | 7813.7716 | 7410.1527 | 7020.225 | 6615.4388
VIC1 | Hydrogen Turbine | 0 | 0 | 0 | 0 | 0 | 0 | 0 | 0 | 0 | 0 | 0 | 0 | 0 | 0 | 0 | 0 | 0 | 0 | 0 | 0 | 0 | 0 | 0 | 0 | 0 | 0 | 0
VIC1 | Wind | 890.5114 | 1061.9669 | 1037.5905 | 1106.8522 | 1255.5793 | 1254.989 | 1390.6885 | 1397.1088 | 1598.037 | 1440.3922 | 1519.2976 | 1520.9952 | 1569.8366 | 1657.2639 | 1613.3712 | 1692.9005 | 1626.1384 | 1758.668 | 1528.2656 | 1536.9849 | 1446.1248 | 1360.0851 | 1310.7883 | 1245.3459 | 1295.7062 | 1209.0476 | 1286.5496
VIC1 | Solar PV | 192.8721 | 156.377 | 149.2715 | 143.6565 | 133.182 | 124.2226 | 116.2535 | 109.6436 | 115.3526 | 246.6639 | 228.7958 | 209.7693 | 199.7348 | 196.561 | 173.784 | 160.5204 | 164.8086 | 136.6928 | 184.0144 | 191.7862 | 232.0856 | 231.3088 | 244.7949 | 212.1175 | 201.4063 | 191.9382 | 163.5905
VIC1 | Grid Battery | 14.0046 | 12.3587 | 13.7436 | 12.8097 | 11.6888 | 10.6071 | 9.9217 | 22.3822 | 20.9815 | 50.3124 | 42.4706 | 37.2655 | 44.4035 | 39.8124 | 35.0504 | 32.1763 | 30.8562 | 24.6672 | 140.5633 | 134.7539 | 138.1253 | 164.7938 | 157.8941 | 135.2797 | 130.5115 | 123.631 | 100.08
VIC1 | Pumped Hydro | 0 | 0 | 0.00028291 | 0.00058862 | 0.00057276 | 0.00052895 | 0.00050997 | 0.00073927 | 0.00068801 | 0.00064937 | 0.00060268 | 0.00056504 | 0.00081314 | 0.00075556 | 0.0010457 | 0.00098194 | 0.0010158 | 0.0010622 | 0.0010673 | 0.00095821 | 0.0013324 | 0.0013454 | 0.0012565 | 0.0011697 | 0.0011169 | 0.0010966 | 0.0010637
VIC1 | VPP | 3.5708 | 7.8063 | 16.4919 | 23.743 | 31.7133 | 36.2311 | 44.4821 | 47.4898 | 49.1778 | 52.5876 | 57.6969 | 58.7544 | 66.9086 | 70.5253 | 68.8729 | 68.2664 | 68.5298 | 60.4748 | 64.4245 | 62.7975 | 58.3936 | 61.724 | 63.6697 | 58.075 | 58.1942 | 57.2653 | 50.4396
Total excluding storage |  | 126392.3107 | 111239.5135 | 100730.0863 | 79529.432 | 72849.1278 | 67421.8434 | 45089.4188 | 35535.3982 | 27200.8794 | 14852.8999 | 16754.8858 | 19400.4384 | 15447.288 | 12949.7208 | 18452.5231 | 14405.6496 | 15113.0054 | 13306.8493 | 10872.188 | 11840.7702 | 13613.6446 | 11328.9868 | 10130.9409 | 13356.3159 | 10449.9933 | 10483.2711 | 9632.2246
Region | Technology | 2023-24 | 2024-25 | 2025-26 | 2026-27 | 2027-28 | 2028-29 | 2029-30 | 2030-31 | 2031-32 | 2032-33 | 2033-34 | 2034-35 | 2035-36 | 2036-37 | 2037-38 | 2038-39 | 2039-40 | 2040-41 | 2041-42 | 2042-43 | 2043-44 | 2044-45 | 2045-46 | 2046-47 | 2047-48 | 2048-49 | 2049-50
SA1 | Black Coal | 0 | 0 | 0 | 0 | 0 | 0 | 0 | 0 | 0 | 0 | 0 | 0 | 0 | 0 | 0 | 0 | 0 | 0 | 0 | 0 | 0 | 0 | 0 | 0 | 0 | 0 | 0
SA1 | Brown Coal | 0 | 0 | 0 | 0 | 0 | 0 | 0 | 0 | 0 | 0 | 0 | 0 | 0 | 0 | 0 | 0 | 0 | 0 | 0 | 0 | 0 | 0 | 0 | 0 | 0 | 0 | 0
SA1 | CCGT | 7263.7257 | 4803.297 | 7044.1215 | 4509.41 | 3726.98 | 4927.7695 | 4483.29 | 6283.7815 | 3374.5925 | 3864.9285 | 4704.7625 | 5649.4285 | 3084.9925 | 3376.6702 | 0 | 0 | 0 | 0 | 0 | 0 | 0 | 0 | 0 | 0 | 0 | 0 | 0
SA1 | Gas - Steam | 203.0055 | 182.0973 | 518.0719 | 0 | 0 | 0 | 0 | 0 | 0 | 0 | 0 | 0 | 0 | 0 | 0 | 0 | 0 | 0 | 0 | 0 | 0 | 0 | 0 | 0 | 0 | 0 | 0
SA1 | OCGT / Diesel | 1562.5541 | 1357.7971 | 2574.5349 | 1655.1275 | 1227.8829 | 1667.4133 | 1532.862 | 3244.4031 | 1350.525 | 1816.745 | 2706.235 | 3948.9676 | 1827.0835 | 1926.7101 | 2576.5308 | 2282.9578 | 3290.2006 | 2398.4397 | 1463.6899 | 1622.9525 | 2309.1145 | 519.9863 | 413.756 | 377.8128 | 220.3763 | 303.2552 | 264.099
SA1 | Hydro | 0 | 0 | 0 | 0 | 0 | 0 | 0 | 0 | 0 | 0 | 0 | 0 | 0 | 0 | 0 | 0 | 0 | 0 | 0 | 0 | 0 | 0 | 0 | 0 | 0 | 0 | 0
SA1 | Hydrogen Turbine | 0 | 0 | 0 | 0 | 0 | 0 | 0 | 0 | 0 | 0 | 0 | 0 | 0 | 0 | 0 | 0 | 0 | 0 | 0 | 0 | 0 | 0 | 0 | 0 | 0 | 0 | 0
SA1 | Wind | 590.9067 | 655.4021 | 603.7828 | 704.8721 | 657.2148 | 743.1518 | 723.9197 | 682.3609 | 696.1742 | 639.5701 | 627.7075 | 543.2074 | 557.2365 | 511.8131 | 492.1091 | 465.3022 | 397.1435 | 415.4225 | 355.7525 | 393.4769 | 333.4558 | 398.0035 | 353.7504 | 411.1199 | 436.7019 | 417.7183 | 422.1147
SA1 | Solar PV | 113.2337 | 92.1606 | 89.5987 | 82.2328 | 78.2785 | 73.4218 | 67.5113 | 60.8371 | 56.0696 | 99.2856 | 90.3138 | 113.1251 | 107.367 | 110.5426 | 160.2194 | 153.3465 | 145.6786 | 163.7505 | 287.1641 | 257.4218 | 346.499 | 329.8692 | 347.4951 | 284.0176 | 262.2671 | 261.5987 | 240.3413
SA1 | Grid Battery | 16.1447 | 15.5645 | 14.2852 | 13.3336 | 12.6572 | 11.7796 | 10.9662 | 10.031 | 9.4441 | 138.6862 | 126.1951 | 111.313 | 154.675 | 151.0824 | 139.3336 | 131.3641 | 123.5493 | 128.4599 | 277.3619 | 235.3099 | 299.1401 | 295.4358 | 315.1724 | 237.5391 | 210.1356 | 199.6768 | 161.9878
SA1 | Pumped Hydro | 0 | 0 | 0.00027061 | 0.00037932 | 0.00037128 | 0.00034725 | 0.00033903 | 0.00039967 | 0.00038835 | 0.00036656 | 0.00034265 | 0.00032681 | 0.00039036 | 0.00037353 | 0.00044335 | 0.00042411 | 0.00041674 | 0.00044164 | 0.00047843 | 0.00044279 | 0.0004361 | 0.00051503 | 0.00049587 | 0.0004539 | 0.00044073 | 0.00041832 | 0.00040998
SA1 | VPP | 6.1751 | 8.3612 | 10.1663 | 11.4291 | 12.9679 | 14.2365 | 16.7266 | 18.565 | 20.6025 | 23.0713 | 25.9812 | 26.6585 | 28.7143 | 31.2679 | 31.2691 | 31.5536 | 31.3553 | 29.0425 | 31.0482 | 30.4021 | 30.3383 | 29.5262 | 31.2472 | 28.5652 | 26.281 | 26.397 | 24.4013
Total excluding storage |  | 9755.7457 | 7114.6798 | 10854.5617 | 6976.4053 | 5715.9816 | 7437.7729 | 6835.2761 | 10299.979 | 5507.4084 | 6582.2871 | 8281.1954 | 10392.7004 | 5760.0692 | 6108.0868 | 3399.4624 | 3064.5247 | 3987.9277 | 3135.1155 | 2415.017 | 2539.5637 | 3318.5482 | 1572.8215 | 1461.4216 | 1339.0551 | 1155.7622 | 1208.6463 | 1112.9445
Region | Technology | 2023-24 | 2024-25 | 2025-26 | 2026-27 | 2027-28 | 2028-29 | 2029-30 | 2030-31 | 2031-32 | 2032-33 | 2033-34 | 2034-35 | 2035-36 | 2036-37 | 2037-38 | 2038-39 | 2039-40 | 2040-41 | 2041-42 | 2042-43 | 2043-44 | 2044-45 | 2045-46 | 2046-47 | 2047-48 | 2048-49 | 2049-50
TAS1 | Black Coal | 0 | 0 | 0 | 0 | 0 | 0 | 0 | 0 | 0 | 0 | 0 | 0 | 0 | 0 | 0 | 0 | 0 | 0 | 0 | 0 | 0 | 0 | 0 | 0 | 0 | 0 | 0
TAS1 | Brown Coal | 0 | 0 | 0 | 0 | 0 | 0 | 0 | 0 | 0 | 0 | 0 | 0 | 0 | 0 | 0 | 0 | 0 | 0 | 0 | 0 | 0 | 0 | 0 | 0 | 0 | 0 | 0
TAS1 | CCGT | 0 | 0 | 0 | 0 | 0 | 0 | 0 | 0 | 0 | 0 | 0 | 0 | 0 | 0 | 0 | 0 | 0 | 0 | 0 | 0 | 0 | 0 | 0 | 0 | 0 | 0 | 0
TAS1 | Gas - Steam | 0 | 0 | 0 | 0 | 0 | 0 | 0 | 0 | 0 | 0 | 0 | 0 | 0 | 0 | 0 | 0 | 0 | 0 | 0 | 0 | 0 | 0 | 0 | 0 | 0 | 0 | 0
TAS1 | OCGT / Diesel | 0.0012745 | 0.0015935 | 0.001604 | 1.3869 | 0.0015822 | 0.0015977 | 10.0671 | 27.9792 | 12.562 | 53.8083 | 24.7311 | 111.9745 | 61.9436 | 44.0793 | 52.042 | 46.8632 | 147.0644 | 26.6749 | 22.3822 | 20.7316 | 25.8458 | 14.007 | 8.4321 | 8.0772 | 11.3794 | 19.2516 | 14.6612
TAS1 | Hydro | 79415.3241 | 55277.4481 | 53082.4822 | 47670.7115 | 38848.8737 | 39250.2135 | 48901.3129 | 46613.3655 | 41822.3139 | 38881.8746 | 40713.6905 | 37538.062 | 31227.9883 | 28238.371 | 29069.8978 | 25920.817 | 22223.1066 | 18939.5037 | 17785.5085 | 18765.4451 | 19070.9329 | 15988.1692 | 15591.3047 | 17037.6133 | 14561.6113 | 13784.9863 | 11491.3129
TAS1 | Hydrogen Turbine | 0 | 0 | 0 | 0 | 0 | 0 | 0 | 0 | 0 | 0 | 0 | 0 | 0 | 0 | 0 | 0 | 0 | 0 | 0 | 0 | 0 | 0 | 0 | 0 | 0 | 0 | 0
TAS1 | Wind | 163.5478 | 382.0299 | 387.2479 | 387.7027 | 401.5693 | 384.2355 | 486.4429 | 461.2677 | 674.9562 | 633.6252 | 577.0252 | 563.5788 | 536.4507 | 524.3521 | 473.4748 | 435.3935 | 412.176 | 416.94 | 387.1835 | 357.7525 | 353.6472 | 331.9527 | 328.8125 | 301.0446 | 277.3306 | 255.8028 | 259.1601
TAS1 | Solar PV | 0 | 5.7599e-05 | 5.3999e-05 | 5.8702e-05 | 5.3587e-05 | 4.3106e-05 | 4.3016e-05 | 5.4809e-05 | 4.7406e-05 | 6.8215e-05 | 6.9145e-05 | 7.3445e-05 | 6.7453e-05 | 6.3689e-05 | 5.6812e-05 | 5.9555e-05 | 0.0002011 | 7.1983 | 7.1142 | 7.7967 | 6.9232 | 6.8423 | 6.5416 | 5.2189 | 5.5713 | 5.3239 | 4.5781
TAS1 | Grid Battery | 0 | 0.000256 | 0.00028468 | 0.00030621 | 0.0003467 | 0.00033227 | 0.00038577 | 0.00061272 | 0.00070731 | 0.00084226 | 0.00078873 | 0.00076082 | 0.00083172 | 0.00080133 | 0.00078751 | 0.00076376 | 0.00078193 | 0.00093376 | 0.00098552 | 0.00093041 | 0.00095119 | 0.0012103 | 0.0011507 | 0.0010143 | 0.0010757 | 0.001007 | 0.0011043
TAS1 | Pumped Hydro | 0 | 0 | 0.00045023 | 0.00046451 | 0.00051996 | 0.00055615 | 0.0008217 | 18.12 | 23.1016 | 127.3426 | 120.171 | 107.855 | 136.1255 | 127.8382 | 129.8145 | 117.3463 | 119.7554 | 101.0267 | 90.5171 | 94.8832 | 78.5752 | 78.0093 | 78.3043 | 73.0193 | 65.1626 | 60.1028 | 52.7891
TAS1 | VPP | 0.038525 | 0.33886 | 0.46473 | 0.80447 | 1.2241 | 1.6076 | 2.5227 | 3.0384 | 4.0048 | 4.1213 | 4.524 | 4.3911 | 4.8986 | 4.9324 | 5.1727 | 4.7818 | 5.2738 | 4.466 | 4.6373 | 4.6147 | 4.2087 | 4.4944 | 4.4917 | 4.1689 | 4.0651 | 4.099 | 3.7117
Total excluding storage |  | 79578.9117 | 55659.8188 | 53470.1972 | 48060.6063 | 39251.6696 | 39636.0591 | 49400.3469 | 47123.7715 | 42536.9393 | 39700.7729 | 41440.1426 | 38325.8622 | 31967.4075 | 28939.5739 | 29730.4027 | 26525.2027 | 22907.3772 | 19495.8106 | 18297.3438 | 19251.2248 | 19540.1339 | 16423.4763 | 16017.8881 | 17429.1432 | 14925.1215 | 14129.5674 | 11826.2143
Explicitly modelled pumping
Region | Technology | 2023-24 | 2024-25 | 2025-26 | 2026-27 | 2027-28 | 2028-29 | 2029-30 | 2030-31 | 2031-32 | 2032-33 | 2033-34 | 2034-35 | 2035-36 | 2036-37 | 2037-38 | 2038-39 | 2039-40 | 2040-41 | 2041-42 | 2042-43 | 2043-44 | 2044-45 | 2045-46 | 2046-47 | 2047-48 | 2048-49 | 2049-50
NEM | Grid Battery pump | 43.3907 | 40.936 | 41.0502 | 38.4562 | 35.9749 | 32.7934 | 30.744 | 28.407 | 26.7263 | 25.3348 | 21.7938 | 18.273 | 17.4938 | 15.3366 | 13.588 | 12.7879 | 12.1439 | 10.6594 | 7.4511 | 7.0761 | 3.3591 | 3.1044 | 2.9512 | 2.6054 | 2.3945 | 2.2411 | 2.0801
NEM | Pumped Hydro Pump | 8459.9186 | 13924.9598 | 12378.6887 | 18995.3622 | 22731.2599 | 24451.2649 | 28148.0989 | 34785.0154 | 35624.0312 | 29766.8121 | 33067.3346 | 28875.6998 | 29801.5138 | 30753.6692 | 25310.1697 | 23914.9871 | 19912.6545 | 14838.5323 | 14961.4995 | 16009.3424 | 11969.1481 | 11214.9937 | 11259.8656 | 12381.7448 | 9890.1911 | 8568.6501 | 6092.9765
NEM | VPP pump | 22.7071 | 43.0878 | 72.6706 | 100.5342 | 128.547 | 149.5391 | 188.792 | 215.9311 | 236.7792 | 262.018 | 294.704 | 311.1933 | 343.054 | 366.0002 | 361.4626 | 368.8052 | 374.4907 | 355.7208 | 365.8234 | 362.1623 | 347.9148 | 351.2901 | 356.1309 | 330.3916 | 324.4543 | 317.7598 | 301.5953
Region | Technology | 2023-24 | 2024-25 | 2025-26 | 2026-27 | 2027-28 | 2028-29 | 2029-30 | 2030-31 | 2031-32 | 2032-33 | 2033-34 | 2034-35 | 2035-36 | 2036-37 | 2037-38 | 2038-39 | 2039-40 | 2040-41 | 2041-42 | 2042-43 | 2043-44 | 2044-45 | 2045-46 | 2046-47 | 2047-48 | 2048-49 | 2049-50
NSW1 | Grid Battery pump | 2.1444 | 2.4752 | 2.709 | 2.5985 | 2.3715 | 2.0792 | 1.9563 | 1.92 | 1.7892 | 1.729 | 1.5739 | 1.4043 | 1.4013 | 0 | 0 | 0 | 0 | 0 | 0 | 0 | 0 | 0 | 0 | 0 | 0 | 0 | 0
NSW1 | Pumped Hydro Pump | 4395.6364 | 7975.698 | 6893.42 | 11961.2226 | 15812.0867 | 20908.3451 | 24042.4601 | 29524.4387 | 30849.1437 | 26021.5361 | 29121.5649 | 25586.6754 | 26267.8692 | 27497.4472 | 23727.0521 | 22060.0316 | 18217.5749 | 13360.5634 | 13607.4997 | 14505.3902 | 10714.8851 | 10071.1761 | 10341.6963 | 11736.2249 | 9314.7234 | 7956.0253 | 5625.9367
NSW1 | VPP pump | 5.957 | 13.0197 | 22.8567 | 31.8155 | 40.5383 | 47.2136 | 59.6953 | 70.6276 | 78.8675 | 89.8153 | 101.8011 | 108.5659 | 121.6819 | 128.5025 | 128.3263 | 131.6573 | 134.1337 | 128.6274 | 132.8481 | 129.6132 | 123.3962 | 127.0202 | 126.4275 | 116.3113 | 114.8737 | 114.4182 | 110.4463
Region | Technology | 2023-24 | 2024-25 | 2025-26 | 2026-27 | 2027-28 | 2028-29 | 2029-30 | 2030-31 | 2031-32 | 2032-33 | 2033-34 | 2034-35 | 2035-36 | 2036-37 | 2037-38 | 2038-39 | 2039-40 | 2040-41 | 2041-42 | 2042-43 | 2043-44 | 2044-45 | 2045-46 | 2046-47 | 2047-48 | 2048-49 | 2049-50
QLD1 | Grid Battery pump | 5.5706 | 5.2737 | 5.11 | 4.8801 | 4.639 | 4.2333 | 3.9361 | 3.8229 | 3.6034 | 3.4536 | 3.2491 | 2.9935 | 2.7773 | 2.7035 | 2.3247 | 2.2317 | 2.1901 | 2.1066 | 2.0315 | 2.0019 | 1.8672 | 1.7292 | 1.6724 | 1.5086 | 1.4118 | 1.299 | 1.2382
QLD1 | Pumped Hydro Pump | 4064.2822 | 5949.2618 | 5485.2687 | 7034.1396 | 6919.1732 | 3542.9198 | 4105.6388 | 5260.5767 | 4774.8875 | 3745.2759 | 3945.7697 | 3289.0244 | 3533.6446 | 3256.222 | 1583.1176 | 1854.9554 | 1695.0796 | 1477.9689 | 1353.9998 | 1503.9522 | 1254.263 | 1143.8175 | 918.1692 | 645.5199 | 575.4677 | 612.6248 | 467.0398
QLD1 | VPP pump | 5.27 | 10.607 | 17.9069 | 26.4278 | 33.8614 | 41.1951 | 53.9348 | 64.1916 | 70.9408 | 78.3462 | 89.2325 | 96.8009 | 103.3184 | 111.9052 | 109.2513 | 113.6926 | 117.0169 | 116.128 | 115.5745 | 117.1064 | 115.2428 | 111.9056 | 112.354 | 107.6261 | 105.0238 | 100.4672 | 98.726
Region | Technology | 2023-24 | 2024-25 | 2025-26 | 2026-27 | 2027-28 | 2028-29 | 2029-30 | 2030-31 | 2031-32 | 2032-33 | 2033-34 | 2034-35 | 2035-36 | 2036-37 | 2037-38 | 2038-39 | 2039-40 | 2040-41 | 2041-42 | 2042-43 | 2043-44 | 2044-45 | 2045-46 | 2046-47 | 2047-48 | 2048-49 | 2049-50
VIC1 | Grid Battery pump | 16.6317 | 14.7604 | 16.3567 | 15.2066 | 13.9544 | 12.5864 | 11.8468 | 10.8411 | 10.1712 | 9.6774 | 6.9901 | 6.0303 | 5.8577 | 5.346 | 4.6208 | 4.255 | 4.0448 | 3.2819 | 0 | 0 | 0 | 0 | 0 | 0 | 0 | 0 | 0
VIC1 | Pumped Hydro Pump | 0 | 0 | 0 | 0 | 0 | 0 | 0 | 0 | 0 | 0 | 0 | 0 | 0 | 0 | 0 | 0 | 0 | 0 | 0 | 0 | 0 | 0 | 0 | 0 | 0 | 0 | 0
VIC1 | VPP pump | 4.1893 | 9.2106 | 19.4134 | 27.898 | 37.4042 | 42.5347 | 52.4513 | 55.7575 | 58.0193 | 61.8118 | 67.8089 | 69.2961 | 78.5271 | 82.9767 | 81.0328 | 80.594 | 80.3549 | 71.4268 | 75.5253 | 74.1473 | 68.689 | 72.3763 | 75.1704 | 68.0707 | 68.7259 | 67.1205 | 59.3462
Region | Technology | 2023-24 | 2024-25 | 2025-26 | 2026-27 | 2027-28 | 2028-29 | 2029-30 | 2030-31 | 2031-32 | 2032-33 | 2033-34 | 2034-35 | 2035-36 | 2036-37 | 2037-38 | 2038-39 | 2039-40 | 2040-41 | 2041-42 | 2042-43 | 2043-44 | 2044-45 | 2045-46 | 2046-47 | 2047-48 | 2048-49 | 2049-50
SA1 | Grid Battery pump | 19.044 | 18.4268 | 16.8744 | 15.7711 | 15.01 | 13.8945 | 13.0048 | 11.8229 | 11.1625 | 10.4748 | 9.9806 | 7.845 | 7.4575 | 7.2871 | 6.6425 | 6.3012 | 5.9091 | 5.2709 | 5.4196 | 5.0742 | 1.492 | 1.3751 | 1.2788 | 1.0968 | 0.98271 | 0.94214 | 0.84191
SA1 | Pumped Hydro Pump | 0 | 0 | 0 | 0 | 0 | 0 | 0 | 0 | 0 | 0 | 0 | 0 | 0 | 0 | 0 | 0 | 0 | 0 | 0 | 0 | 0 | 0 | 0 | 0 | 0 | 0 | 0
SA1 | VPP pump | 7.2468 | 9.8508 | 11.9474 | 13.4467 | 15.2959 | 16.7112 | 19.7312 | 21.7909 | 24.2398 | 27.1923 | 30.5419 | 31.3436 | 33.7838 | 36.7883 | 36.7897 | 37.2342 | 36.7815 | 34.2785 | 36.4215 | 35.8669 | 35.6355 | 34.7013 | 36.8687 | 33.5039 | 31.0229 | 30.9559 | 28.7096
Region | Technology | 2023-24 | 2024-25 | 2025-26 | 2026-27 | 2027-28 | 2028-29 | 2029-30 | 2030-31 | 2031-32 | 2032-33 | 2033-34 | 2034-35 | 2035-36 | 2036-37 | 2037-38 | 2038-39 | 2039-40 | 2040-41 | 2041-42 | 2042-43 | 2043-44 | 2044-45 | 2045-46 | 2046-47 | 2047-48 | 2048-49 | 2049-50
TAS1 | Grid Battery pump | 0 | 0 | 0 | 0 | 0 | 0 | 0 | 0 | 0 | 0 | 0 | 0 | 0 | 0 | 0 | 0 | 0 | 0 | 0 | 0 | 0 | 0 | 0 | 0 | 0 | 0 | 0
TAS1 | Pumped Hydro Pump | 0 | 0 | 0 | 0 | 0 | 0 | 0 | 0 | 0 | 0 | 0 | 0 | 0 | 0 | 0 | 0 | 0 | 0 | 0 | 0 | 0 | 0 | 0 | 0 | 0 | 0 | 0
TAS1 | VPP pump | 0.04399 | 0.39967 | 0.54619 | 0.9462 | 1.4472 | 1.8845 | 2.9795 | 3.5636 | 4.7119 | 4.8524 | 5.3196 | 5.1868 | 5.7428 | 5.8274 | 6.0625 | 5.6271 | 6.2037 | 5.2601 | 5.454 | 5.4285 | 4.9513 | 5.2867 | 5.3103 | 4.8797 | 4.8079 | 4.798 | 4.3673

## Option 5A_FOM Cost
FOM cost by technology ($000s) - Option 5A, Offshore Wind Scenario
FOM | Real June 2021 dollars discounted to 1 July 2021. For new entrant capacity, the FOM is incurred annually in modelling. For existing capacity, FOM is considered to be a sunk cost, since the fixed retirement dates are assumed to be the same in the Base Case and the option case.
Explicitly modelled generation
Region | Technology | 2023-24 | 2024-25 | 2025-26 | 2026-27 | 2027-28 | 2028-29 | 2029-30 | 2030-31 | 2031-32 | 2032-33 | 2033-34 | 2034-35 | 2035-36 | 2036-37 | 2037-38 | 2038-39 | 2039-40 | 2040-41 | 2041-42 | 2042-43 | 2043-44 | 2044-45 | 2045-46 | 2046-47 | 2047-48 | 2048-49 | 2049-50
NEM | Black Coal | 0 | 0 | 0 | 0 | 0 | 0 | 0 | 0 | 0 | 0 | 0 | 0 | 0 | 0 | 0 | 0 | 0 | 0 | 0 | 0 | 0 | 0 | 0 | 0 | 0 | 0 | 0
NEM | Brown Coal | 0 | 0 | 0 | 0 | 0 | 0 | 0 | 0 | 0 | 0 | 0 | 0 | 0 | 0 | 0 | 0 | 0 | 0 | 0 | 0 | 0 | 0 | 0 | 0 | 0 | 0 | 0
NEM | CCGT | 0 | 0 | 0 | 0 | 0 | 0 | 0 | 0 | 0 | 0 | 0 | 0 | 0 | 0 | 0 | 0 | 0 | 0 | 0 | 0 | 0 | 0 | 0 | 0 | 0 | 0 | 0
NEM | Gas - Steam | 0 | 0 | 0 | 0 | 0 | 0 | 0 | 0 | 0 | 0 | 0 | 0 | 0 | 0 | 0 | 0 | 0 | 0 | 0 | 0 | 0 | 0 | 0 | 0 | 0 | 0 | 0
NEM | OCGT / Diesel | 0 | 0.020106 | 0.019063 | 0.018665 | 0.017827 | 1450.7805 | 1375.1475 | 1303.4583 | 1238.7997 | 1170.9242 | 1109.8809 | 1052.0202 | 4690.4758 | 4433.4761 | 12584.9608 | 11928.8728 | 11337.1353 | 10715.9529 | 10157.3034 | 9627.7758 | 13732.1445 | 18994.1565 | 18003.9398 | 21664.0552 | 20589.3987 | 25821.0787 | 24474.9562
NEM | Hydro | 0 | 0 | 0 | 0 | 0 | 0 | 0 | 0 | 0 | 0 | 0 | 0 | 0 | 0 | 0 | 0 | 0 | 0 | 0 | 0 | 0 | 0 | 0 | 0 | 0 | 0 | 0
NEM | Hydrogen Turbine | 0 | 0 | 0 | 0 | 0 | 0 | 0 | 0 | 0 | 0 | 0 | 0 | 0 | 0 | 0 | 0 | 0 | 0 | 0 | 0 | 0 | 0 | 0 | 0 | 0 | 0 | 0
NEM | Wind | 0 | 117653.2348 | 112578.2954 | 148756.3665 | 225974.5962 | 339195.0654 | 380139.294 | 433395.1758 | 461953.8169 | 506581.9483 | 561759.9135 | 586110.2867 | 622694.0427 | 660835.9298 | 726254.5773 | 750744.6189 | 774623.2273 | 795753.5943 | 760354.1204 | 739876.8387 | 722488.2861 | 687947.7325 | 656530.7341 | 676855.7129 | 662016.2844 | 651413.6582 | 626236.595
NEM | Solar PV | 0 | 0.11836 | 12586.3757 | 11930.2373 | 11338.5504 | 17196.4636 | 29096.289 | 51252.5413 | 51666.6048 | 77788.5321 | 92785.7255 | 97802.6104 | 92951.0619 | 88103.6776 | 115727.2183 | 116606.1991 | 174596.1448 | 194514.1671 | 221052.0319 | 263163.9936 | 274952.2796 | 263609.557 | 252540.3187 | 263208.5735 | 251923.6059 | 252988.9862 | 260447.6484
NEM | Grid Battery | 0 | 0.11212 | 9107.1168 | 8632.4257 | 20369.339 | 41757.127 | 40877.8953 | 43563.9596 | 41869.8717 | 74490.9344 | 72630.4257 | 68844.0061 | 69876.385 | 66047.7315 | 62684.0719 | 59416.1841 | 81918.3957 | 79450.0404 | 117493.8794 | 138137.4651 | 138914.6537 | 141096.048 | 133740.3703 | 127001.7157 | 120701.737 | 127791.4103 | 121129.3082
NEM | Pumped Hydro | 0 | 0 | 6085.2217 | 5768.0022 | 5736.0029 | 6632.8825 | 6287.1036 | 6810.9986 | 6473.1372 | 10709.6482 | 10151.3266 | 11795.9675 | 12474.8273 | 11791.3093 | 22438.8141 | 21269.0185 | 23678.5835 | 22381.1936 | 21214.4047 | 20108.4415 | 19110.9683 | 18123.8055 | 17178.9629 | 19438.4928 | 18474.2367 | 17462.0002 | 16551.6594
NEM | VPP | 0 | 0 | 0 | 0 | 0 | 0 | 0 | 0 | 0 | 0 | 0 | 0 | 0 | 0 | 0 | 0 | 0 | 0 | 0 | 0 | 0 | 0 | 0 | 0 | 0 | 0 | 0
Total excluding storage |  | 0 | 117653.4854 | 140357.0287 | 175087.0504 | 263418.5064 | 406232.3189 | 457775.7295 | 536326.1336 | 563202.2302 | 670741.9873 | 738437.2723 | 765604.8909 | 802686.7927 | 831212.1243 | 939689.6425 | 959964.8935 | 1066153.4866 | 1102814.9483 | 1130271.7397 | 1170914.5147 | 1169198.3321 | 1129771.2996 | 1077994.3258 | 1108168.5501 | 1073705.2627 | 1075477.1337 | 1048840.1672
Region | Technology | 2023-24 | 2024-25 | 2025-26 | 2026-27 | 2027-28 | 2028-29 | 2029-30 | 2030-31 | 2031-32 | 2032-33 | 2033-34 | 2034-35 | 2035-36 | 2036-37 | 2037-38 | 2038-39 | 2039-40 | 2040-41 | 2041-42 | 2042-43 | 2043-44 | 2044-45 | 2045-46 | 2046-47 | 2047-48 | 2048-49 | 2049-50
NSW1 | Black Coal | 0 | 0 | 0 | 0 | 0 | 0 | 0 | 0 | 0 | 0 | 0 | 0 | 0 | 0 | 0 | 0 | 0 | 0 | 0 | 0 | 0 | 0 | 0 | 0 | 0 | 0 | 0
NSW1 | Brown Coal | 0 | 0 | 0 | 0 | 0 | 0 | 0 | 0 | 0 | 0 | 0 | 0 | 0 | 0 | 0 | 0 | 0 | 0 | 0 | 0 | 0 | 0 | 0 | 0 | 0 | 0 | 0
NSW1 | CCGT | 0 | 0 | 0 | 0 | 0 | 0 | 0 | 0 | 0 | 0 | 0 | 0 | 0 | 0 | 0 | 0 | 0 | 0 | 0 | 0 | 0 | 0 | 0 | 0 | 0 | 0 | 0
NSW1 | Gas - Steam | 0 | 0 | 0 | 0 | 0 | 0 | 0 | 0 | 0 | 0 | 0 | 0 | 0 | 0 | 0 | 0 | 0 | 0 | 0 | 0 | 0 | 0 | 0 | 0 | 0 | 0 | 0
NSW1 | OCGT / Diesel | 0 | 0.0091902 | 0.0087111 | 0.0082569 | 0.0078522 | 0.007433 | 0.0070574 | 0.0067005 | 0.0063738 | 0.0060337 | 0.0057399 | 0.0054593 | 0.0051958 | 0.0049255 | 4624.2234 | 4383.1502 | 4165.7218 | 3937.4743 | 3732.2031 | 3537.6333 | 3362.1502 | 3981.4588 | 3773.8946 | 4107.8237 | 3904.053 | 3975.4446 | 3768.194
NSW1 | Hydro | 0 | 0 | 0 | 0 | 0 | 0 | 0 | 0 | 0 | 0 | 0 | 0 | 0 | 0 | 0 | 0 | 0 | 0 | 0 | 0 | 0 | 0 | 0 | 0 | 0 | 0 | 0
NSW1 | Hydrogen Turbine | 0 | 0 | 0 | 0 | 0 | 0 | 0 | 0 | 0 | 0 | 0 | 0 | 0 | 0 | 0 | 0 | 0 | 0 | 0 | 0 | 0 | 0 | 0 | 0 | 0 | 0 | 0
NSW1 | Wind | 0 | 53811.6345 | 52064.9299 | 67136.6012 | 121856.1763 | 128273.3006 | 124550.1189 | 119141.7073 | 113231.6223 | 122860.5596 | 124642.4738 | 120054.2849 | 130832.9305 | 126559.6712 | 129804.6602 | 123037.5937 | 116958.2991 | 113371.631 | 109841.654 | 113132.4835 | 119265.8541 | 112731.0699 | 107816.6673 | 112427.32 | 112522.8328 | 111569.3472 | 105752.9376
NSW1 | Solar PV | 0 | 0.047814 | 12586.2909 | 11930.1355 | 11338.453 | 16458.8948 | 28064.2211 | 42265.5476 | 40168.9437 | 41271.8615 | 50097.8877 | 47486.1599 | 45130.5847 | 42903.3713 | 50013.479 | 50827.4305 | 66966.2728 | 72097.2532 | 82994.9258 | 86410.0673 | 85367.7682 | 80690.312 | 76483.7084 | 79073.6917 | 75162.4147 | 77470.2045 | 81563.1178
NSW1 | Grid Battery | 0 | 0.070428 | 9107.0708 | 8632.3012 | 20369.2133 | 26091.8916 | 26029.3274 | 24672.3698 | 23448.4865 | 32545.4626 | 30848.7811 | 29240.551 | 27945.6725 | 26414.4787 | 25037.4212 | 23732.1536 | 34321.286 | 32440.7658 | 38564.7723 | 39491.821 | 37532.8272 | 39901.9333 | 37821.7775 | 36083.6157 | 34293.6714 | 38121.5308 | 36134.1541
NSW1 | Pumped Hydro | 0 | 0 | 6085.1822 | 5767.9456 | 5735.9455 | 5421.6653 | 5139.0195 | 4871.109 | 4629.4752 | 4375.8181 | 4147.6952 | 3931.4647 | 3736.4454 | 3531.7189 | 3347.6168 | 3173.0966 | 3015.6937 | 2850.4585 | 2701.8567 | 2561.0019 | 2433.9661 | 2300.6382 | 2180.6997 | 2067.0144 | 1964.4791 | 1856.8418 | 1760.0397
NSW1 | VPP | 0 | 0 | 0 | 0 | 0 | 0 | 0 | 0 | 0 | 0 | 0 | 0 | 0 | 0 | 0 | 0 | 0 | 0 | 0 | 0 | 0 | 0 | 0 | 0 | 0 | 0 | 0
Total excluding storage |  | 0 | 53811.7619 | 79843.4824 | 93466.9918 | 159299.7959 | 176245.7597 | 183782.6939 | 190950.7404 | 181478.5341 | 201053.7078 | 209736.8435 | 200712.466 | 207645.6383 | 199409.245 | 212827.4006 | 205153.4245 | 225427.2735 | 224697.5827 | 237835.4118 | 245133.007 | 247962.5658 | 239605.4123 | 228076.7476 | 233759.4656 | 227847.4511 | 232993.369 | 228978.4432
Region | Technology | 2023-24 | 2024-25 | 2025-26 | 2026-27 | 2027-28 | 2028-29 | 2029-30 | 2030-31 | 2031-32 | 2032-33 | 2033-34 | 2034-35 | 2035-36 | 2036-37 | 2037-38 | 2038-39 | 2039-40 | 2040-41 | 2041-42 | 2042-43 | 2043-44 | 2044-45 | 2045-46 | 2046-47 | 2047-48 | 2048-49 | 2049-50
QLD1 | Black Coal | 0 | 0 | 0 | 0 | 0 | 0 | 0 | 0 | 0 | 0 | 0 | 0 | 0 | 0 | 0 | 0 | 0 | 0 | 0 | 0 | 0 | 0 | 0 | 0 | 0 | 0 | 0
QLD1 | Brown Coal | 0 | 0 | 0 | 0 | 0 | 0 | 0 | 0 | 0 | 0 | 0 | 0 | 0 | 0 | 0 | 0 | 0 | 0 | 0 | 0 | 0 | 0 | 0 | 0 | 0 | 0 | 0
QLD1 | CCGT | 0 | 0 | 0 | 0 | 0 | 0 | 0 | 0 | 0 | 0 | 0 | 0 | 0 | 0 | 0 | 0 | 0 | 0 | 0 | 0 | 0 | 0 | 0 | 0 | 0 | 0 | 0
QLD1 | Gas - Steam | 0 | 0 | 0 | 0 | 0 | 0 | 0 | 0 | 0 | 0 | 0 | 0 | 0 | 0 | 0 | 0 | 0 | 0 | 0 | 0 | 0 | 0 | 0 | 0 | 0 | 0 | 0
QLD1 | OCGT / Diesel | 0 | 0.0022201 | 0.0021068 | 0.0021338 | 0.0020431 | 1450.7654 | 1375.1331 | 1303.4437 | 1238.7857 | 1170.9104 | 1109.8677 | 1052.0073 | 999.822 | 945.0399 | 4152.623 | 3936.1355 | 3740.8817 | 3535.9119 | 3351.5753 | 3176.8486 | 3019.2594 | 2853.8287 | 2705.0509 | 6632.0662 | 6303.0792 | 12032.2309 | 11404.9583
QLD1 | Hydro | 0 | 0 | 0 | 0 | 0 | 0 | 0 | 0 | 0 | 0 | 0 | 0 | 0 | 0 | 0 | 0 | 0 | 0 | 0 | 0 | 0 | 0 | 0 | 0 | 0 | 0 | 0
QLD1 | Hydrogen Turbine | 0 | 0 | 0 | 0 | 0 | 0 | 0 | 0 | 0 | 0 | 0 | 0 | 0 | 0 | 0 | 0 | 0 | 0 | 0 | 0 | 0 | 0 | 0 | 0 | 0 | 0 | 0
QLD1 | Wind | 0 | 23313.9418 | 22098.5232 | 30783.258 | 50013.0599 | 98191.4875 | 93876.3696 | 113268.5355 | 107903.1016 | 119425.2161 | 130714.6609 | 124149.2215 | 117990.7369 | 111525.8092 | 125918.1173 | 119353.6658 | 113433.0663 | 109825.2781 | 107804.7061 | 107905.6329 | 108447.2977 | 102505.2719 | 97161.3959 | 120178.3141 | 117646.4767 | 122764.8545 | 116444.1916
QLD1 | Solar PV | 0 | 0.019553 | 0.027164 | 0.027052 | 0.026095 | 737.501 | 1032.0025 | 8986.9071 | 11497.5751 | 21888.4669 | 28822.2415 | 34597.9174 | 32881.67 | 31080.0235 | 44054.6908 | 45248.8632 | 85029.3361 | 96952.8731 | 94149.5024 | 133883.1989 | 127255.8988 | 120283.3152 | 115717.7044 | 124442.7642 | 120030.1316 | 119016.5763 | 123342.5779
QLD1 | Grid Battery | 0 | 0.0095073 | 0.010585 | 0.015714 | 0.019354 | 15665.1348 | 14848.4692 | 18068.9193 | 17639.5182 | 31502.7586 | 31883.3376 | 30221.1733 | 28722.0369 | 27148.3041 | 25732.9899 | 24391.4601 | 36864.7119 | 34844.8271 | 45555.6938 | 67012.0759 | 63687.9081 | 60198.3314 | 57060.0298 | 54085.3366 | 51402.406 | 56582.2421 | 53632.4571
QLD1 | Pumped Hydro | 0 | 0 | 0.0089262 | 0.013088 | 0.012881 | 1211.1725 | 1148.0309 | 1088.181 | 1034.2013 | 977.5356 | 926.5745 | 3052.1261 | 2900.7241 | 2741.7882 | 13488.5419 | 12785.3478 | 15615.7491 | 14760.1337 | 13990.6481 | 13261.278 | 12603.4455 | 11912.8797 | 11291.8291 | 13858.2706 | 13170.824 | 12449.1707 | 11800.1618
QLD1 | VPP | 0 | 0 | 0 | 0 | 0 | 0 | 0 | 0 | 0 | 0 | 0 | 0 | 0 | 0 | 0 | 0 | 0 | 0 | 0 | 0 | 0 | 0 | 0 | 0 | 0 | 0 | 0
Total excluding storage |  | 0 | 23313.9731 | 22098.572 | 30783.3159 | 50013.1202 | 117256.0613 | 112280.0053 | 142715.9866 | 139313.1819 | 174964.8875 | 193456.6822 | 193072.4456 | 183494.9898 | 173440.9649 | 213346.9627 | 205715.4724 | 254683.7451 | 259919.0239 | 264852.1256 | 325239.0342 | 315013.8095 | 297753.6269 | 283936.0102 | 319196.7516 | 308552.9174 | 322845.0746 | 316624.3467
Region | Technology | 2023-24 | 2024-25 | 2025-26 | 2026-27 | 2027-28 | 2028-29 | 2029-30 | 2030-31 | 2031-32 | 2032-33 | 2033-34 | 2034-35 | 2035-36 | 2036-37 | 2037-38 | 2038-39 | 2039-40 | 2040-41 | 2041-42 | 2042-43 | 2043-44 | 2044-45 | 2045-46 | 2046-47 | 2047-48 | 2048-49 | 2049-50
VIC1 | Black Coal | 0 | 0 | 0 | 0 | 0 | 0 | 0 | 0 | 0 | 0 | 0 | 0 | 0 | 0 | 0 | 0 | 0 | 0 | 0 | 0 | 0 | 0 | 0 | 0 | 0 | 0 | 0
VIC1 | Brown Coal | 0 | 0 | 0 | 0 | 0 | 0 | 0 | 0 | 0 | 0 | 0 | 0 | 0 | 0 | 0 | 0 | 0 | 0 | 0 | 0 | 0 | 0 | 0 | 0 | 0 | 0 | 0
VIC1 | CCGT | 0 | 0 | 0 | 0 | 0 | 0 | 0 | 0 | 0 | 0 | 0 | 0 | 0 | 0 | 0 | 0 | 0 | 0 | 0 | 0 | 0 | 0 | 0 | 0 | 0 | 0 | 0
VIC1 | Gas - Steam | 0 | 0 | 0 | 0 | 0 | 0 | 0 | 0 | 0 | 0 | 0 | 0 | 0 | 0 | 0 | 0 | 0 | 0 | 0 | 0 | 0 | 0 | 0 | 0 | 0 | 0 | 0
VIC1 | OCGT / Diesel | 0 | 0.0043901 | 0.0041612 | 0.0039619 | 0.0037705 | 0.0035806 | 0.0034044 | 0.0032403 | 0.0030835 | 0.0029756 | 0.0028336 | 0.0028035 | 3690.637 | 3488.4202 | 3654.1637 | 3463.6623 | 3291.8456 | 3111.4794 | 2949.2703 | 2795.5168 | 6077.1773 | 10955.087 | 10383.9687 | 9842.6244 | 9354.376 | 8841.8326 | 8380.884
VIC1 | Hydro | 0 | 0 | 0 | 0 | 0 | 0 | 0 | 0 | 0 | 0 | 0 | 0 | 0 | 0 | 0 | 0 | 0 | 0 | 0 | 0 | 0 | 0 | 0 | 0 | 0 | 0 | 0
VIC1 | Hydrogen Turbine | 0 | 0 | 0 | 0 | 0 | 0 | 0 | 0 | 0 | 0 | 0 | 0 | 0 | 0 | 0 | 0 | 0 | 0 | 0 | 0 | 0 | 0 | 0 | 0 | 0 | 0 | 0
VIC1 | Wind | 0 | 18675.7411 | 17702.1243 | 24300.6053 | 27876.478 | 73490.3553 | 114133.469 | 151130.6405 | 180004.0521 | 204880.5297 | 248508.4538 | 287030.6421 | 321716.3956 | 373454.0807 | 419733.8352 | 460173.2307 | 496575.8783 | 525352.0526 | 497964.0325 | 472681.8652 | 450292.8733 | 425620.6196 | 406916.8652 | 392315.8879 | 378447.1009 | 363847.5416 | 352037.3484
VIC1 | Solar PV | 0 | 0.016983 | 0.016515 | 0.032933 | 0.031515 | 0.029893 | 0.028741 | 0.034912 | 0.036876 | 11083.761 | 10505.9346 | 9958.2346 | 9464.2513 | 8945.6877 | 8574.266 | 8127.2668 | 10325.6855 | 9759.9224 | 14700.9542 | 14933.246 | 22671.4916 | 22276.5533 | 22083.5727 | 22082.7718 | 20987.3447 | 20992.9079 | 20850.7774
VIC1 | Grid Battery | 0 | 0.014409 | 0.013791 | 0.071632 | 0.06841 | 0.064676 | 0.061526 | 822.3218 | 781.5304 | 2638.869 | 2501.2979 | 2370.8985 | 2875.376 | 2717.8291 | 2576.142 | 2441.841 | 2320.7126 | 2193.5644 | 14105.4159 | 13370.063 | 15281.8981 | 17136.5688 | 16243.1933 | 15396.3937 | 14632.6484 | 13830.8994 | 13109.8602
VIC1 | Pumped Hydro | 0 | 0 | 0.0081338 | 0.017335 | 0.016581 | 0.015756 | 0.015039 | 0.021407 | 0.020366 | 0.019365 | 0.018435 | 0.017553 | 0.02233 | 0.021225 | 0.030362 | 0.028839 | 0.027514 | 0.027987 | 0.027894 | 0.02663 | 0.036978 | 0.035084 | 0.03337 | 0.031742 | 0.030234 | 0.028783 | 0.027482
VIC1 | VPP | 0 | 0 | 0 | 0 | 0 | 0 | 0 | 0 | 0 | 0 | 0 | 0 | 0 | 0 | 0 | 0 | 0 | 0 | 0 | 0 | 0 | 0 | 0 | 0 | 0 | 0 | 0
Total excluding storage |  | 0 | 18675.7769 | 17702.1669 | 24300.7312 | 27876.5983 | 73490.4692 | 114133.5777 | 151953.0218 | 180785.6428 | 218603.182 | 261515.7075 | 299359.7956 | 337746.6822 | 388606.0389 | 434538.4373 | 474206.0297 | 512514.1495 | 540417.0468 | 529719.7008 | 503780.7175 | 494323.4773 | 475988.8638 | 455627.6334 | 439637.7096 | 423421.5002 | 407513.2103 | 394378.8975
Region | Technology | 2023-24 | 2024-25 | 2025-26 | 2026-27 | 2027-28 | 2028-29 | 2029-30 | 2030-31 | 2031-32 | 2032-33 | 2033-34 | 2034-35 | 2035-36 | 2036-37 | 2037-38 | 2038-39 | 2039-40 | 2040-41 | 2041-42 | 2042-43 | 2043-44 | 2044-45 | 2045-46 | 2046-47 | 2047-48 | 2048-49 | 2049-50
SA1 | Black Coal | 0 | 0 | 0 | 0 | 0 | 0 | 0 | 0 | 0 | 0 | 0 | 0 | 0 | 0 | 0 | 0 | 0 | 0 | 0 | 0 | 0 | 0 | 0 | 0 | 0 | 0 | 0
SA1 | Brown Coal | 0 | 0 | 0 | 0 | 0 | 0 | 0 | 0 | 0 | 0 | 0 | 0 | 0 | 0 | 0 | 0 | 0 | 0 | 0 | 0 | 0 | 0 | 0 | 0 | 0 | 0 | 0
SA1 | CCGT | 0 | 0 | 0 | 0 | 0 | 0 | 0 | 0 | 0 | 0 | 0 | 0 | 0 | 0 | 0 | 0 | 0 | 0 | 0 | 0 | 0 | 0 | 0 | 0 | 0 | 0 | 0
SA1 | Gas - Steam | 0 | 0 | 0 | 0 | 0 | 0 | 0 | 0 | 0 | 0 | 0 | 0 | 0 | 0 | 0 | 0 | 0 | 0 | 0 | 0 | 0 | 0 | 0 | 0 | 0 | 0 | 0
SA1 | OCGT / Diesel | 0 | 0.0022494 | 0.0021346 | 0.0024558 | 0.0023411 | 0.0022268 | 0.0021233 | 0.0024316 | 0.0023244 | 0.0024845 | 0.0023724 | 0.0024301 | 0.0076814 | 0.0072688 | 153.9454 | 145.9198 | 138.6814 | 131.0828 | 124.2491 | 117.7717 | 1273.5524 | 1203.7722 | 1141.0163 | 1081.532 | 1027.8821 | 971.5626 | 920.9124
SA1 | Hydro | 0 | 0 | 0 | 0 | 0 | 0 | 0 | 0 | 0 | 0 | 0 | 0 | 0 | 0 | 0 | 0 | 0 | 0 | 0 | 0 | 0 | 0 | 0 | 0 | 0 | 0 | 0
SA1 | Hydrogen Turbine | 0 | 0 | 0 | 0 | 0 | 0 | 0 | 0 | 0 | 0 | 0 | 0 | 0 | 0 | 0 | 0 | 0 | 0 | 0 | 0 | 0 | 0 | 0 | 0 | 0 | 0 | 0
SA1 | Wind | 0 | 9089.5997 | 8615.7343 | 14069.6543 | 13371.7234 | 25189.1979 | 26896.188 | 29676.1889 | 28204.0869 | 28585.0429 | 28671.0067 | 27176.3101 | 25828.2158 | 24413.0415 | 27211.8721 | 25793.2455 | 25091.0536 | 25281.7803 | 23963.7731 | 26460.2175 | 25762.6832 | 29396.8731 | 27864.3382 | 36037.065 | 38291.3329 | 38951.1983 | 38465.893
SA1 | Solar PV | 0 | 0.026945 | 0.034477 | 0.034703 | 0.033078 | 0.031487 | 0.030396 | 0.04408 | 0.041927 | 3544.4333 | 3359.6527 | 5760.2891 | 5474.547 | 5174.5866 | 13084.7736 | 12402.6294 | 12274.8177 | 14721.7064 | 28275.4526 | 27054.8302 | 38818.2537 | 39566.4701 | 37503.7631 | 36896.957 | 35066.6646 | 34869.3421 | 34084.5825
SA1 | Grid Battery | 0 | 0.010213 | 0.012715 | 0.027226 | 0.026239 | 0.024816 | 0.023898 | 0.32274 | 0.30789 | 7803.8051 | 7396.9719 | 7011.3478 | 10333.2656 | 9767.0873 | 9337.4873 | 8850.6992 | 8411.6563 | 9970.8556 | 19267.9677 | 18263.477 | 22411.9915 | 23859.1744 | 22615.3314 | 21436.3332 | 20372.9735 | 19256.7014 | 18252.798
SA1 | Pumped Hydro | 0 | 0 | 0.0068864 | 0.0096708 | 0.0093094 | 0.0088779 | 0.0085742 | 0.010189 | 0.0097093 | 0.0094288 | 0.0090506 | 0.0086689 | 0.0097533 | 0.0092946 | 0.011189 | 0.010659 | 0.010248 | 0.010458 | 0.011014 | 0.010683 | 0.010646 | 0.012067 | 0.011463 | 0.010895 | 0.01039 | 0.0098669 | 0.0094579
SA1 | VPP | 0 | 0 | 0 | 0 | 0 | 0 | 0 | 0 | 0 | 0 | 0 | 0 | 0 | 0 | 0 | 0 | 0 | 0 | 0 | 0 | 0 | 0 | 0 | 0 | 0 | 0 | 0
Total excluding storage |  | 0 | 9089.6391 | 8615.7905 | 14069.7283 | 13371.7944 | 25189.2653 | 26896.253 | 29676.5683 | 28204.4487 | 39933.2932 | 39427.6427 | 39947.9581 | 41636.0458 | 39354.732 | 49788.0896 | 47192.5046 | 45916.2192 | 50105.4357 | 71631.4535 | 71896.307 | 88266.4914 | 94026.3019 | 89124.4605 | 95451.8981 | 94758.8635 | 94048.8143 | 91724.1953
Region | Technology | 2023-24 | 2024-25 | 2025-26 | 2026-27 | 2027-28 | 2028-29 | 2029-30 | 2030-31 | 2031-32 | 2032-33 | 2033-34 | 2034-35 | 2035-36 | 2036-37 | 2037-38 | 2038-39 | 2039-40 | 2040-41 | 2041-42 | 2042-43 | 2043-44 | 2044-45 | 2045-46 | 2046-47 | 2047-48 | 2048-49 | 2049-50
TAS1 | Black Coal | 0 | 0 | 0 | 0 | 0 | 0 | 0 | 0 | 0 | 0 | 0 | 0 | 0 | 0 | 0 | 0 | 0 | 0 | 0 | 0 | 0 | 0 | 0 | 0 | 0 | 0 | 0
TAS1 | Brown Coal | 0 | 0 | 0 | 0 | 0 | 0 | 0 | 0 | 0 | 0 | 0 | 0 | 0 | 0 | 0 | 0 | 0 | 0 | 0 | 0 | 0 | 0 | 0 | 0 | 0 | 0 | 0
TAS1 | CCGT | 0 | 0 | 0 | 0 | 0 | 0 | 0 | 0 | 0 | 0 | 0 | 0 | 0 | 0 | 0 | 0 | 0 | 0 | 0 | 0 | 0 | 0 | 0 | 0 | 0 | 0 | 0
TAS1 | Gas - Steam | 0 | 0 | 0 | 0 | 0 | 0 | 0 | 0 | 0 | 0 | 0 | 0 | 0 | 0 | 0 | 0 | 0 | 0 | 0 | 0 | 0 | 0 | 0 | 0 | 0 | 0 | 0
TAS1 | OCGT / Diesel | 0 | 0.0020559 | 0.0019498 | 0.0018568 | 0.0018202 | 0.0018126 | 0.0018369 | 0.0022479 | 0.0021523 | 0.0023326 | 0.0022257 | 0.0021276 | 0.0039476 | 0.0037409 | 0.0052597 | 0.0049941 | 0.0047582 | 0.0045056 | 0.0056254 | 0.0053428 | 0.0051299 | 0.0098014 | 0.0092976 | 0.0088204 | 0.0083919 | 0.0079419 | 0.0075373
TAS1 | Hydro | 0 | 0 | 0 | 0 | 0 | 0 | 0 | 0 | 0 | 0 | 0 | 0 | 0 | 0 | 0 | 0 | 0 | 0 | 0 | 0 | 0 | 0 | 0 | 0 | 0 | 0 | 0
TAS1 | Hydrogen Turbine | 0 | 0 | 0 | 0 | 0 | 0 | 0 | 0 | 0 | 0 | 0 | 0 | 0 | 0 | 0 | 0 | 0 | 0 | 0 | 0 | 0 | 0 | 0 | 0 | 0 | 0 | 0
TAS1 | Wind | 0 | 12762.3177 | 12096.9836 | 12466.2478 | 12857.1586 | 14050.724 | 20683.1485 | 20178.1037 | 32610.9541 | 30830.6 | 29223.3184 | 27699.8281 | 26325.7639 | 24883.3273 | 23586.0926 | 22386.8834 | 22564.9301 | 21922.8522 | 20779.9548 | 19696.6397 | 18719.5779 | 17693.898 | 16771.4675 | 15897.126 | 15108.541 | 14280.7165 | 13536.2244
TAS1 | Solar PV | 0 | 0.0070638 | 0.0067175 | 0.0070354 | 0.0067347 | 0.0063859 | 0.00629 | 0.0075331 | 0.0071956 | 0.0094445 | 0.0089958 | 0.009451 | 0.0089971 | 0.008548 | 0.0089736 | 0.0092612 | 0.032754 | 982.4121 | 931.1969 | 882.6513 | 838.8672 | 792.9063 | 751.57 | 712.3887 | 677.0503 | 639.9554 | 606.5928
TAS1 | Grid Battery | 0 | 0.0075658 | 0.0089566 | 0.0099409 | 0.011695 | 0.011089 | 0.013343 | 0.025918 | 0.028638 | 0.039228 | 0.037357 | 0.035501 | 0.033971 | 0.032295 | 0.031546 | 0.030159 | 0.028859 | 0.027523 | 0.029678 | 0.028355 | 0.028863 | 0.04013 | 0.038233 | 0.036458 | 0.037776 | 0.03663 | 0.038756
TAS1 | Pumped Hydro | 0 | 0 | 0.015557 | 0.016534 | 0.018651 | 0.02004 | 0.02962 | 851.677 | 809.4306 | 5356.2658 | 5077.0294 | 4812.3505 | 5837.6257 | 5517.7717 | 5602.6139 | 5310.5346 | 5047.1029 | 4770.563 | 4521.861 | 4286.1243 | 4073.509 | 3910.2405 | 3706.3892 | 3513.1652 | 3338.8929 | 3155.949 | 2991.421
TAS1 | VPP | 0 | 0 | 0 | 0 | 0 | 0 | 0 | 0 | 0 | 0 | 0 | 0 | 0 | 0 | 0 | 0 | 0 | 0 | 0 | 0 | 0 | 0 | 0 | 0 | 0 | 0 | 0
Total excluding storage |  | 0 | 12762.3344 | 12097.0168 | 12466.2831 | 12857.1975 | 14050.7633 | 20683.1996 | 21029.8164 | 33420.4227 | 36186.9167 | 34300.3964 | 32512.2256 | 32163.4366 | 30401.1435 | 29188.7522 | 27697.4624 | 27612.0994 | 27675.8593 | 26233.048 | 24865.4489 | 23631.9881 | 22397.0948 | 21229.4742 | 20122.7252 | 19124.5305 | 18076.6655 | 17134.2845

## Option 5A_Fuel Cost
Fuel cost by technology ($000s) - Option 5A, Offshore Wind Scenario
Fuel | Real June 2021 dollars discounted to 1 July 2021
Explicitly modelled generation
Region | Technology | 2023-24 | 2024-25 | 2025-26 | 2026-27 | 2027-28 | 2028-29 | 2029-30 | 2030-31 | 2031-32 | 2032-33 | 2033-34 | 2034-35 | 2035-36 | 2036-37 | 2037-38 | 2038-39 | 2039-40 | 2040-41 | 2041-42 | 2042-43 | 2043-44 | 2044-45 | 2045-46 | 2046-47 | 2047-48 | 2048-49 | 2049-50
NEM | Black Coal | 1659236.118 | 1332681.124 | 1206194.531 | 1037101.392 | 781814.284 | 676389.226 | 573397.01 | 394988.086 | 355460.79 | 302089.047 | 176142.64 | 165256.47 | 134038.326 | 119639.657 | 119168.016 | 106193.7305 | 18673.061 | 7055.579 | 6584.6805 | 0 | 0 | 0 | 0 | 0 | 0 | 0 | 0
NEM | Brown Coal | 215811.836 | 179139.871 | 156927.454 | 114292.67 | 109771.396 | 86288.471 | 52192.283 | 32832.304 | 24484.895 | 0 | 0 | 0 | 0 | 0 | 0 | 0 | 0 | 0 | 0 | 0 | 0 | 0 | 0 | 0 | 0 | 0 | 0
NEM | CCGT | 148450.8004 | 113263.1542 | 192929.6589 | 222921.5502 | 215077.0926 | 229260.722 | 250896.912 | 291960.236 | 235918.4982 | 222992.0725 | 290771.717 | 309527.2645 | 214696.2875 | 183242.8765 | 133974.2605 | 137288.6715 | 123952.5278 | 102414.5235 | 84761.3111 | 90546.948 | 64530.1012 | 52445.7481 | 26998.6738 | 20093.72 | 18872.262 | 17707.498 | 16999.318
NEM | Gas - Steam | 11397.9759 | 10612.4556 | 32195.187 | 14460.064 | 9133.804 | 16796.186 | 12476.678 | 70840.12 | 9461.25 | 21938.008 | 22934.702 | 35207.692 | 18434.028 | 22018.048 | 28657.516 | 21485.872 | 0 | 0 | 0 | 0 | 0 | 0 | 0 | 0 | 0 | 0 | 0
NEM | OCGT / Diesel | 17484.6693 | 13728.8104 | 30399.3687 | 36981.2726 | 25404.8806 | 29172.0495 | 21536.5893 | 109579.6507 | 42761.6453 | 69966.7762 | 135124.8931 | 236892.6599 | 129647.4517 | 155589.1064 | 176499.0638 | 120840.4999 | 330721.4066 | 288240.5995 | 141305.0777 | 173988.2301 | 322494.0351 | 197563.7026 | 236109.0318 | 312616.9043 | 198294.1797 | 266177.7834 | 229684.1268
NEM | Hydro | 0 | 0 | 0 | 0 | 0 | 0 | 0 | 0 | 0 | 0 | 0 | 0 | 0 | 0 | 0 | 0 | 0 | 0 | 0 | 0 | 0 | 0 | 0 | 0 | 0 | 0 | 0
NEM | Hydrogen Turbine | 0 | 0 | 0 | 0 | 0 | 0 | 0 | 0 | 0 | 0 | 0 | 0 | 0 | 0 | 0 | 0 | 0 | 0 | 0 | 0 | 0 | 0 | 0 | 0 | 0 | 0 | 0
NEM | Wind | 0 | 0 | 0 | 0 | 0 | 0 | 0 | 0 | 0 | 0 | 0 | 0 | 0 | 0 | 0 | 0 | 0 | 0 | 0 | 0 | 0 | 0 | 0 | 0 | 0 | 0 | 0
NEM | Solar PV | 0 | 0 | 0 | 0 | 0 | 0 | 0 | 0 | 0 | 0 | 0 | 0 | 0 | 0 | 0 | 0 | 0 | 0 | 0 | 0 | 0 | 0 | 0 | 0 | 0 | 0 | 0
NEM | Grid Battery | 0 | 0 | 0 | 0 | 0 | 0 | 0 | 0 | 0 | 0 | 0 | 0 | 0 | 0 | 0 | 0 | 0 | 0 | 0 | 0 | 0 | 0 | 0 | 0 | 0 | 0 | 0
NEM | Pumped Hydro | 0 | 0 | 0 | 0 | 0 | 0 | 0 | 0 | 0 | 0 | 0 | 0 | 0 | 0 | 0 | 0 | 0 | 0 | 0 | 0 | 0 | 0 | 0 | 0 | 0 | 0 | 0
NEM | VPP | 0 | 0 | 0 | 0 | 0 | 0 | 0 | 0 | 0 | 0 | 0 | 0 | 0 | 0 | 0 | 0 | 0 | 0 | 0 | 0 | 0 | 0 | 0 | 0 | 0 | 0 | 0
Total excluding storage |  | 2052381.3996 | 1649425.4153 | 1618646.1996 | 1425756.9488 | 1141201.4572 | 1037906.6545 | 910499.4723 | 900200.3967 | 668087.0785 | 616985.9037 | 624973.9521 | 746884.0864 | 496816.0932 | 480489.6879 | 458298.8563 | 385808.7739 | 473346.9954 | 397710.702 | 232651.0693 | 264535.1781 | 387024.1363 | 250009.4507 | 263107.7056 | 332710.6243 | 217166.4417 | 283885.2814 | 246683.4448
Region | Technology | 2023-24 | 2024-25 | 2025-26 | 2026-27 | 2027-28 | 2028-29 | 2029-30 | 2030-31 | 2031-32 | 2032-33 | 2033-34 | 2034-35 | 2035-36 | 2036-37 | 2037-38 | 2038-39 | 2039-40 | 2040-41 | 2041-42 | 2042-43 | 2043-44 | 2044-45 | 2045-46 | 2046-47 | 2047-48
NSW1 | Black Coal | 910268.404 | 690502.786 | 556394.245 | 484562.984 | 338678.958 | 331916.096 | 263835.12 | 215546.444 | 195573.828 | 188650.524 | 101061.624 | 96305.964 | 77819.188 | 63541.008 | 65486.124 | 59607.438 | 0 | 0 | 0 | 0 | 0 | 0 | 0 | 0 | 0 | 0 | 0
NSW1 | Brown Coal | 0 | 0 | 0 | 0 | 0 | 0 | 0 | 0 | 0 | 0 | 0 | 0 | 0 | 0 | 0 | 0 | 0 | 0 | 0 | 0 | 0 | 0 | 0 | 0 | 0 | 0 | 0
NSW1 | CCGT | 875.6098 | 386.4571 | 18016.046 | 38331.92 | 41423.372 | 33301.786 | 52643.976 | 52700.02 | 44063.348 | 39313.46 | 58434.264 | 64771.244 | 39203.804 | 36921.384 | 37875.92 | 41601.984 | 40954.472 | 31299.27 | 26598.144 | 27886.874 | 0 | 0 | 0 | 0 | 0 | 0 | 0
NSW1 | Gas - Steam | 0 | 0 | 0 | 0 | 0 | 0 | 0 | 0 | 0 | 0 | 0 | 0 | 0 | 0 | 0 | 0 | 0 | 0 | 0 | 0 | 0 | 0 | 0 | 0 | 0 | 0 | 0
NSW1 | OCGT / Diesel | 927.4201 | 551.9335 | 3603.4143 | 3166.3488 | 2537.3543 | 520.675 | 3.2166 | 11923.145 | 1923.5464 | 8160.6652 | 18497.0516 | 62113.0029 | 22624.7197 | 39105.6402 | 34923.9377 | 23948.8948 | 114755.373 | 121606.2739 | 52413.523 | 60037.5581 | 116934.2655 | 62451.0918 | 83981.9045 | 82153.6858 | 74624.9011 | 63605.7816 | 70216.8831
NSW1 | Hydro | 0 | 0 | 0 | 0 | 0 | 0 | 0 | 0 | 0 | 0 | 0 | 0 | 0 | 0 | 0 | 0 | 0 | 0 | 0 | 0 | 0 | 0 | 0 | 0 | 0 | 0 | 0
NSW1 | Hydrogen Turbine | 0 | 0 | 0 | 0 | 0 | 0 | 0 | 0 | 0 | 0 | 0 | 0 | 0 | 0 | 0 | 0 | 0 | 0 | 0 | 0 | 0 | 0 | 0 | 0 | 0 | 0 | 0
NSW1 | Wind | 0 | 0 | 0 | 0 | 0 | 0 | 0 | 0 | 0 | 0 | 0 | 0 | 0 | 0 | 0 | 0 | 0 | 0 | 0 | 0 | 0 | 0 | 0 | 0 | 0 | 0 | 0
NSW1 | Solar PV | 0 | 0 | 0 | 0 | 0 | 0 | 0 | 0 | 0 | 0 | 0 | 0 | 0 | 0 | 0 | 0 | 0 | 0 | 0 | 0 | 0 | 0 | 0 | 0 | 0 | 0 | 0
NSW1 | Grid Battery | 0 | 0 | 0 | 0 | 0 | 0 | 0 | 0 | 0 | 0 | 0 | 0 | 0 | 0 | 0 | 0 | 0 | 0 | 0 | 0 | 0 | 0 | 0 | 0 | 0 | 0 | 0
NSW1 | Pumped Hydro | 0 | 0 | 0 | 0 | 0 | 0 | 0 | 0 | 0 | 0 | 0 | 0 | 0 | 0 | 0 | 0 | 0 | 0 | 0 | 0 | 0 | 0 | 0 | 0 | 0 | 0 | 0
NSW1 | VPP | 0 | 0 | 0 | 0 | 0 | 0 | 0 | 0 | 0 | 0 | 0 | 0 | 0 | 0 | 0 | 0 | 0 | 0 | 0 | 0 | 0 | 0 | 0 | 0 | 0 | 0 | 0
Total excluding storage |  | 912071.4339 | 691441.1767 | 578013.7053 | 526061.2528 | 382639.6843 | 365738.557 | 316482.3126 | 280169.609 | 241560.7224 | 236124.6492 | 177992.9396 | 223190.2109 | 139647.7117 | 139568.0322 | 138285.9817 | 125158.3168 | 155709.845 | 152905.5439 | 79011.667 | 87924.4321 | 116934.2655 | 62451.0918 | 83981.9045 | 82153.6858 | 74624.9011 | 63605.7816 | 70216.8831
Region | Technology | 2023-24 | 2024-25 | 2025-26 | 2026-27 | 2027-28 | 2028-29 | 2029-30 | 2030-31 | 2031-32 | 2032-33 | 2033-34 | 2034-35 | 2035-36 | 2036-37 | 2037-38 | 2038-39 | 2039-40 | 2040-41 | 2041-42 | 2042-43 | 2043-44 | 2044-45 | 2045-46 | 2046-47 | 2047-48
QLD1 | Black Coal | 748967.714 | 642178.338 | 649800.286 | 552538.408 | 443135.326 | 344473.13 | 309561.89 | 179441.642 | 159886.962 | 113438.523 | 75081.016 | 68950.506 | 56219.138 | 56098.649 | 53681.892 | 46586.2925 | 18673.061 | 7055.579 | 6584.6805 | 0 | 0 | 0 | 0 | 0 | 0 | 0 | 0
QLD1 | Brown Coal | 0 | 0 | 0 | 0 | 0 | 0 | 0 | 0 | 0 | 0 | 0 | 0 | 0 | 0 | 0 | 0 | 0 | 0 | 0 | 0 | 0 | 0 | 0 | 0 | 0 | 0 | 0
QLD1 | CCGT | 70557.1486 | 61561.3571 | 98187.0929 | 134872.3702 | 132244.3966 | 140740.052 | 147716.708 | 168130.256 | 153624.0302 | 140002.5325 | 179304.765 | 180967.6325 | 140630.1595 | 108195.0965 | 96098.3405 | 95686.6875 | 82998.0558 | 71115.2535 | 58163.1671 | 62660.074 | 64530.1012 | 52445.7481 | 26998.6738 | 20093.72 | 18872.262 | 17707.498 | 16999.318
QLD1 | Gas - Steam | 0 | 0 | 0 | 0 | 0 | 0 | 0 | 0 | 0 | 0 | 0 | 0 | 0 | 0 | 0 | 0 | 0 | 0 | 0 | 0 | 0 | 0 | 0 | 0 | 0 | 0 | 0
QLD1 | OCGT / Diesel | 215.0702 | 0.058909 | 216.9445 | 1423.9805 | 1904.8874 | 1720.578 | 775.7772 | 32598.0054 | 23755.8559 | 22143.753 | 69775.414 | 73438.8536 | 51332.962 | 66654.8196 | 48626.6551 | 35972.149 | 82232.2317 | 73425.2675 | 31433.5787 | 55147.7313 | 63869.8988 | 41509.9947 | 58266.0268 | 96753.8284 | 42776.0584 | 89445.9317 | 74161.8592
QLD1 | Hydro | 0 | 0 | 0 | 0 | 0 | 0 | 0 | 0 | 0 | 0 | 0 | 0 | 0 | 0 | 0 | 0 | 0 | 0 | 0 | 0 | 0 | 0 | 0 | 0 | 0 | 0 | 0
QLD1 | Hydrogen Turbine | 0 | 0 | 0 | 0 | 0 | 0 | 0 | 0 | 0 | 0 | 0 | 0 | 0 | 0 | 0 | 0 | 0 | 0 | 0 | 0 | 0 | 0 | 0 | 0 | 0 | 0 | 0
QLD1 | Wind | 0 | 0 | 0 | 0 | 0 | 0 | 0 | 0 | 0 | 0 | 0 | 0 | 0 | 0 | 0 | 0 | 0 | 0 | 0 | 0 | 0 | 0 | 0 | 0 | 0 | 0 | 0
QLD1 | Solar PV | 0 | 0 | 0 | 0 | 0 | 0 | 0 | 0 | 0 | 0 | 0 | 0 | 0 | 0 | 0 | 0 | 0 | 0 | 0 | 0 | 0 | 0 | 0 | 0 | 0 | 0 | 0
QLD1 | Grid Battery | 0 | 0 | 0 | 0 | 0 | 0 | 0 | 0 | 0 | 0 | 0 | 0 | 0 | 0 | 0 | 0 | 0 | 0 | 0 | 0 | 0 | 0 | 0 | 0 | 0 | 0 | 0
QLD1 | Pumped Hydro | 0 | 0 | 0 | 0 | 0 | 0 | 0 | 0 | 0 | 0 | 0 | 0 | 0 | 0 | 0 | 0 | 0 | 0 | 0 | 0 | 0 | 0 | 0 | 0 | 0 | 0 | 0
QLD1 | VPP | 0 | 0 | 0 | 0 | 0 | 0 | 0 | 0 | 0 | 0 | 0 | 0 | 0 | 0 | 0 | 0 | 0 | 0 | 0 | 0 | 0 | 0 | 0 | 0 | 0 | 0 | 0
Total excluding storage |  | 819739.9328 | 703739.754 | 748204.3234 | 688834.7587 | 577284.61 | 486933.76 | 458054.3752 | 380169.9034 | 337266.8481 | 275584.8085 | 324161.195 | 323356.9921 | 248182.2595 | 230948.5651 | 198406.8876 | 178245.129 | 183903.3485 | 151596.1 | 96181.4263 | 117807.8053 | 128400 | 93955.7428 | 85264.7006 | 116847.5484 | 61648.3204 | 107153.4297 | 91161.1772
Region | Technology | 2023-24 | 2024-25 | 2025-26 | 2026-27 | 2027-28 | 2028-29 | 2029-30 | 2030-31 | 2031-32 | 2032-33 | 2033-34 | 2034-35 | 2035-36 | 2036-37 | 2037-38 | 2038-39 | 2039-40 | 2040-41 | 2041-42 | 2042-43 | 2043-44 | 2044-45 | 2045-46 | 2046-47 | 2047-48
VIC1 | Black Coal | 0 | 0 | 0 | 0 | 0 | 0 | 0 | 0 | 0 | 0 | 0 | 0 | 0 | 0 | 0 | 0 | 0 | 0 | 0 | 0 | 0 | 0 | 0 | 0 | 0 | 0 | 0
VIC1 | Brown Coal | 215811.836 | 179139.871 | 156927.454 | 114292.67 | 109771.396 | 86288.471 | 52192.283 | 32832.304 | 24484.895 | 0 | 0 | 0 | 0 | 0 | 0 | 0 | 0 | 0 | 0 | 0 | 0 | 0 | 0 | 0 | 0 | 0 | 0
VIC1 | CCGT | 0 | 0 | 0 | 0 | 0 | 0 | 0 | 0 | 0 | 0 | 0 | 0 | 0 | 0 | 0 | 0 | 0 | 0 | 0 | 0 | 0 | 0 | 0 | 0 | 0 | 0 | 0
VIC1 | Gas - Steam | 1711.8779 | 1788.0756 | 6589.289 | 14460.064 | 9133.804 | 16796.186 | 12476.678 | 70840.12 | 9461.25 | 21938.008 | 22934.702 | 35207.692 | 18434.028 | 22018.048 | 28657.516 | 21485.872 | 0 | 0 | 0 | 0 | 0 | 0 | 0 | 0 | 0 | 0 | 0
VIC1 | OCGT / Diesel | 2798.5355 | 1783.0426 | 4119.4635 | 14554.8137 | 7933.6622 | 10882.0655 | 6422.3193 | 32091.1556 | 3810.931 | 20693.5608 | 20350.6968 | 55799.429 | 35094.0208 | 29471.1261 | 62153.8404 | 34627.1672 | 91003.7589 | 63620.0321 | 40726.1406 | 40111.7652 | 102819.284 | 77557.5455 | 80059.1837 | 120897.652 | 72621.8833 | 102533.0173 | 76538.335
VIC1 | Hydro | 0 | 0 | 0 | 0 | 0 | 0 | 0 | 0 | 0 | 0 | 0 | 0 | 0 | 0 | 0 | 0 | 0 | 0 | 0 | 0 | 0 | 0 | 0 | 0 | 0 | 0 | 0
VIC1 | Hydrogen Turbine | 0 | 0 | 0 | 0 | 0 | 0 | 0 | 0 | 0 | 0 | 0 | 0 | 0 | 0 | 0 | 0 | 0 | 0 | 0 | 0 | 0 | 0 | 0 | 0 | 0 | 0 | 0
VIC1 | Wind | 0 | 0 | 0 | 0 | 0 | 0 | 0 | 0 | 0 | 0 | 0 | 0 | 0 | 0 | 0 | 0 | 0 | 0 | 0 | 0 | 0 | 0 | 0 | 0 | 0 | 0 | 0
VIC1 | Solar PV | 0 | 0 | 0 | 0 | 0 | 0 | 0 | 0 | 0 | 0 | 0 | 0 | 0 | 0 | 0 | 0 | 0 | 0 | 0 | 0 | 0 | 0 | 0 | 0 | 0 | 0 | 0
VIC1 | Grid Battery | 0 | 0 | 0 | 0 | 0 | 0 | 0 | 0 | 0 | 0 | 0 | 0 | 0 | 0 | 0 | 0 | 0 | 0 | 0 | 0 | 0 | 0 | 0 | 0 | 0 | 0 | 0
VIC1 | Pumped Hydro | 0 | 0 | 0 | 0 | 0 | 0 | 0 | 0 | 0 | 0 | 0 | 0 | 0 | 0 | 0 | 0 | 0 | 0 | 0 | 0 | 0 | 0 | 0 | 0 | 0 | 0 | 0
VIC1 | VPP | 0 | 0 | 0 | 0 | 0 | 0 | 0 | 0 | 0 | 0 | 0 | 0 | 0 | 0 | 0 | 0 | 0 | 0 | 0 | 0 | 0 | 0 | 0 | 0 | 0 | 0 | 0
Total excluding storage |  | 220322.2494 | 182710.9892 | 167636.2065 | 143307.5477 | 126838.8622 | 113966.7225 | 71091.2803 | 135763.5796 | 37757.076 | 42631.5688 | 43285.3988 | 91007.121 | 53528.0488 | 51489.1741 | 90811.3564 | 56113.0392 | 91003.7589 | 63620.0321 | 40726.1406 | 40111.7652 | 102819.284 | 77557.5455 | 80059.1837 | 120897.652 | 72621.8833 | 102533.0173 | 76538.335
Region | Technology | 2023-24 | 2024-25 | 2025-26 | 2026-27 | 2027-28 | 2028-29 | 2029-30 | 2030-31 | 2031-32 | 2032-33 | 2033-34 | 2034-35 | 2035-36 | 2036-37 | 2037-38 | 2038-39 | 2039-40 | 2040-41 | 2041-42 | 2042-43 | 2043-44 | 2044-45 | 2045-46 | 2046-47 | 2047-48
SA1 | Black Coal | 0 | 0 | 0 | 0 | 0 | 0 | 0 | 0 | 0 | 0 | 0 | 0 | 0 | 0 | 0 | 0 | 0 | 0 | 0 | 0 | 0 | 0 | 0 | 0 | 0 | 0 | 0
SA1 | Brown Coal | 0 | 0 | 0 | 0 | 0 | 0 | 0 | 0 | 0 | 0 | 0 | 0 | 0 | 0 | 0 | 0 | 0 | 0 | 0 | 0 | 0 | 0 | 0 | 0 | 0 | 0 | 0
SA1 | CCGT | 77018.042 | 51315.34 | 76726.52 | 49717.26 | 41409.324 | 55218.884 | 50536.228 | 71129.96 | 38231.12 | 43676.08 | 53032.688 | 63788.388 | 34862.324 | 38126.396 | 0 | 0 | 0 | 0 | 0 | 0 | 0 | 0 | 0 | 0 | 0 | 0 | 0
SA1 | Gas - Steam | 9686.098 | 8824.38 | 25605.898 | 0 | 0 | 0 | 0 | 0 | 0 | 0 | 0 | 0 | 0 | 0 | 0 | 0 | 0 | 0 | 0 | 0 | 0 | 0 | 0 | 0 | 0 | 0 | 0
SA1 | OCGT / Diesel | 13543.6255 | 11393.741 | 22459.5117 | 17816.699 | 13028.9422 | 16048.6961 | 14189.6236 | 32560.8396 | 13088.1041 | 18176.2931 | 26135.3702 | 43855.9681 | 19649.5906 | 19683.1096 | 29992.2097 | 25568.4657 | 40460.9289 | 29161.5771 | 16373.1717 | 18358.9614 | 38456.4222 | 15820.6063 | 13666.7886 | 12682.3874 | 8089.1106 | 10284.7693 | 8532.273
SA1 | Hydro | 0 | 0 | 0 | 0 | 0 | 0 | 0 | 0 | 0 | 0 | 0 | 0 | 0 | 0 | 0 | 0 | 0 | 0 | 0 | 0 | 0 | 0 | 0 | 0 | 0 | 0 | 0
SA1 | Hydrogen Turbine | 0 | 0 | 0 | 0 | 0 | 0 | 0 | 0 | 0 | 0 | 0 | 0 | 0 | 0 | 0 | 0 | 0 | 0 | 0 | 0 | 0 | 0 | 0 | 0 | 0 | 0 | 0
SA1 | Wind | 0 | 0 | 0 | 0 | 0 | 0 | 0 | 0 | 0 | 0 | 0 | 0 | 0 | 0 | 0 | 0 | 0 | 0 | 0 | 0 | 0 | 0 | 0 | 0 | 0 | 0 | 0
SA1 | Solar PV | 0 | 0 | 0 | 0 | 0 | 0 | 0 | 0 | 0 | 0 | 0 | 0 | 0 | 0 | 0 | 0 | 0 | 0 | 0 | 0 | 0 | 0 | 0 | 0 | 0 | 0 | 0
SA1 | Grid Battery | 0 | 0 | 0 | 0 | 0 | 0 | 0 | 0 | 0 | 0 | 0 | 0 | 0 | 0 | 0 | 0 | 0 | 0 | 0 | 0 | 0 | 0 | 0 | 0 | 0 | 0 | 0
SA1 | Pumped Hydro | 0 | 0 | 0 | 0 | 0 | 0 | 0 | 0 | 0 | 0 | 0 | 0 | 0 | 0 | 0 | 0 | 0 | 0 | 0 | 0 | 0 | 0 | 0 | 0 | 0 | 0 | 0
SA1 | VPP | 0 | 0 | 0 | 0 | 0 | 0 | 0 | 0 | 0 | 0 | 0 | 0 | 0 | 0 | 0 | 0 | 0 | 0 | 0 | 0 | 0 | 0 | 0 | 0 | 0 | 0 | 0
Total excluding storage |  | 100247.7655 | 71533.461 | 124791.9297 | 67533.959 | 54438.2662 | 71267.5801 | 64725.8516 | 103690.7996 | 51319.2241 | 61852.3731 | 79168.0582 | 107644.3561 | 54511.9146 | 57809.5056 | 29992.2097 | 25568.4657 | 40460.9289 | 29161.5771 | 16373.1717 | 18358.9614 | 38456.4222 | 15820.6063 | 13666.7886 | 12682.3874 | 8089.1106 | 10284.7693 | 8532.273
Region | Technology | 2023-24 | 2024-25 | 2025-26 | 2026-27 | 2027-28 | 2028-29 | 2029-30 | 2030-31 | 2031-32 | 2032-33 | 2033-34 | 2034-35 | 2035-36 | 2036-37 | 2037-38 | 2038-39 | 2039-40 | 2040-41 | 2041-42 | 2042-43 | 2043-44 | 2044-45 | 2045-46 | 2046-47 | 2047-48
TAS1 | Black Coal | 0 | 0 | 0 | 0 | 0 | 0 | 0 | 0 | 0 | 0 | 0 | 0 | 0 | 0 | 0 | 0 | 0 | 0 | 0 | 0 | 0 | 0 | 0 | 0 | 0 | 0 | 0
TAS1 | Brown Coal | 0 | 0 | 0 | 0 | 0 | 0 | 0 | 0 | 0 | 0 | 0 | 0 | 0 | 0 | 0 | 0 | 0 | 0 | 0 | 0 | 0 | 0 | 0 | 0 | 0 | 0 | 0
TAS1 | CCGT | 0 | 0 | 0 | 0 | 0 | 0 | 0 | 0 | 0 | 0 | 0 | 0 | 0 | 0 | 0 | 0 | 0 | 0 | 0 | 0 | 0 | 0 | 0 | 0 | 0 | 0 | 0
TAS1 | Gas - Steam | 0 | 0 | 0 | 0 | 0 | 0 | 0 | 0 | 0 | 0 | 0 | 0 | 0 | 0 | 0 | 0 | 0 | 0 | 0 | 0 | 0 | 0 | 0 | 0 | 0 | 0 | 0
TAS1 | OCGT / Diesel | 0.017994 | 0.034344 | 0.034678 | 19.4307 | 0.03448 | 0.0349 | 145.6525 | 406.5051 | 183.2079 | 792.5041 | 366.3604 | 1685.4064 | 946.1586 | 674.4109 | 802.4209 | 723.8232 | 2269.1141 | 427.4488 | 358.6637 | 332.2141 | 414.1647 | 224.4644 | 135.1282 | 129.3507 | 182.2264 | 308.2834 | 234.7765
TAS1 | Hydro | 0 | 0 | 0 | 0 | 0 | 0 | 0 | 0 | 0 | 0 | 0 | 0 | 0 | 0 | 0 | 0 | 0 | 0 | 0 | 0 | 0 | 0 | 0 | 0 | 0 | 0 | 0
TAS1 | Hydrogen Turbine | 0 | 0 | 0 | 0 | 0 | 0 | 0 | 0 | 0 | 0 | 0 | 0 | 0 | 0 | 0 | 0 | 0 | 0 | 0 | 0 | 0 | 0 | 0 | 0 | 0 | 0 | 0
TAS1 | Wind | 0 | 0 | 0 | 0 | 0 | 0 | 0 | 0 | 0 | 0 | 0 | 0 | 0 | 0 | 0 | 0 | 0 | 0 | 0 | 0 | 0 | 0 | 0 | 0 | 0 | 0 | 0
TAS1 | Solar PV | 0 | 0 | 0 | 0 | 0 | 0 | 0 | 0 | 0 | 0 | 0 | 0 | 0 | 0 | 0 | 0 | 0 | 0 | 0 | 0 | 0 | 0 | 0 | 0 | 0 | 0 | 0
TAS1 | Grid Battery | 0 | 0 | 0 | 0 | 0 | 0 | 0 | 0 | 0 | 0 | 0 | 0 | 0 | 0 | 0 | 0 | 0 | 0 | 0 | 0 | 0 | 0 | 0 | 0 | 0 | 0 | 0
TAS1 | Pumped Hydro | 0 | 0 | 0 | 0 | 0 | 0 | 0 | 0 | 0 | 0 | 0 | 0 | 0 | 0 | 0 | 0 | 0 | 0 | 0 | 0 | 0 | 0 | 0 | 0 | 0 | 0 | 0
TAS1 | VPP | 0 | 0 | 0 | 0 | 0 | 0 | 0 | 0 | 0 | 0 | 0 | 0 | 0 | 0 | 0 | 0 | 0 | 0 | 0 | 0 | 0 | 0 | 0 | 0 | 0 | 0 | 0
Total excluding storage |  | 0.017994 | 0.034344 | 0.034678 | 19.4307 | 0.03448 | 0.0349 | 145.6525 | 406.5051 | 183.2079 | 792.5041 | 366.3604 | 1685.4064 | 946.1586 | 674.4109 | 802.4209 | 723.8232 | 2269.1141 | 427.4488 | 358.6637 | 332.2141 | 414.1647 | 224.4644 | 135.1282 | 129.3507 | 182.2264 | 308.2834 | 234.7765

## Option 5A_Build Cost
New generation build cost (CAPEX) by technology ($000s) - Option 5A, Offshore Wind Scenario
CAPEX | Real June 2021 dollars discounted to 1 July 2021. The total capital costs are annualised for modelling purposes.
Explicitly modelled generation
Region | Technology | 2023-24 | 2024-25 | 2025-26 | 2026-27 | 2027-28 | 2028-29 | 2029-30 | 2030-31 | 2031-32 | 2032-33 | 2033-34 | 2034-35 | 2035-36 | 2036-37 | 2037-38 | 2038-39 | 2039-40 | 2040-41 | 2041-42 | 2042-43 | 2043-44 | 2044-45 | 2045-46 | 2046-47 | 2047-48 | 2048-49 | 2049-50
NEM | Black Coal | 0 | 0 | 0 | 0 | 0 | 0 | 0 | 0 | 0 | 0 | 0 | 0 | 0 | 0 | 0 | 0 | 0 | 0 | 0 | 0 | 0 | 0 | 0 | 0 | 0 | 0 | 0
NEM | Brown Coal | 0 | 0 | 0 | 0 | 0 | 0 | 0 | 0 | 0 | 0 | 0 | 0 | 0 | 0 | 0 | 0 | 0 | 0 | 0 | 0 | 0 | 0 | 0 | 0 | 0 | 0 | 0
NEM | CCGT | 0 | 0 | 0 | 0 | 0 | 0 | 0 | 0 | 0 | 0 | 0 | 0 | 0 | 0 | 0 | 0 | 0 | 0 | 0 | 0 | 0 | 0 | 0 | 0 | 0 | 0 | 0
NEM | Gas - Steam | 0 | 0 | 0 | 0 | 0 | 0 | 0 | 0 | 0 | 0 | 0 | 0 | 0 | 0 | 0 | 0 | 0 | 0 | 0 | 0 | 0 | 0 | 0 | 0 | 0 | 0 | 0
NEM | OCGT / Diesel | 0 | 0.16551 | 0.15693 | 0.15369 | 0.14681 | 10760.4737 | 10199.5025 | 9667.783 | 9188.208 | 8684.7749 | 8232.0149 | 7802.861 | 34575.1759 | 32680.7392 | 91385.199 | 86621.0419 | 82324.1629 | 77813.4716 | 73756.8618 | 69911.7177 | 99660.9931 | 137594.5592 | 130421.3834 | 156571.0796 | 148804.2912 | 186099.1559 | 176397.2612
NEM | Hydro | 0 | 0 | 0 | 0 | 0 | 0 | 0 | 0 | 0 | 0 | 0 | 0 | 0 | 0 | 0 | 0 | 0 | 0 | 0 | 0 | 0 | 0 | 0 | 0 | 0 | 0 | 0
NEM | Hydrogen Turbine | 0 | 0 | 0 | 0 | 0 | 0 | 0 | 0 | 0 | 0 | 0 | 0 | 0 | 0 | 0 | 0 | 0 | 0 | 0 | 0 | 0 | 0 | 0 | 0 | 0 | 0 | 0
NEM | Wind | 0 | 753291.2796 | 720497.6949 | 944504.7172 | 1423066.0374 | 1975554.4461 | 2092945.4077 | 2290859.233 | 2354287.2566 | 2528960.3335 | 2692069.1031 | 2685975.6286 | 2763262.1754 | 2787126.2469 | 2987213.5216 | 2965608.8367 | 2955259.2315 | 2955253.6722 | 2834827.5201 | 2803175.4237 | 2777566.2011 | 2653557.7194 | 2540688.0726 | 2717712.3965 | 2688551.5342 | 2689396.1942 | 2400089.9874
NEM | Solar PV | 0 | 0.5701 | 56454.7532 | 53511.7213 | 50857.7537 | 75177.0582 | 123530.322 | 212529.084 | 213685.8359 | 321528.6866 | 378422.226 | 396656.2362 | 376979.9008 | 357192.578 | 448465.1029 | 447286.8287 | 625475.4153 | 684232.5028 | 765458.9651 | 894003.0555 | 933554.3528 | 894795.8644 | 857672.348 | 899181.621 | 861402.5651 | 870399.8123 | 905526.7354
NEM | Grid Battery | 0 | 0.67775 | 50506.3793 | 47873.8102 | 104208.3827 | 203069.7984 | 198011.9937 | 207219.6379 | 198736.6479 | 318714.8691 | 309621.4556 | 293480.0553 | 294882.4476 | 278725.3041 | 264472.1284 | 250684.4894 | 322841.904 | 311833.5798 | 432461.4423 | 495472.0688 | 494975.843 | 497923.6518 | 454668.5786 | 431648.2923 | 390129.5246 | 372195.1622 | 350898.1679
NEM | Pumped Hydro | 0 | 0 | 69663.0008 | 66031.5187 | 65864.8851 | 78086.0621 | 74015.316 | 76157.9552 | 72380.1142 | 100765.8 | 95512.6227 | 118659.2511 | 121680.6922 | 115013.5915 | 252560.0292 | 239393.3971 | 271968.2042 | 257066.604 | 243665.0715 | 230962.1665 | 219505.4084 | 208013.8731 | 197169.5512 | 226880.2266 | 215625.7193 | 203811.2005 | 193185.9772
NEM | VPP | 0 | 0 | 0 | 0 | 0 | 0 | 0 | 0 | 0 | 0 | 0 | 0 | 0 | 0 | 0 | 0 | 0 | 0 | 0 | 0 | 0 | 0 | 0 | 0 | 0 | 0 | 0
Total excluding storage |  | 0 | 753292.693 | 897121.9851 | 1111921.9211 | 1643997.2057 | 2342647.8385 | 2498702.5419 | 2796433.693 | 2848278.0626 | 3278654.464 | 3483857.4225 | 3502574.0322 | 3591380.3919 | 3570738.4597 | 4044095.981 | 3989594.5938 | 4257868.9179 | 4286199.8304 | 4350169.8608 | 4493524.4323 | 4525262.7985 | 4391885.6679 | 4180619.9338 | 4431993.616 | 4304513.6345 | 4321901.525 | 4026098.1291
Region | Technology | 2023-24 | 2024-25 | 2025-26 | 2026-27 | 2027-28 | 2028-29 | 2029-30 | 2030-31 | 2031-32 | 2032-33 | 2033-34 | 2034-35 | 2035-36 | 2036-37 | 2037-38 | 2038-39 | 2039-40 | 2040-41 | 2041-42 | 2042-43 | 2043-44 | 2044-45 | 2045-46 | 2046-47 | 2047-48 | 2048-49 | 2049-50
NSW1 | Black Coal | 0 | 0 | 0 | 0 | 0 | 0 | 0 | 0 | 0 | 0 | 0 | 0 | 0 | 0 | 0 | 0 | 0 | 0 | 0 | 0 | 0 | 0 | 0 | 0 | 0 | 0 | 0
NSW1 | Brown Coal | 0 | 0 | 0 | 0 | 0 | 0 | 0 | 0 | 0 | 0 | 0 | 0 | 0 | 0 | 0 | 0 | 0 | 0 | 0 | 0 | 0 | 0 | 0 | 0 | 0 | 0 | 0
NSW1 | CCGT | 0 | 0 | 0 | 0 | 0 | 0 | 0 | 0 | 0 | 0 | 0 | 0 | 0 | 0 | 0 | 0 | 0 | 0 | 0 | 0 | 0 | 0 | 0 | 0 | 0 | 0 | 0
NSW1 | Gas - Steam | 0 | 0 | 0 | 0 | 0 | 0 | 0 | 0 | 0 | 0 | 0 | 0 | 0 | 0 | 0 | 0 | 0 | 0 | 0 | 0 | 0 | 0 | 0 | 0 | 0 | 0 | 0
NSW1 | OCGT / Diesel | 0 | 0.073104 | 0.069293 | 0.065681 | 0.062463 | 0.059133 | 0.056148 | 0.053312 | 0.050714 | 0.048008 | 0.045677 | 0.043447 | 0.041354 | 0.039206 | 32956.2396 | 31238.1418 | 29688.558 | 28061.8677 | 26598.9268 | 25212.2529 | 23961.6137 | 28300.7419 | 26825.3478 | 29147.3252 | 27701.4572 | 28175.0124 | 26706.1539
NSW1 | Hydro | 0 | 0 | 0 | 0 | 0 | 0 | 0 | 0 | 0 | 0 | 0 | 0 | 0 | 0 | 0 | 0 | 0 | 0 | 0 | 0 | 0 | 0 | 0 | 0 | 0 | 0 | 0
NSW1 | Hydrogen Turbine | 0 | 0 | 0 | 0 | 0 | 0 | 0 | 0 | 0 | 0 | 0 | 0 | 0 | 0 | 0 | 0 | 0 | 0 | 0 | 0 | 0 | 0 | 0 | 0 | 0 | 0 | 0
NSW1 | Wind | 0 | 334264.9564 | 323316.3438 | 414817.0838 | 756191.979 | 794769.7358 | 772851.3328 | 739079.4295 | 702417.0181 | 766588.6114 | 779030.3653 | 749631.7444 | 810157.5576 | 782570.2687 | 798575.3359 | 756943.4526 | 719543.4092 | 697565.6518 | 675014.8153 | 694590.7781 | 729223.9419 | 689268.4818 | 659037.2244 | 684618.8073 | 684453.5535 | 677879.0995 | 554961.0159
NSW1 | Solar PV | 0 | 0.22091 | 56454.338 | 53511.2297 | 50857.283 | 72062.2529 | 119258.2922 | 176084.462 | 167349.7029 | 170941.4665 | 204386.5021 | 193731.321 | 184121.1797 | 174900.937 | 197154.7126 | 197805.9863 | 246037.6171 | 260093.5138 | 290626.8102 | 301078.0498 | 296116.4498 | 279891.6877 | 265300.1792 | 277138.793 | 263425.0324 | 274570.1968 | 292548.0363
NSW1 | Grid Battery | 0 | 0.42274 | 50506.1007 | 47873.1159 | 104207.6864 | 129919.8229 | 128675.5081 | 121967.3961 | 115917.1496 | 147926.1456 | 140214.3612 | 132904.6085 | 126858.7969 | 119907.9737 | 113656.8495 | 107731.6137 | 141024.4706 | 133297.5009 | 151207.412 | 152517.3893 | 144951.7423 | 150403.9956 | 125266.0718 | 119418.5674 | 93388.1142 | 93608.7961 | 86835.2456
NSW1 | Pumped Hydro | 0 | 0 | 69662.5467 | 66030.8546 | 65864.2214 | 62255.4338 | 59009.8931 | 55933.5529 | 53158.9412 | 50246.2694 | 47626.7993 | 45143.8871 | 42904.5478 | 40553.7316 | 38439.7969 | 36435.8273 | 34628.412 | 32731.0592 | 31024.7051 | 29407.307 | 27948.6018 | 26417.769 | 25040.5401 | 23735.1154 | 22557.7232 | 21321.7455 | 20210.1858
NSW1 | VPP | 0 | 0 | 0 | 0 | 0 | 0 | 0 | 0 | 0 | 0 | 0 | 0 | 0 | 0 | 0 | 0 | 0 | 0 | 0 | 0 | 0 | 0 | 0 | 0 | 0 | 0 | 0
Total excluding storage |  | 0 | 334265.6731 | 499939.3984 | 582232.3497 | 977121.2323 | 1059007.3045 | 1079795.0823 | 1093064.8938 | 1038842.8626 | 1135702.5409 | 1171258.0735 | 1121411.6045 | 1164042.1234 | 1117932.9502 | 1180782.9344 | 1130155.0217 | 1170922.4669 | 1151749.5934 | 1174472.6694 | 1202805.7771 | 1222202.3494 | 1174282.6759 | 1101469.3632 | 1134058.6082 | 1091525.8805 | 1095554.8502 | 981260.6374
Region | Technology | 2023-24 | 2024-25 | 2025-26 | 2026-27 | 2027-28 | 2028-29 | 2029-30 | 2030-31 | 2031-32 | 2032-33 | 2033-34 | 2034-35 | 2035-36 | 2036-37 | 2037-38 | 2038-39 | 2039-40 | 2040-41 | 2041-42 | 2042-43 | 2043-44 | 2044-45 | 2045-46 | 2046-47 | 2047-48 | 2048-49 | 2049-50
QLD1 | Black Coal | 0 | 0 | 0 | 0 | 0 | 0 | 0 | 0 | 0 | 0 | 0 | 0 | 0 | 0 | 0 | 0 | 0 | 0 | 0 | 0 | 0 | 0 | 0 | 0 | 0 | 0 | 0
QLD1 | Brown Coal | 0 | 0 | 0 | 0 | 0 | 0 | 0 | 0 | 0 | 0 | 0 | 0 | 0 | 0 | 0 | 0 | 0 | 0 | 0 | 0 | 0 | 0 | 0 | 0 | 0 | 0 | 0
QLD1 | CCGT | 0 | 0 | 0 | 0 | 0 | 0 | 0 | 0 | 0 | 0 | 0 | 0 | 0 | 0 | 0 | 0 | 0 | 0 | 0 | 0 | 0 | 0 | 0 | 0 | 0 | 0 | 0
QLD1 | Gas - Steam | 0 | 0 | 0 | 0 | 0 | 0 | 0 | 0 | 0 | 0 | 0 | 0 | 0 | 0 | 0 | 0 | 0 | 0 | 0 | 0 | 0 | 0 | 0 | 0 | 0 | 0 | 0
QLD1 | OCGT / Diesel | 0 | 0.018886 | 0.017922 | 0.018126 | 0.017358 | 10760.3502 | 10199.3842 | 9667.6628 | 9188.0935 | 8684.6612 | 8231.9066 | 7802.7553 | 7415.6956 | 7009.3763 | 30422.0859 | 28836.1004 | 27405.6722 | 25904.0653 | 24553.6164 | 23273.5701 | 22119.0728 | 20907.1284 | 19817.1834 | 48012.52 | 45630.8343 | 86587.3926 | 82073.353
QLD1 | Hydro | 0 | 0 | 0 | 0 | 0 | 0 | 0 | 0 | 0 | 0 | 0 | 0 | 0 | 0 | 0 | 0 | 0 | 0 | 0 | 0 | 0 | 0 | 0 | 0 | 0 | 0 | 0
QLD1 | Hydrogen Turbine | 0 | 0 | 0 | 0 | 0 | 0 | 0 | 0 | 0 | 0 | 0 | 0 | 0 | 0 | 0 | 0 | 0 | 0 | 0 | 0 | 0 | 0 | 0 | 0 | 0 | 0 | 0
QLD1 | Wind | 0 | 150750.3978 | 142891.3737 | 196333.8182 | 313836.968 | 615832.8863 | 588582.2416 | 703155.1889 | 669737.0013 | 736224.9017 | 800843.5667 | 760654.3725 | 722921.7297 | 683311.5294 | 764220.3836 | 724379.5111 | 688446.2961 | 664753.6146 | 649922.2621 | 651731.7114 | 654317.1309 | 618465.8981 | 586223.6044 | 718765.9208 | 701549.9309 | 730525.5135 | 653392.588
QLD1 | Solar PV | 0 | 0.094673 | 0.12955 | 0.12853 | 0.12383 | 3114.4759 | 4271.7122 | 36444.2145 | 46335.7287 | 87143.6045 | 113899.5938 | 135258.142 | 128548.5927 | 121505.1813 | 164110.3788 | 166826.7966 | 289763.9973 | 325310.5915 | 315395.0078 | 437413.7777 | 415759.0975 | 392978.8958 | 378493.5102 | 411090.2766 | 397489.3903 | 396955.8667 | 418071.504
QLD1 | Grid Battery | 0 | 0.058077 | 0.063936 | 0.090678 | 0.10803 | 73149.4191 | 69335.943 | 81909.6312 | 79642.6781 | 131184.8639 | 131867.8885 | 124993.26 | 118792.9069 | 112284.0267 | 106430.3576 | 100881.8574 | 141833.3656 | 134062.0568 | 167858.9645 | 235471.2012 | 223790.5334 | 211528.6217 | 200501.0604 | 190048.3889 | 180620.9345 | 168828.3382 | 160026.8608
QLD1 | Pumped Hydro | 0 | 0 | 0.10536 | 0.15353 | 0.15131 | 15830.1222 | 15004.856 | 14222.6135 | 13517.0937 | 12776.468 | 12110.4031 | 39605.0077 | 37640.3845 | 35577.9995 | 173899.0533 | 164833.2269 | 201106.6224 | 190087.6229 | 180177.8424 | 170784.6871 | 162312.8254 | 153419.4089 | 145421.241 | 177829.6866 | 169008.354 | 159748.081 | 151419.982
QLD1 | VPP | 0 | 0 | 0 | 0 | 0 | 0 | 0 | 0 | 0 | 0 | 0 | 0 | 0 | 0 | 0 | 0 | 0 | 0 | 0 | 0 | 0 | 0 | 0 | 0 | 0 | 0 | 0
Total excluding storage |  | 0 | 150750.5695 | 142891.6905 | 196334.209 | 313837.3685 | 718687.2538 | 687394.137 | 845399.3109 | 818420.5954 | 976014.4994 | 1066953.3587 | 1068313.5375 | 1015319.3094 | 959688.1131 | 1239082.2593 | 1185757.4923 | 1348555.9536 | 1340117.951 | 1337907.6933 | 1518674.9475 | 1478298.66 | 1397299.953 | 1330456.5993 | 1545746.7929 | 1494299.444 | 1542645.1919 | 1464984.2879
Region | Technology | 2023-24 | 2024-25 | 2025-26 | 2026-27 | 2027-28 | 2028-29 | 2029-30 | 2030-31 | 2031-32 | 2032-33 | 2033-34 | 2034-35 | 2035-36 | 2036-37 | 2037-38 | 2038-39 | 2039-40 | 2040-41 | 2041-42 | 2042-43 | 2043-44 | 2044-45 | 2045-46 | 2046-47 | 2047-48 | 2048-49 | 2049-50
VIC1 | Black Coal | 0 | 0 | 0 | 0 | 0 | 0 | 0 | 0 | 0 | 0 | 0 | 0 | 0 | 0 | 0 | 0 | 0 | 0 | 0 | 0 | 0 | 0 | 0 | 0 | 0 | 0 | 0
VIC1 | Brown Coal | 0 | 0 | 0 | 0 | 0 | 0 | 0 | 0 | 0 | 0 | 0 | 0 | 0 | 0 | 0 | 0 | 0 | 0 | 0 | 0 | 0 | 0 | 0 | 0 | 0 | 0 | 0
VIC1 | CCGT | 0 | 0 | 0 | 0 | 0 | 0 | 0 | 0 | 0 | 0 | 0 | 0 | 0 | 0 | 0 | 0 | 0 | 0 | 0 | 0 | 0 | 0 | 0 | 0 | 0 | 0 | 0
VIC1 | Gas - Steam | 0 | 0 | 0 | 0 | 0 | 0 | 0 | 0 | 0 | 0 | 0 | 0 | 0 | 0 | 0 | 0 | 0 | 0 | 0 | 0 | 0 | 0 | 0 | 0 | 0 | 0 | 0
VIC1 | OCGT / Diesel | 0 | 0.036839 | 0.034918 | 0.033264 | 0.031658 | 0.030067 | 0.028588 | 0.027212 | 0.025896 | 0.025048 | 0.023855 | 0.02373 | 27159.3452 | 25671.235 | 26882.8731 | 25481.3964 | 24217.3789 | 22890.4645 | 21697.1287 | 20565.9988 | 44371.9784 | 79682.864 | 75528.7811 | 71591.2618 | 68039.9406 | 64311.9078 | 60959.1448
VIC1 | Hydro | 0 | 0 | 0 | 0 | 0 | 0 | 0 | 0 | 0 | 0 | 0 | 0 | 0 | 0 | 0 | 0 | 0 | 0 | 0 | 0 | 0 | 0 | 0 | 0 | 0 | 0 | 0
VIC1 | Hydrogen Turbine | 0 | 0 | 0 | 0 | 0 | 0 | 0 | 0 | 0 | 0 | 0 | 0 | 0 | 0 | 0 | 0 | 0 | 0 | 0 | 0 | 0 | 0 | 0 | 0 | 0 | 0 | 0
VIC1 | Wind | 0 | 121714.7521 | 115369.4335 | 157738.9786 | 179305.3746 | 307998.6695 | 420179.5227 | 524363.8354 | 588210.4659 | 641867.1106 | 738467.2182 | 821445.0037 | 893510.8579 | 1003019.291 | 1098699.8652 | 1175355.4948 | 1242052.7702 | 1292149.2791 | 1224786.0553 | 1164995.2031 | 1113303.388 | 1052304.1469 | 1017209.9822 | 1000029.9218 | 981863.0003 | 962229.2341 | 919378.4262
VIC1 | Solar PV | 0 | 0.085501 | 0.083037 | 0.15852 | 0.15169 | 0.14387 | 0.13825 | 0.16531 | 0.1737 | 48982.2678 | 46428.6901 | 44008.248 | 41825.1963 | 39533.5177 | 37837.5403 | 35864.9691 | 43553.9497 | 41167.5495 | 57663.0211 | 58255.0574 | 85454.5725 | 84291.9258 | 83420.5018 | 83164.1142 | 79038.7159 | 78857.2857 | 78059.921
VIC1 | Grid Battery | 0 | 0.088219 | 0.084376 | 0.39215 | 0.37435 | 0.3539 | 0.33644 | 3341.136 | 3175.3986 | 10184.3642 | 9653.4268 | 9150.1679 | 10935.9317 | 10336.7328 | 9797.8534 | 9287.0657 | 8826.3773 | 8342.7906 | 47186.183 | 44726.2414 | 50653.1094 | 56254.7154 | 53322.0054 | 50542.0843 | 48034.9196 | 45403.0001 | 43036.0271
VIC1 | Pumped Hydro | 0 | 0 | 0.10085 | 0.21012 | 0.20108 | 0.19115 | 0.18254 | 0.2614 | 0.24869 | 0.23654 | 0.22525 | 0.21457 | 0.28065 | 0.26686 | 0.40253 | 0.3823 | 0.36465 | 0.36537 | 0.36078 | 0.3442 | 0.49543 | 0.46991 | 0.44683 | 0.42485 | 0.40452 | 0.38463 | 0.36673
VIC1 | VPP | 0 | 0 | 0 | 0 | 0 | 0 | 0 | 0 | 0 | 0 | 0 | 0 | 0 | 0 | 0 | 0 | 0 | 0 | 0 | 0 | 0 | 0 | 0 | 0 | 0 | 0 | 0
Total excluding storage |  | 0 | 121714.9627 | 115369.7367 | 157739.7727 | 179306.1334 | 307999.3885 | 420180.2085 | 527705.4253 | 591386.3128 | 701034.0042 | 794549.5842 | 874603.6579 | 973431.6118 | 1078561.0434 | 1173218.5345 | 1245989.3082 | 1318650.8408 | 1364550.4491 | 1351332.7488 | 1288542.8449 | 1293783.5437 | 1272534.122 | 1229481.7174 | 1205327.8069 | 1176976.981 | 1150801.8124 | 1101433.8858
Region | Technology | 2023-24 | 2024-25 | 2025-26 | 2026-27 | 2027-28 | 2028-29 | 2029-30 | 2030-31 | 2031-32 | 2032-33 | 2033-34 | 2034-35 | 2035-36 | 2036-37 | 2037-38 | 2038-39 | 2039-40 | 2040-41 | 2041-42 | 2042-43 | 2043-44 | 2044-45 | 2045-46 | 2046-47 | 2047-48 | 2048-49 | 2049-50
SA1 | Black Coal | 0 | 0 | 0 | 0 | 0 | 0 | 0 | 0 | 0 | 0 | 0 | 0 | 0 | 0 | 0 | 0 | 0 | 0 | 0 | 0 | 0 | 0 | 0 | 0 | 0 | 0 | 0
SA1 | Brown Coal | 0 | 0 | 0 | 0 | 0 | 0 | 0 | 0 | 0 | 0 | 0 | 0 | 0 | 0 | 0 | 0 | 0 | 0 | 0 | 0 | 0 | 0 | 0 | 0 | 0 | 0 | 0
SA1 | CCGT | 0 | 0 | 0 | 0 | 0 | 0 | 0 | 0 | 0 | 0 | 0 | 0 | 0 | 0 | 0 | 0 | 0 | 0 | 0 | 0 | 0 | 0 | 0 | 0 | 0 | 0 | 0
SA1 | Gas - Steam | 0 | 0 | 0 | 0 | 0 | 0 | 0 | 0 | 0 | 0 | 0 | 0 | 0 | 0 | 0 | 0 | 0 | 0 | 0 | 0 | 0 | 0 | 0 | 0 | 0 | 0 | 0
SA1 | OCGT / Diesel | 0 | 0.019146 | 0.018168 | 0.020782 | 0.019811 | 0.018843 | 0.017966 | 0.020562 | 0.019654 | 0.020967 | 0.020018 | 0.020577 | 0.061201 | 0.057916 | 1123.9577 | 1065.3628 | 1012.5151 | 957.0376 | 907.1447 | 859.8529 | 9208.2869 | 8703.7482 | 8249.9983 | 7819.9037 | 7431.9934 | 7024.7809 | 6658.5552
SA1 | Hydro | 0 | 0 | 0 | 0 | 0 | 0 | 0 | 0 | 0 | 0 | 0 | 0 | 0 | 0 | 0 | 0 | 0 | 0 | 0 | 0 | 0 | 0 | 0 | 0 | 0 | 0 | 0
SA1 | Hydrogen Turbine | 0 | 0 | 0 | 0 | 0 | 0 | 0 | 0 | 0 | 0 | 0 | 0 | 0 | 0 | 0 | 0 | 0 | 0 | 0 | 0 | 0 | 0 | 0 | 0 | 0 | 0 | 0
SA1 | Wind | 0 | 58375.4566 | 55332.1865 | 89559.3364 | 85116.708 | 160829.3406 | 171066.0835 | 187640.6799 | 178332.6703 | 180461.9767 | 180535.7864 | 171123.9703 | 162635.2804 | 153724.1997 | 169792.8568 | 160941.1034 | 156424.9721 | 156422.5035 | 148267.7773 | 162154.7827 | 157452.7728 | 177004.3569 | 167776.6582 | 209614.7079 | 221194.8659 | 224723.4123 | 206326.4487
SA1 | Solar PV | 0 | 0.13119 | 0.16665 | 0.16707 | 0.15923 | 0.15148 | 0.14593 | 0.20309 | 0.19316 | 14461.3003 | 13707.3948 | 23658.4783 | 22484.8874 | 21252.8996 | 49362.4273 | 46789.032 | 46119.715 | 53824.8846 | 98138.139 | 93809.7369 | 132948.7603 | 134537.3434 | 127523.5484 | 125006.8175 | 118805.7904 | 117517.6695 | 114478.7591
SA1 | Grid Battery | 0 | 0.062387 | 0.076273 | 0.15256 | 0.1468 | 0.13883 | 0.13324 | 1.3499 | 1.2875 | 29419.3216 | 27885.6138 | 26431.8618 | 38294.662 | 36196.4283 | 34586.9294 | 32783.8204 | 31157.5641 | 36131.1113 | 66208.7568 | 62757.1169 | 75580.3377 | 79736.181 | 75579.313 | 71639.1324 | 68085.4376 | 64354.9129 | 60999.9184
SA1 | Pumped Hydro | 0 | 0 | 0.12403 | 0.16894 | 0.16309 | 0.15584 | 0.15116 | 0.17902 | 0.17063 | 0.16687 | 0.16053 | 0.15401 | 0.17747 | 0.16912 | 0.20874 | 0.19875 | 0.19089 | 0.1929 | 0.20458 | 0.19822 | 0.19788 | 0.2255 | 0.2141 | 0.20337 | 0.19381 | 0.18388 | 0.17586
SA1 | VPP | 0 | 0 | 0 | 0 | 0 | 0 | 0 | 0 | 0 | 0 | 0 | 0 | 0 | 0 | 0 | 0 | 0 | 0 | 0 | 0 | 0 | 0 | 0 | 0 | 0 | 0 | 0
Total excluding storage |  | 0 | 58375.6693 | 55332.5716 | 89559.8457 | 85117.1969 | 160829.8055 | 171066.5318 | 187642.4325 | 178334.3413 | 224342.7863 | 222128.9756 | 221214.485 | 223415.0684 | 211173.7547 | 254866.3799 | 241579.5173 | 234714.9572 | 247335.7299 | 313522.0225 | 319581.6875 | 375190.3555 | 399981.855 | 379129.732 | 414080.7648 | 415518.2811 | 413620.9596 | 388463.8572
Region | Technology | 2023-24 | 2024-25 | 2025-26 | 2026-27 | 2027-28 | 2028-29 | 2029-30 | 2030-31 | 2031-32 | 2032-33 | 2033-34 | 2034-35 | 2035-36 | 2036-37 | 2037-38 | 2038-39 | 2039-40 | 2040-41 | 2041-42 | 2042-43 | 2043-44 | 2044-45 | 2045-46 | 2046-47 | 2047-48 | 2048-49 | 2049-50
TAS1 | Black Coal | 0 | 0 | 0 | 0 | 0 | 0 | 0 | 0 | 0 | 0 | 0 | 0 | 0 | 0 | 0 | 0 | 0 | 0 | 0 | 0 | 0 | 0 | 0 | 0 | 0 | 0 | 0
TAS1 | Brown Coal | 0 | 0 | 0 | 0 | 0 | 0 | 0 | 0 | 0 | 0 | 0 | 0 | 0 | 0 | 0 | 0 | 0 | 0 | 0 | 0 | 0 | 0 | 0 | 0 | 0 | 0 | 0
TAS1 | CCGT | 0 | 0 | 0 | 0 | 0 | 0 | 0 | 0 | 0 | 0 | 0 | 0 | 0 | 0 | 0 | 0 | 0 | 0 | 0 | 0 | 0 | 0 | 0 | 0 | 0 | 0 | 0
TAS1 | Gas - Steam | 0 | 0 | 0 | 0 | 0 | 0 | 0 | 0 | 0 | 0 | 0 | 0 | 0 | 0 | 0 | 0 | 0 | 0 | 0 | 0 | 0 | 0 | 0 | 0 | 0 | 0 | 0
TAS1 | OCGT / Diesel | 0 | 0.017534 | 0.016628 | 0.015833 | 0.015522 | 0.015453 | 0.01565 | 0.019028 | 0.018218 | 0.019729 | 0.018822 | 0.017993 | 0.032489 | 0.030788 | 0.042724 | 0.040568 | 0.038654 | 0.036603 | 0.045318 | 0.043043 | 0.04138 | 0.076637 | 0.0727 | 0.068973 | 0.065625 | 0.062109 | 0.054355
TAS1 | Hydro | 0 | 0 | 0 | 0 | 0 | 0 | 0 | 0 | 0 | 0 | 0 | 0 | 0 | 0 | 0 | 0 | 0 | 0 | 0 | 0 | 0 | 0 | 0 | 0 | 0 | 0 | 0
TAS1 | Hydrogen Turbine | 0 | 0 | 0 | 0 | 0 | 0 | 0 | 0 | 0 | 0 | 0 | 0 | 0 | 0 | 0 | 0 | 0 | 0 | 0 | 0 | 0 | 0 | 0 | 0 | 0 | 0 | 0
TAS1 | Wind | 0 | 88185.7167 | 83588.3575 | 86055.5002 | 88615.0079 | 96123.814 | 140266.227 | 136620.0993 | 215590.101 | 203817.7332 | 193192.1666 | 183120.5377 | 174036.7498 | 164500.9581 | 155925.08 | 147989.2748 | 148791.784 | 144362.6232 | 136836.61 | 129702.9484 | 123268.9676 | 116514.8357 | 110440.6035 | 104683.0386 | 99490.1836 | 94038.9348 | 66031.5086
TAS1 | Solar PV | 0 | 0.037829 | 0.035974 | 0.037493 | 0.035889 | 0.034025 | 0.033444 | 0.039149 | 0.037399 | 0.047529 | 0.045266 | 0.046926 | 0.04467 | 0.042435 | 0.043896 | 0.04466 | 0.13625 | 3835.9634 | 3635.987 | 3446.4337 | 3275.4728 | 3096.0117 | 2934.6084 | 2781.6197 | 2643.6362 | 2498.7936 | 2368.5149
TAS1 | Grid Battery | 0 | 0.04632 | 0.05401 | 0.058888 | 0.067169 | 0.063655 | 0.072925 | 0.12465 | 0.134 | 0.17372 | 0.16534 | 0.15707 | 0.15012 | 0.14258 | 0.13855 | 0.13222 | 0.12634 | 0.12025 | 0.1259 | 0.12007 | 0.12024 | 0.13802 | 0.12797 | 0.11932 | 0.11879 | 0.1149 | 0.11606
TAS1 | Pumped Hydro | 0 | 0 | 0.12383 | 0.13154 | 0.1482 | 0.15909 | 0.23332 | 6001.3484 | 5703.66 | 37742.6591 | 35775.0345 | 33909.9877 | 41135.3018 | 38881.4244 | 40220.5677 | 38123.7619 | 36232.6143 | 34247.3636 | 32461.9587 | 30769.63 | 29243.2879 | 28175.9998 | 26707.1093 | 25314.7964 | 24059.0437 | 22740.8055 | 21555.2668
TAS1 | VPP | 0 | 0 | 0 | 0 | 0 | 0 | 0 | 0 | 0 | 0 | 0 | 0 | 0 | 0 | 0 | 0 | 0 | 0 | 0 | 0 | 0 | 0 | 0 | 0 | 0 | 0 | 0
Total excluding storage |  | 0 | 88185.8184 | 83588.5879 | 86055.7439 | 88615.2746 | 96124.0862 | 140266.5823 | 142621.6306 | 221293.9506 | 241560.6333 | 228967.4305 | 217030.7474 | 215172.2788 | 203382.5984 | 196145.8729 | 186113.2542 | 185024.6995 | 182446.1071 | 172934.7268 | 163919.1752 | 155787.8899 | 147787.0619 | 140082.5219 | 132779.643 | 126193.0479 | 119278.7109 | 89955.4607

## Option 5A_Rehab Cost
Rehabilition cost by technology ($000s) - Option 5A, Offshore Wind Scenario
Rehab | Real June 2021 dollars discounted to 1 July 2021
Explicitly modelled generation
Region | Technology | 2023-24 | 2024-25 | 2025-26 | 2026-27 | 2027-28 | 2028-29 | 2029-30 | 2030-31 | 2031-32 | 2032-33 | 2033-34 | 2034-35 | 2035-36 | 2036-37 | 2037-38 | 2038-39 | 2039-40 | 2040-41 | 2041-42 | 2042-43 | 2043-44 | 2044-45 | 2045-46 | 2046-47 | 2047-48 | 2048-49 | 2049-50
NEM | Black Coal | 0 | 0 | 0 | 0 | 0 | 0 | 0 | 0 | 0 | 0 | 0 | 0 | 0 | 0 | 0 | 0 | 0 | 0 | 0 | 0 | 0 | 0 | 0 | 0 | 0 | 0 | 0
NEM | Brown Coal | 0 | 0 | 0 | 0 | 0 | 0 | 0 | 0 | 0 | 0 | 0 | 0 | 0 | 0 | 0 | 0 | 0 | 0 | 0 | 0 | 0 | 0 | 0 | 0 | 0 | 0 | 0
NEM | CCGT | 0 | 0 | 0 | 0 | 0 | 0 | 0 | 0 | 0 | 0 | 0 | 0 | 0 | 0 | 0 | 0 | 0 | 0 | 0 | 0 | 0 | 0 | 0 | 0 | 0 | 0 | 0
NEM | Gas - Steam | 0 | 0 | 0 | 0 | 0 | 0 | 0 | 0 | 0 | 0 | 0 | 0 | 0 | 0 | 0 | 0 | 0 | 0 | 0 | 0 | 0 | 0 | 0 | 0 | 0 | 0 | 0
NEM | OCGT / Diesel | 0 | 0 | 0 | 0 | 0 | 0 | 0 | 0 | 0 | 0 | 0 | 0 | 0 | 0 | 0 | 0 | 0 | 0 | 0 | 0 | 0 | 0 | 0 | 0 | 0 | 0 | 0
NEM | Hydro | 0 | 0 | 0 | 0 | 0 | 0 | 0 | 0 | 0 | 0 | 0 | 0 | 0 | 0 | 0 | 0 | 0 | 0 | 0 | 0 | 0 | 0 | 0 | 0 | 0 | 0 | 0
NEM | Hydrogen Turbine | 0 | 0 | 0 | 0 | 0 | 0 | 0 | 0 | 0 | 0 | 0 | 0 | 0 | 0 | 0 | 0 | 0 | 0 | 0 | 0 | 0 | 0 | 0 | 0 | 0 | 0 | 0
NEM | Wind | 0 | 0 | 0 | 0 | 0 | 0 | 0 | 0 | 0 | 0 | 0 | 0 | 0 | 0 | 0 | 0 | 0 | 0 | 0 | 0 | 0 | 0 | 0 | 0 | 0 | 0 | 0
NEM | Solar PV | 0 | 0 | 0 | 0 | 0 | 0 | 0 | 0 | 0 | 0 | 0 | 0 | 0 | 0 | 0 | 0 | 0 | 0 | 0 | 0 | 0 | 0 | 0 | 0 | 0 | 0 | 0
NEM | Grid Battery | 0 | 0 | 0 | 0 | 0 | 0 | 0 | 0 | 0 | 0 | 0 | 0 | 0 | 0 | 0 | 0 | 0 | 0 | 0 | 0 | 0 | 0 | 0 | 0 | 0 | 0 | 0
NEM | Pumped Hydro | 0 | 0 | 0 | 0 | 0 | 0 | 0 | 0 | 0 | 0 | 0 | 0 | 0 | 0 | 0 | 0 | 0 | 0 | 0 | 0 | 0 | 0 | 0 | 0 | 0 | 0 | 0
NEM | VPP | 0 | 0 | 0 | 0 | 0 | 0 | 0 | 0 | 0 | 0 | 0 | 0 | 0 | 0 | 0 | 0 | 0 | 0 | 0 | 0 | 0 | 0 | 0 | 0 | 0 | 0 | 0
Total excluding storage |  | 0 | 0 | 0 | 0 | 0 | 0 | 0 | 0 | 0 | 0 | 0 | 0 | 0 | 0 | 0 | 0 | 0 | 0 | 0 | 0 | 0 | 0 | 0 | 0 | 0 | 0 | 0
Region | Technology | 2023-24 | 2024-25 | 2025-26 | 2026-27 | 2027-28 | 2028-29 | 2029-30 | 2030-31 | 2031-32 | 2032-33 | 2033-34 | 2034-35 | 2035-36 | 2036-37 | 2037-38 | 2038-39 | 2039-40 | 2040-41 | 2041-42 | 2042-43 | 2043-44 | 2044-45 | 2045-46 | 2046-47 | 2047-48 | 2048-49 | 2049-50
NSW1 | Black Coal | 0 | 0 | 0 | 0 | 0 | 0 | 0 | 0 | 0 | 0 | 0 | 0 | 0 | 0 | 0 | 0 | 0 | 0 | 0 | 0 | 0 | 0 | 0 | 0 | 0 | 0 | 0
NSW1 | Brown Coal | 0 | 0 | 0 | 0 | 0 | 0 | 0 | 0 | 0 | 0 | 0 | 0 | 0 | 0 | 0 | 0 | 0 | 0 | 0 | 0 | 0 | 0 | 0 | 0 | 0 | 0 | 0
NSW1 | CCGT | 0 | 0 | 0 | 0 | 0 | 0 | 0 | 0 | 0 | 0 | 0 | 0 | 0 | 0 | 0 | 0 | 0 | 0 | 0 | 0 | 0 | 0 | 0 | 0 | 0 | 0 | 0
NSW1 | Gas - Steam | 0 | 0 | 0 | 0 | 0 | 0 | 0 | 0 | 0 | 0 | 0 | 0 | 0 | 0 | 0 | 0 | 0 | 0 | 0 | 0 | 0 | 0 | 0 | 0 | 0 | 0 | 0
NSW1 | OCGT / Diesel | 0 | 0 | 0 | 0 | 0 | 0 | 0 | 0 | 0 | 0 | 0 | 0 | 0 | 0 | 0 | 0 | 0 | 0 | 0 | 0 | 0 | 0 | 0 | 0 | 0 | 0 | 0
NSW1 | Hydro | 0 | 0 | 0 | 0 | 0 | 0 | 0 | 0 | 0 | 0 | 0 | 0 | 0 | 0 | 0 | 0 | 0 | 0 | 0 | 0 | 0 | 0 | 0 | 0 | 0 | 0 | 0
NSW1 | Hydrogen Turbine | 0 | 0 | 0 | 0 | 0 | 0 | 0 | 0 | 0 | 0 | 0 | 0 | 0 | 0 | 0 | 0 | 0 | 0 | 0 | 0 | 0 | 0 | 0 | 0 | 0 | 0 | 0
NSW1 | Wind | 0 | 0 | 0 | 0 | 0 | 0 | 0 | 0 | 0 | 0 | 0 | 0 | 0 | 0 | 0 | 0 | 0 | 0 | 0 | 0 | 0 | 0 | 0 | 0 | 0 | 0 | 0
NSW1 | Solar PV | 0 | 0 | 0 | 0 | 0 | 0 | 0 | 0 | 0 | 0 | 0 | 0 | 0 | 0 | 0 | 0 | 0 | 0 | 0 | 0 | 0 | 0 | 0 | 0 | 0 | 0 | 0
NSW1 | Grid Battery | 0 | 0 | 0 | 0 | 0 | 0 | 0 | 0 | 0 | 0 | 0 | 0 | 0 | 0 | 0 | 0 | 0 | 0 | 0 | 0 | 0 | 0 | 0 | 0 | 0 | 0 | 0
NSW1 | Pumped Hydro | 0 | 0 | 0 | 0 | 0 | 0 | 0 | 0 | 0 | 0 | 0 | 0 | 0 | 0 | 0 | 0 | 0 | 0 | 0 | 0 | 0 | 0 | 0 | 0 | 0 | 0 | 0
NSW1 | VPP | 0 | 0 | 0 | 0 | 0 | 0 | 0 | 0 | 0 | 0 | 0 | 0 | 0 | 0 | 0 | 0 | 0 | 0 | 0 | 0 | 0 | 0 | 0 | 0 | 0 | 0 | 0
Total excluding storage |  | 0 | 0 | 0 | 0 | 0 | 0 | 0 | 0 | 0 | 0 | 0 | 0 | 0 | 0 | 0 | 0 | 0 | 0 | 0 | 0 | 0 | 0 | 0 | 0 | 0 | 0 | 0
Region | Technology | 2023-24 | 2024-25 | 2025-26 | 2026-27 | 2027-28 | 2028-29 | 2029-30 | 2030-31 | 2031-32 | 2032-33 | 2033-34 | 2034-35 | 2035-36 | 2036-37 | 2037-38 | 2038-39 | 2039-40 | 2040-41 | 2041-42 | 2042-43 | 2043-44 | 2044-45 | 2045-46 | 2046-47 | 2047-48 | 2048-49 | 2049-50
QLD1 | Black Coal | 0 | 0 | 0 | 0 | 0 | 0 | 0 | 0 | 0 | 0 | 0 | 0 | 0 | 0 | 0 | 0 | 0 | 0 | 0 | 0 | 0 | 0 | 0 | 0 | 0 | 0 | 0
QLD1 | Brown Coal | 0 | 0 | 0 | 0 | 0 | 0 | 0 | 0 | 0 | 0 | 0 | 0 | 0 | 0 | 0 | 0 | 0 | 0 | 0 | 0 | 0 | 0 | 0 | 0 | 0 | 0 | 0
QLD1 | CCGT | 0 | 0 | 0 | 0 | 0 | 0 | 0 | 0 | 0 | 0 | 0 | 0 | 0 | 0 | 0 | 0 | 0 | 0 | 0 | 0 | 0 | 0 | 0 | 0 | 0 | 0 | 0
QLD1 | Gas - Steam | 0 | 0 | 0 | 0 | 0 | 0 | 0 | 0 | 0 | 0 | 0 | 0 | 0 | 0 | 0 | 0 | 0 | 0 | 0 | 0 | 0 | 0 | 0 | 0 | 0 | 0 | 0
QLD1 | OCGT / Diesel | 0 | 0 | 0 | 0 | 0 | 0 | 0 | 0 | 0 | 0 | 0 | 0 | 0 | 0 | 0 | 0 | 0 | 0 | 0 | 0 | 0 | 0 | 0 | 0 | 0 | 0 | 0
QLD1 | Hydro | 0 | 0 | 0 | 0 | 0 | 0 | 0 | 0 | 0 | 0 | 0 | 0 | 0 | 0 | 0 | 0 | 0 | 0 | 0 | 0 | 0 | 0 | 0 | 0 | 0 | 0 | 0
QLD1 | Hydrogen Turbine | 0 | 0 | 0 | 0 | 0 | 0 | 0 | 0 | 0 | 0 | 0 | 0 | 0 | 0 | 0 | 0 | 0 | 0 | 0 | 0 | 0 | 0 | 0 | 0 | 0 | 0 | 0
QLD1 | Wind | 0 | 0 | 0 | 0 | 0 | 0 | 0 | 0 | 0 | 0 | 0 | 0 | 0 | 0 | 0 | 0 | 0 | 0 | 0 | 0 | 0 | 0 | 0 | 0 | 0 | 0 | 0
QLD1 | Solar PV | 0 | 0 | 0 | 0 | 0 | 0 | 0 | 0 | 0 | 0 | 0 | 0 | 0 | 0 | 0 | 0 | 0 | 0 | 0 | 0 | 0 | 0 | 0 | 0 | 0 | 0 | 0
QLD1 | Grid Battery | 0 | 0 | 0 | 0 | 0 | 0 | 0 | 0 | 0 | 0 | 0 | 0 | 0 | 0 | 0 | 0 | 0 | 0 | 0 | 0 | 0 | 0 | 0 | 0 | 0 | 0 | 0
QLD1 | Pumped Hydro | 0 | 0 | 0 | 0 | 0 | 0 | 0 | 0 | 0 | 0 | 0 | 0 | 0 | 0 | 0 | 0 | 0 | 0 | 0 | 0 | 0 | 0 | 0 | 0 | 0 | 0 | 0
QLD1 | VPP | 0 | 0 | 0 | 0 | 0 | 0 | 0 | 0 | 0 | 0 | 0 | 0 | 0 | 0 | 0 | 0 | 0 | 0 | 0 | 0 | 0 | 0 | 0 | 0 | 0 | 0 | 0
Total excluding storage |  | 0 | 0 | 0 | 0 | 0 | 0 | 0 | 0 | 0 | 0 | 0 | 0 | 0 | 0 | 0 | 0 | 0 | 0 | 0 | 0 | 0 | 0 | 0 | 0 | 0 | 0 | 0
Region | Technology | 2023-24 | 2024-25 | 2025-26 | 2026-27 | 2027-28 | 2028-29 | 2029-30 | 2030-31 | 2031-32 | 2032-33 | 2033-34 | 2034-35 | 2035-36 | 2036-37 | 2037-38 | 2038-39 | 2039-40 | 2040-41 | 2041-42 | 2042-43 | 2043-44 | 2044-45 | 2045-46 | 2046-47 | 2047-48 | 2048-49 | 2049-50
VIC1 | Black Coal | 0 | 0 | 0 | 0 | 0 | 0 | 0 | 0 | 0 | 0 | 0 | 0 | 0 | 0 | 0 | 0 | 0 | 0 | 0 | 0 | 0 | 0 | 0 | 0 | 0 | 0 | 0
VIC1 | Brown Coal | 0 | 0 | 0 | 0 | 0 | 0 | 0 | 0 | 0 | 0 | 0 | 0 | 0 | 0 | 0 | 0 | 0 | 0 | 0 | 0 | 0 | 0 | 0 | 0 | 0 | 0 | 0
VIC1 | CCGT | 0 | 0 | 0 | 0 | 0 | 0 | 0 | 0 | 0 | 0 | 0 | 0 | 0 | 0 | 0 | 0 | 0 | 0 | 0 | 0 | 0 | 0 | 0 | 0 | 0 | 0 | 0
VIC1 | Gas - Steam | 0 | 0 | 0 | 0 | 0 | 0 | 0 | 0 | 0 | 0 | 0 | 0 | 0 | 0 | 0 | 0 | 0 | 0 | 0 | 0 | 0 | 0 | 0 | 0 | 0 | 0 | 0
VIC1 | OCGT / Diesel | 0 | 0 | 0 | 0 | 0 | 0 | 0 | 0 | 0 | 0 | 0 | 0 | 0 | 0 | 0 | 0 | 0 | 0 | 0 | 0 | 0 | 0 | 0 | 0 | 0 | 0 | 0
VIC1 | Hydro | 0 | 0 | 0 | 0 | 0 | 0 | 0 | 0 | 0 | 0 | 0 | 0 | 0 | 0 | 0 | 0 | 0 | 0 | 0 | 0 | 0 | 0 | 0 | 0 | 0 | 0 | 0
VIC1 | Hydrogen Turbine | 0 | 0 | 0 | 0 | 0 | 0 | 0 | 0 | 0 | 0 | 0 | 0 | 0 | 0 | 0 | 0 | 0 | 0 | 0 | 0 | 0 | 0 | 0 | 0 | 0 | 0 | 0
VIC1 | Wind | 0 | 0 | 0 | 0 | 0 | 0 | 0 | 0 | 0 | 0 | 0 | 0 | 0 | 0 | 0 | 0 | 0 | 0 | 0 | 0 | 0 | 0 | 0 | 0 | 0 | 0 | 0
VIC1 | Solar PV | 0 | 0 | 0 | 0 | 0 | 0 | 0 | 0 | 0 | 0 | 0 | 0 | 0 | 0 | 0 | 0 | 0 | 0 | 0 | 0 | 0 | 0 | 0 | 0 | 0 | 0 | 0
VIC1 | Grid Battery | 0 | 0 | 0 | 0 | 0 | 0 | 0 | 0 | 0 | 0 | 0 | 0 | 0 | 0 | 0 | 0 | 0 | 0 | 0 | 0 | 0 | 0 | 0 | 0 | 0 | 0 | 0
VIC1 | Pumped Hydro | 0 | 0 | 0 | 0 | 0 | 0 | 0 | 0 | 0 | 0 | 0 | 0 | 0 | 0 | 0 | 0 | 0 | 0 | 0 | 0 | 0 | 0 | 0 | 0 | 0 | 0 | 0
VIC1 | VPP | 0 | 0 | 0 | 0 | 0 | 0 | 0 | 0 | 0 | 0 | 0 | 0 | 0 | 0 | 0 | 0 | 0 | 0 | 0 | 0 | 0 | 0 | 0 | 0 | 0 | 0 | 0
Total excluding storage |  | 0 | 0 | 0 | 0 | 0 | 0 | 0 | 0 | 0 | 0 | 0 | 0 | 0 | 0 | 0 | 0 | 0 | 0 | 0 | 0 | 0 | 0 | 0 | 0 | 0 | 0 | 0
Region | Technology | 2023-24 | 2024-25 | 2025-26 | 2026-27 | 2027-28 | 2028-29 | 2029-30 | 2030-31 | 2031-32 | 2032-33 | 2033-34 | 2034-35 | 2035-36 | 2036-37 | 2037-38 | 2038-39 | 2039-40 | 2040-41 | 2041-42 | 2042-43 | 2043-44 | 2044-45 | 2045-46 | 2046-47 | 2047-48 | 2048-49 | 2049-50
SA1 | Black Coal | 0 | 0 | 0 | 0 | 0 | 0 | 0 | 0 | 0 | 0 | 0 | 0 | 0 | 0 | 0 | 0 | 0 | 0 | 0 | 0 | 0 | 0 | 0 | 0 | 0 | 0 | 0
SA1 | Brown Coal | 0 | 0 | 0 | 0 | 0 | 0 | 0 | 0 | 0 | 0 | 0 | 0 | 0 | 0 | 0 | 0 | 0 | 0 | 0 | 0 | 0 | 0 | 0 | 0 | 0 | 0 | 0
SA1 | CCGT | 0 | 0 | 0 | 0 | 0 | 0 | 0 | 0 | 0 | 0 | 0 | 0 | 0 | 0 | 0 | 0 | 0 | 0 | 0 | 0 | 0 | 0 | 0 | 0 | 0 | 0 | 0
SA1 | Gas - Steam | 0 | 0 | 0 | 0 | 0 | 0 | 0 | 0 | 0 | 0 | 0 | 0 | 0 | 0 | 0 | 0 | 0 | 0 | 0 | 0 | 0 | 0 | 0 | 0 | 0 | 0 | 0
SA1 | OCGT / Diesel | 0 | 0 | 0 | 0 | 0 | 0 | 0 | 0 | 0 | 0 | 0 | 0 | 0 | 0 | 0 | 0 | 0 | 0 | 0 | 0 | 0 | 0 | 0 | 0 | 0 | 0 | 0
SA1 | Hydro | 0 | 0 | 0 | 0 | 0 | 0 | 0 | 0 | 0 | 0 | 0 | 0 | 0 | 0 | 0 | 0 | 0 | 0 | 0 | 0 | 0 | 0 | 0 | 0 | 0 | 0 | 0
SA1 | Hydrogen Turbine | 0 | 0 | 0 | 0 | 0 | 0 | 0 | 0 | 0 | 0 | 0 | 0 | 0 | 0 | 0 | 0 | 0 | 0 | 0 | 0 | 0 | 0 | 0 | 0 | 0 | 0 | 0
SA1 | Wind | 0 | 0 | 0 | 0 | 0 | 0 | 0 | 0 | 0 | 0 | 0 | 0 | 0 | 0 | 0 | 0 | 0 | 0 | 0 | 0 | 0 | 0 | 0 | 0 | 0 | 0 | 0
SA1 | Solar PV | 0 | 0 | 0 | 0 | 0 | 0 | 0 | 0 | 0 | 0 | 0 | 0 | 0 | 0 | 0 | 0 | 0 | 0 | 0 | 0 | 0 | 0 | 0 | 0 | 0 | 0 | 0
SA1 | Grid Battery | 0 | 0 | 0 | 0 | 0 | 0 | 0 | 0 | 0 | 0 | 0 | 0 | 0 | 0 | 0 | 0 | 0 | 0 | 0 | 0 | 0 | 0 | 0 | 0 | 0 | 0 | 0
SA1 | Pumped Hydro | 0 | 0 | 0 | 0 | 0 | 0 | 0 | 0 | 0 | 0 | 0 | 0 | 0 | 0 | 0 | 0 | 0 | 0 | 0 | 0 | 0 | 0 | 0 | 0 | 0 | 0 | 0
SA1 | VPP | 0 | 0 | 0 | 0 | 0 | 0 | 0 | 0 | 0 | 0 | 0 | 0 | 0 | 0 | 0 | 0 | 0 | 0 | 0 | 0 | 0 | 0 | 0 | 0 | 0 | 0 | 0
Total excluding storage |  | 0 | 0 | 0 | 0 | 0 | 0 | 0 | 0 | 0 | 0 | 0 | 0 | 0 | 0 | 0 | 0 | 0 | 0 | 0 | 0 | 0 | 0 | 0 | 0 | 0 | 0 | 0
Region | Technology | 2023-24 | 2024-25 | 2025-26 | 2026-27 | 2027-28 | 2028-29 | 2029-30 | 2030-31 | 2031-32 | 2032-33 | 2033-34 | 2034-35 | 2035-36 | 2036-37 | 2037-38 | 2038-39 | 2039-40 | 2040-41 | 2041-42 | 2042-43 | 2043-44 | 2044-45 | 2045-46 | 2046-47 | 2047-48 | 2048-49 | 2049-50
TAS1 | Black Coal | 0 | 0 | 0 | 0 | 0 | 0 | 0 | 0 | 0 | 0 | 0 | 0 | 0 | 0 | 0 | 0 | 0 | 0 | 0 | 0 | 0 | 0 | 0 | 0 | 0 | 0 | 0
TAS1 | Brown Coal | 0 | 0 | 0 | 0 | 0 | 0 | 0 | 0 | 0 | 0 | 0 | 0 | 0 | 0 | 0 | 0 | 0 | 0 | 0 | 0 | 0 | 0 | 0 | 0 | 0 | 0 | 0
TAS1 | CCGT | 0 | 0 | 0 | 0 | 0 | 0 | 0 | 0 | 0 | 0 | 0 | 0 | 0 | 0 | 0 | 0 | 0 | 0 | 0 | 0 | 0 | 0 | 0 | 0 | 0 | 0 | 0
TAS1 | Gas - Steam | 0 | 0 | 0 | 0 | 0 | 0 | 0 | 0 | 0 | 0 | 0 | 0 | 0 | 0 | 0 | 0 | 0 | 0 | 0 | 0 | 0 | 0 | 0 | 0 | 0 | 0 | 0
TAS1 | OCGT / Diesel | 0 | 0 | 0 | 0 | 0 | 0 | 0 | 0 | 0 | 0 | 0 | 0 | 0 | 0 | 0 | 0 | 0 | 0 | 0 | 0 | 0 | 0 | 0 | 0 | 0 | 0 | 0
TAS1 | Hydro | 0 | 0 | 0 | 0 | 0 | 0 | 0 | 0 | 0 | 0 | 0 | 0 | 0 | 0 | 0 | 0 | 0 | 0 | 0 | 0 | 0 | 0 | 0 | 0 | 0 | 0 | 0
TAS1 | Hydrogen Turbine | 0 | 0 | 0 | 0 | 0 | 0 | 0 | 0 | 0 | 0 | 0 | 0 | 0 | 0 | 0 | 0 | 0 | 0 | 0 | 0 | 0 | 0 | 0 | 0 | 0 | 0 | 0
TAS1 | Wind | 0 | 0 | 0 | 0 | 0 | 0 | 0 | 0 | 0 | 0 | 0 | 0 | 0 | 0 | 0 | 0 | 0 | 0 | 0 | 0 | 0 | 0 | 0 | 0 | 0 | 0 | 0
TAS1 | Solar PV | 0 | 0 | 0 | 0 | 0 | 0 | 0 | 0 | 0 | 0 | 0 | 0 | 0 | 0 | 0 | 0 | 0 | 0 | 0 | 0 | 0 | 0 | 0 | 0 | 0 | 0 | 0
TAS1 | Grid Battery | 0 | 0 | 0 | 0 | 0 | 0 | 0 | 0 | 0 | 0 | 0 | 0 | 0 | 0 | 0 | 0 | 0 | 0 | 0 | 0 | 0 | 0 | 0 | 0 | 0 | 0 | 0
TAS1 | Pumped Hydro | 0 | 0 | 0 | 0 | 0 | 0 | 0 | 0 | 0 | 0 | 0 | 0 | 0 | 0 | 0 | 0 | 0 | 0 | 0 | 0 | 0 | 0 | 0 | 0 | 0 | 0 | 0
TAS1 | VPP | 0 | 0 | 0 | 0 | 0 | 0 | 0 | 0 | 0 | 0 | 0 | 0 | 0 | 0 | 0 | 0 | 0 | 0 | 0 | 0 | 0 | 0 | 0 | 0 | 0 | 0 | 0
Total excluding storage |  | 0 | 0 | 0 | 0 | 0 | 0 | 0 | 0 | 0 | 0 | 0 | 0 | 0 | 0 | 0 | 0 | 0 | 0 | 0 | 0 | 0 | 0 | 0 | 0 | 0 | 0 | 0

## Option 5A_REZ Tx Cost
REZ transmission expansion cost by region ($000s) - Option 5A, Offshore Wind Scenario
REZ Expansion | Real June 2021 dollars discounted to 1 July 2021. As with the total capital costs, the REZ transmission expansion costs are annualised for modelling purposes.
Explicitly modelled generation
Region | Technology | 2023-24 | 2024-25 | 2025-26 | 2026-27 | 2027-28 | 2028-29 | 2029-30 | 2030-31 | 2031-32 | 2032-33 | 2033-34 | 2034-35 | 2035-36 | 2036-37 | 2037-38 | 2038-39 | 2039-40 | 2040-41 | 2041-42 | 2042-43 | 2043-44 | 2044-45 | 2045-46 | 2046-47 | 2047-48 | 2048-49 | 2049-50
NSW1 | Transmission | 0 | 0.0017667 | 0.0021462 | 0.0028348 | 0.002939 | 0.0038964 | 0.005723 | 0.0086673 | 0.0087278 | 7668.0814 | 14203.3252 | 13462.8677 | 12795.0353 | 12093.9722 | 11463.482 | 10865.8682 | 11876.8744 | 11226.1196 | 10640.8725 | 17002.9556 | 18391.1028 | 17500.4548 | 20392.2901 | 45699.4781 | 44164.4014 | 54541.831 | 51698.4192
QLD1 | Transmission | 69.516 | 65.8411 | 62.4096 | 80.2112 | 89.2041 | 51328.1726 | 48770.1675 | 53890.5946 | 53700.6457 | 73324.6842 | 82704.9221 | 81290.0695 | 77542.5147 | 74280.05 | 102599.6449 | 98636.0769 | 127987.1731 | 140874.123 | 139260.7166 | 183174.0296 | 203762.3481 | 193119.634 | 184693.5699 | 196995.5782 | 196452.1006 | 198196.0805 | 191933.2202
VIC1 | Transmission | 0 | 0.00055486 | 0.00059519 | 0.00061288 | 0.00060462 | 0.00061627 | 0.00069335 | 0.00077775 | 0.0011169 | 0.0011217 | 0.0014728 | 0.0014588 | 0.00144 | 0.0023992 | 0.0023421 | 8679.424 | 16200.1698 | 19962.8311 | 18922.1149 | 20757.2774 | 19727.6054 | 18646.6939 | 17674.5915 | 16753.1675 | 21462.6647 | 20286.6863 | 22574.9808
SA1 | Transmission | 57.1306 | 1392.9792 | 1387.7189 | 2522.9724 | 2397.8195 | 2293.2665 | 2175.2332 | 2062.073 | 2834.8126 | 3679.7474 | 3487.9196 | 3306.0875 | 3142.089 | 2969.9291 | 4850.6389 | 4597.7629 | 4369.6916 | 6957.9116 | 10126.9561 | 11555.6745 | 13986.4626 | 24503.4379 | 23503.0576 | 31933.928 | 37565.2023 | 36104.1016 | 34794.249
TAS1 | Transmission | 0 | 0.0015495 | 76.1081 | 1384.4875 | 2449.7027 | 2315.4809 | 2194.7688 | 2080.3497 | 1977.1532 | 1868.8219 | 1771.3953 | 1679.0477 | 1595.7577 | 1508.3233 | 1429.6904 | 1355.1568 | 1287.9336 | 1217.3655 | 1153.901 | 1093.7452 | 1039.4895 | 982.5341 | 931.3121 | 882.7604 | 838.9708 | 793.0021 | 751.6609
NEM | Total | 126.6466 | 1458.8242 | 1526.2394 | 3987.6746 | 4936.7298 | 55936.9246 | 53140.1759 | 58033.0268 | 58512.6214 | 86541.3361 | 102167.5637 | 99738.0739 | 95075.3982 | 90852.277 | 120343.4586 | 124134.2888 | 161721.8426 | 180238.3507 | 180104.5611 | 233583.6823 | 256907.0085 | 254752.7546 | 247194.8212 | 292264.9123 | 300483.3397 | 309921.7015 | 301752.5301

## Option 5A_USE+DSP Cost
USE+DSP cost by region ($000s) - Option 5A, Offshore Wind Scenario
USE+DSP | Real June 2021 dollars discounted to 1 July 2021
Explicitly modelled generation
Region | Technology | 2023-24 | 2024-25 | 2025-26 | 2026-27 | 2027-28 | 2028-29 | 2029-30 | 2030-31 | 2031-32 | 2032-33 | 2033-34 | 2034-35 | 2035-36 | 2036-37 | 2037-38 | 2038-39 | 2039-40 | 2040-41 | 2041-42 | 2042-43 | 2043-44 | 2044-45 | 2045-46 | 2046-47 | 2047-48 | 2048-49 | 2049-50
NSW1 | USE+DSP | 32851.6451 | 37727.2284 | 111110.0762 | 1219.6434 | 14426.9341 | 18.5716 | 0.30851 | 3213.0222 | 0.30925 | 2402.9878 | 870.8122 | 23.8033 | 5362.1073 | 51.3721 | 6456.1175 | 0.31446 | 416.2939 | 1436.6079 | 2020.6275 | 1509.5898 | 6986.2912 | 6422.2442 | 7758.1335 | 9908.0999 | 8531.1601 | 8801.1659 | 9915.3469
QLD1 | USE+DSP | 0.036843 | 0.036515 | 0.037253 | 514.8218 | 22.9225 | 75596.1017 | 0.03836 | 2468.4886 | 1676.9803 | 778.8687 | 1466.4815 | 1308.7463 | 3133.1702 | 145.8074 | 7102.5631 | 0.039258 | 8113.1182 | 4023.4405 | 2815.8552 | 5938.4531 | 13909.2957 | 11673.475 | 26870.0996 | 32442.9578 | 48501.3937 | 49414.1418 | 51506.2421
VIC1 | USE+DSP | 26910.4968 | 20807.9325 | 24.73 | 32759.8444 | 433.0326 | 0.39153 | 80.2088 | 1203.4013 | 0.39087 | 844.0227 | 0.40367 | 183.9237 | 2884.8292 | 11.193 | 6963.6697 | 10.8115 | 1196.2363 | 1044.5554 | 3170.0062 | 2479.3721 | 4071.7599 | 13035.4668 | 1899.5285 | 2302.8194 | 2888.9329 | 2729.1232 | 2359.3621
SA1 | USE+DSP | 808.6766 | 0.042929 | 8.8275 | 849.1932 | 409.5372 | 0.043928 | 0.043841 | 1142.073 | 0.043854 | 1229.9362 | 0.045242 | 63.1314 | 2069.0529 | 0.04484 | 11433.6395 | 12.2509 | 559.7108 | 1941.1946 | 1620.3797 | 1316.5019 | 3961.0858 | 14011.6029 | 2663.713 | 3540.7579 | 3552.9801 | 4223.3506 | 4442.3803
TAS1 | USE+DSP | 0.025895 | 0.025581 | 0.025749 | 0.025863 | 0.025933 | 0.025992 | 0.026257 | 44.7528 | 0.026847 | 51.7397 | 0.027584 | 88.0666 | 555.5016 | 0.026693 | 326.6665 | 0.027052 | 41.7889 | 319.4279 | 771.7037 | 697.0698 | 839.1934 | 966.3486 | 856.4359 | 1500.9739 | 1200.0555 | 2011.4036 | 1266.2464
NEM | Total | 60570.8812 | 58535.2659 | 111143.6968 | 35343.5287 | 15292.4523 | 75615.1348 | 80.6257 | 8071.7379 | 1677.7511 | 5307.555 | 2337.7702 | 1667.6712 | 14004.6611 | 208.444 | 32282.6563 | 23.4431 | 10327.1481 | 8765.2263 | 10398.5723 | 11940.9867 | 29767.626 | 46109.1373 | 40047.9104 | 49695.6089 | 64674.5221 | 67179.1851 | 69489.5777