## Cover
Victoria to NSW Interconnector West PADR
Market Modelling Results - Hydrogen Superpower Scenario
Transrid | 26 July 2022

## Release notice
Notice
Ernst & Young (“EY”) was engaged on the instructions of NSW Electricity Networks Operations Pty Limited, as trustee for NSW Electricity Networks Operations Trust (“Transgrid”), to undertake market modelling of system costs and benefits to assess two options for the Victoria to NSW Interconnector West (VNI West) Regulatory Investment Test for Transmission (“VNI West RIT-T”). The results of EY’s work, including the assumptions and qualifications made in preparing the workbook (“Workbook”), are set out in EY's report (“Report”) dated 26 July 2022. The Workbook and the Report should be read in conjunction with each other and in their entirety including any disclaimers and attachments, this notice and the notice included in the Report. A reference to the Workbook includes any part of the Workbook. No further work has been undertaken by EY since the date of the Workbook to update it. EY has prepared the Workbook for the benefit of Transgrid and has considered only the interest of Transgrid. EY has not been engaged to act, and has not acted, as advisor to any other party. Accordingly, EY makes no representations as to the appropriateness, accuracy or completeness of the Workbook for any other party's purposes. Our work commenced on 22 September 2021 and was completed on 4 May 2022. Therefore, our Workbook does not take account of events or circumstances arising after 4 May 2022 and we have no responsibility to update the Workbook for such events or circumstances. No reliance may be placed upon the Workbook or any of its contents by any party other than Transgrid (“Third Parties”). Any Third Parties receiving a copy of the Workbook must make and rely on their own enquiries in relation to the issues to which the Workbook relates, the contents of the Workbook and all matters arising from or relating to or in any way connected with the Workbook or its contents. EY disclaims all responsibility to any Third Parties for any loss or liability that the Third Parties may suffer or incur arising from or relating to or in any way connected with the contents of the Workbook, the provision of the Workbook to the Third Parties or the reliance upon the Workbook by the Third Parties. No claim or demand or any actions or proceedings may be brought against EY arising from or connected with the contents of the Workbook or the provision of the Workbook to the Third Parties. EY will be released and forever discharged from any such claims, demands, actions or proceedings. Our Workbook is based, in part, on the information provided to us by Transgrid and other stakeholders engaged in this process. We have relied on the accuracy of the information gathered through these sources. We do not imply, and it should not be construed that we have performed an audit, verification or due diligence procedures on any of the information provided to us. We have not independently verified, nor accept any responsibility or liability for independently verifying, any such information nor do we make any representation as to the accuracy or completeness of the information. We accept no liability for any loss or damage, which may result from your reliance on any research, analyses or information so supplied. Modelling work performed as part of our scope inherently requires assumptions about future behaviours and market interactions, which may result in forecasts that deviate from future conditions. There will usually be differences between estimated and actual outcomes, because events and circumstances frequently do not occur as expected, and those differences may be material. We take no responsibility that the projected outcomes will be achieved. We highlight that our analysis and Workbook do not constitute investment advice or a recommendation to you on a future course of action. We provide no assurance that the scenarios we have modelled will be accepted by any relevant authority or third party. EY has consented to the Workbook being published electronically on Transgrid’s website for informational purposes only. EY has not consented to distribution or disclosure beyond this. The material contained in the Workbook, including the EY logo, is copyright. The copyright in the material contained in the Workbook itself, excluding EY logo, vests in Transgrid. The Workbook, including the EY logo, cannot be altered without prior written permission from EY. Readers are advised that the outcomes provided are based on many detailed assumptions underpinning the scenario, and the key assumptions are described in the Workbook. These assumptions were selected by Transgrid after public consultation. The modelled scenario represents one possible future option for the development and operation of the National Electricity Market, and it must be acknowledged that many alternative futures exist. Alternative futures beyond those presented have not been evaluated as part of this Workbook. EY’s liability is limited by a scheme approved under Professional Standards Legislation.

## Version notes
Change log
2022-07-26 | 1 | Victoria to NSW Interconnector West PADR Market Modelling Results Workbook, Hydrogen Superpower Scenario.

## Abbreviations and notes
Acronyms
AEMO | Australian Energy Market Operator
CCGT | Closed cycle gas turbine
Diesel | Diesel generator
Distributed PV | PV non-scheduled generators (PVNSG) and Rooftop PV
DSP | Demand-side participation
ESOO | Electricity Statement Of Opportunities
FOM | Fixed operations and maintenance
Gas - Steam | Gas-powered steam turbine
GWh | Gigawatt-hours
Grid Battery | Explicitly modelled existing and new entrant (8 hour or less) battery storage
MW | Megawatts
NEM | National Electricity Market
OCGT | Open cycle gas turbine
PACR | Project Assessment Conclusions Report
PV | Photovoltaic
PVNSG | PV non-scheduled generators
Rehab | Rehabilitation (after closing an existing generator)
USE | Unserved energy
VOM | Variable operations and maintenance
VPP | Virtual power plants
VTL | Virtual transmission line
Notes
1. Tumut 3 generation is included in Hydro, whereas Tumut 3 pump is included in Pumped Hydro Pump.
2. REZ expansion costs only capture intra-regional network augmentations. These costs do not include the cost of interconnectors.
3. New entrant capacity and retiring capacity for allowable generators are made at the beginning of each financial year, on 1 July.
4. Scheduled and semi-scheduled generators are explicitly individually modelled. Other non-scheduled generators are modelled on the demand side as per AEMO's 2021 ESOO.
5. Option 1: VNI West via Kerang.
6. Option 2: VTL from 1 July 2026 until the comissioning of Option 1. Note that two batteries (250 MW/125 MWh) are assumed to switch to market arbitrage operation after the commissioning of Option 1.

## ---Compare options---
Compare |  | Option 1 | to | BaseCase |  | 0 | 1 | 2 | 3 | 4 | 5 | 6 | 7 | 8 | 9 | 10 | 11 | 12 | 13 | 14 | 15 | 16 | 17 | 18 | 19 | 20 | 21 | 22 | 23 | 24
NEM discounted market benefits by year
Select region | NEM
[5 empty] | Real June 2021 dollars ($m) discounted to 1 July 2021 | 2023-24 | 2024-25 | 2025-26 | 2026-27 | 2027-28 | 2028-29 | 2029-30 | 2030-31 | 2031-32 | 2032-33 | 2033-34 | 2034-35 | 2035-36 | 2036-37 | 2037-38 | 2038-39 | 2039-40 | 2040-41 | 2041-42 | 2042-43 | 2043-44 | 2044-45 | 2045-46 | 2046-47 | 2047-48
|  |  |  | Build | CAPEX | 152.6233 | -73.3458 | -37.578 | 714.8741 | 10.262 | -119.2121 | 550.8834 | -1298.2313 | 1438.4758 | -47.6064 | 0.75808 | 307.817 | 848.6485 | -620.4273 | 410.75 | -563.299 | 148.547 | -68.8068 | -376.967 | 178.2269 | 220.1292 | 38.8117 | -26.6027 | 37.4485 | -1.7335
|  |  |  | FOM | FOM | 24.6073 | -11.6418 | 72.3957 | -183.6663 | 12.6737 | -30.748 | 28.9558 | 51.5469 | 201.8951 | 65.3996 | 53.5772 | 8.9287 | 261.363 | -135.7041 | 96.1902 | -116.5983 | 7.4819 | -35.5772 | -71.63 | 8.7725 | 68.5224 | 7.7153 | -4.4542 | 6.2884 | 4.7767
|  |  |  | Fuel | Fuel | -3.9495 | -0.20307 | -10.8949 | 2.1584 | -7.2102 | 17.7122 | -11.9017 | 144.783 | 63.9422 | 70.8911 | 62.8062 | 45.2403 | 1.6562 | 37.3261 | 13.6144 | 87.7276 | 55.6808 | 94.4067 | 136.5276 | 137.8002 | 31.0133 | 40.1982 | 63.4227 | 24.908 | 26.6471
|  |  |  | VOM | VOM | -0.50804 | -0.027546 | -0.12674 | -2.6357 | -2.6057 | -1.6024 | -4.9632 | 7.1138 | 0.71514 | 2.0872 | 3.0986 | 3.2737 | -0.62584 | 1.0701 | 0.99805 | 1.2143 | 0.15146 | -1.5347 | 2.8576 | 0.81692 | 1.6342 | 1.0309 | 0.13446 | 1.0179 | 0.75124
|  |  |  | REHAB | REHAB | 0 | 0 | -4.1466 | 16.0701 | -0.50268 | 1.5401 | 11.3176 | -36.4304 | 14.9244 | 0.0014012 | 1.3563e-07 | 5.7766e-06 | -3.5581e-06 | 2.6709e-06 | 1.9637e-08 | 8.8714e-06 | -9.2134e-07 | -5.6705e-07 | -9.1872e-07 | -3.7846e-08 | -3.0925e-08 | -1.0698e-07 | -2.1975e-08 | -5.1149e-09 | -3.8088e-08
|  |  |  | REZ Tx | REZ | 13.0723 | 0.42136 | 22.5153 | 13.9194 | 43.7165 | -20.6512 | 37.6345 | -79.7194 | 130.3148 | 43.5201 | -23.0665 | -23.0045 | -56.6337 | 111.447 | -5.2627 | -50.7703 | -8.1938 | 4.9545 | -15.492 | 31.3012 | 51.0082 | 13.6145 | -7.7604 | -0.54482 | -6.2626
|  |  |  | USE+DSP | USE+DSP | 2.493 | 0.89872 | -0.83322 | 0.3307 | -0.79433 | -1.7847 | -14.0701 | 12.6275 | 0.12112 | -0.14652 | 0.072055 | 0.7965 | 1.9605 | -0.031597 | -0.030263 | -0.0042537 | 3.0085 | -0.1871 | 3.5125 | -0.0041031 | 2.8854 | 0.44402 | -0.0383 | -0.0042045 | 0.0052714
|  |  |  | #REF! | Total cumulative market benefits | 188.3384 | 104.4402 | 145.7717 | 706.8225 | 762.3618 | 607.6155 | 1205.4719 | 7.162 | 1857.5506 | 1991.6971 | 2088.9427 | 2431.9944 | 3488.3632 | 2882.0434 | 3398.303 | 2756.5731 | 2963.249 | 2956.5044 | 2635.3132 | 2992.2269 | 3367.4195 | 3469.2342 | 3493.9358 | 3563.0496 | 3587.2338
0
NEM capacity difference by year
Select region | NEM
[5 empty] | Capacity difference (MW) | 2023-24 | 2024-25 | 2025-26 | 2026-27 | 2027-28 | 2028-29 | 2029-30 | 2030-31 | 2031-32 | 2032-33 | 2033-34 | 2034-35 | 2035-36 | 2036-37 | 2037-38 | 2038-39 | 2039-40 | 2040-41 | 2041-42 | 2042-43 | 2043-44 | 2044-45 | 2045-46 | 2046-47 | 2047-48
[5 empty] | Black Coal | 0 | 0 | 47.1343 | -6.1964 | 9.7473 | 7.4865 | -20.2468 | -251.2889 | 0.014629 | 0.025039 | 0.021716 | 0.022337 | 0.018219 | 0.016439 | 0.014302 | 0.015638 | 0.015624 | 0.012915 | 0.012858 | 0.011681 | 0.010541 | 0.0093446 | 0.008028 | 0.0066762 | 0.0066714
[5 empty] | Brown Coal | 0 | 0 | -46.0485 | 146.3466 | 146.3961 | 169.7843 | 268.1898 | -0.010138 | 0.0014508 | 0.0014423 | 0.0014478 | 0.0014467 | 0.0013885 | 0.0015138 | 0.0015136 | 0.0015309 | 0.0015103 | 0.0015012 | 0.0014918 | 0.0014904 | 0.0014892 | 0.0014678 | 0.00056676 | 0.00056654 | 0
[5 empty] | CCGT | 0 | 0.0021753 | 0.0026032 | 0.0026083 | 0.0026247 | 0.0026647 | 0.0026961 | 0.0026896 | 0.0026941 | 0.0026931 | 0.0027696 | 0.0027887 | 0.0027962 | 0.0028347 | 0.002971 | 0.0030193 | 0.0028018 | 0.0059103 | 0.0044267 | 0.0045358 | 0.0039987 | 0.0040027 | 0.0040054 | 0.009162 | 0.008841
[5 empty] | Gas - Steam | 0 | 0 | 0 | 0 | 0 | 0 | 0 | 0 | 0 | 0 | 0 | 0 | 0 | 0 | 0 | 0 | 0 | 0 | 0 | 0 | 0 | 0 | 0 | 0 | 0
[5 empty] | OCGT / Diesel | -0.004712 | -0.0027551 | -1.7558e-05 | -3.1799e-05 | 0.00014688 | 0.00031234 | 0.00047196 | 0.00060282 | 0.00078037 | 0.0011291 | 0.0012446 | 0.0014206 | -0.021793 | -0.021508 | -0.027425 | -0.027211 | -0.026795 | -0.025981 | -0.025549 | -0.025018 | -0.18518 | -406.3597 | -406.3591 | -406.3568 | -406.3564
[5 empty] | Hydro | 0 | 0 | 0 | 0 | 0 | 0 | 0 | 0 | 0 | 0 | 0 | 0 | 0 | 0 | 0 | 0 | 0 | 0 | 0 | 0 | 0 | 0 | 0 | 0 | 0
[5 empty] | Hydrogen Turbine | 0 | 0 | 0 | 0 | 0 | 0 | 0 | 0.0033694 | 0.0034698 | 0.0036931 | 0.0037049 | 0.0042354 | -534.2296 | -534.2284 | -475.7448 | -475.7451 | -927.5222 | -927.5221 | -1068.5831 | -1068.5819 | -434.9302 | -747.9754 | -747.9752 | -698.4413 | -698.4404
[5 empty] | Wind | -71.9822 | -39.9538 | -49.4049 | -237.588 | -169.7525 | 57.2078 | 231.295 | 1311.3373 | 67.7673 | 1163.7836 | 1712.5916 | 1252.7044 | 1659.0253 | 1978.9157 | 1440.5637 | 1986.8787 | 1747.2662 | 1393.089 | 2297.4484 | 1178.601 | 771.8449 | 1161.5956 | 1340.6177 | 1121.808 | 2044.0517
[5 empty] | Solar PV | 0.014507 | 0.028711 | -17.2531 | -21.2687 | -141.7375 | -429.757 | -1371.305 | -606.9496 | -1257.3149 | -2488.4364 | -3454.2013 | -3228.3836 | -4835.515 | -4512.1452 | -5074.7447 | -4293.1049 | -4070.4975 | -2752.6398 | -1631.4007 | -1500.4529 | -2395.7272 | -3068.7179 | -2998.1097 | -4104.479 | -4165.4252
[5 empty] | Grid Battery | 0.019599 | 9.4092 | -105.1192 | -32.7772 | -58.7839 | -66.8049 | -440.54 | -225.6868 | -310.6715 | -796.6703 | -970.4765 | -933.1172 | -2451.0602 | -1739.1469 | -1884.9137 | -1520.7499 | -1364.837 | -1263.1397 | -1494.8188 | -712.2893 | -1827.654 | -1772.2417 | -1677.2981 | -1302.761 | -2839.9687
[5 empty] | Pumped Hydro | 0 | 0 | 86.2913 | -118.1126 | -118.903 | -121.7261 | -131.4359 | -282.332 | -188.0965 | -429.6915 | -576.7629 | -421.4095 | -118.9176 | -118.8818 | -118.8991 | -118.8659 | -118.8647 | -118.8637 | -118.8613 | -118.8598 | -118.8577 | -118.8572 | -118.8571 | -118.8554 | -118.8542
[5 empty] | VPP | 0 | 0 | 0 | 0 | 0 | 0 | 0 | 0 | 0 | 0 | 0 | 0 | 0 | 0 | 0 | 0 | 0 | 0 | 0 | 0 | 0 | 0 | 0 | 0 | 0
[5 empty] | Grid Battery pump | 0.019599 | 9.4092 | -105.1192 | -32.7772 | -58.7839 | -66.8049 | -440.54 | -225.6868 | -310.6715 | -796.6703 | -970.4765 | -933.1172 | -2451.0602 | -1739.1469 | -1884.9137 | -1520.7499 | -1364.837 | -1263.1397 | -1494.8188 | -712.2893 | -1827.654 | -1772.2417 | -1677.2981 | -1302.761 | -2839.9687
[5 empty] | Pumped Hydro Pump | 0 | 0 | 86.2913 | -118.1126 | -118.903 | -121.7261 | -131.4359 | -282.332 | -188.0965 | -429.6915 | -576.7629 | -421.4095 | -118.9176 | -118.8818 | -118.8991 | -118.8659 | -118.8647 | -118.8637 | -118.8613 | -118.8598 | -118.8577 | -118.8572 | -118.8571 | -118.8554 | -118.8542
[5 empty] | VPP pump | 0 | 0 | 0 | 0 | 0 | 0 | 0 | 0 | 0 | 0 | 0 | 0 | 0 | 0 | 0 | 0 | 0 | 0 | 0 | 0 | 0 | 0 | 0 | 0 | 0
NEM generation difference by year
Select region | NEM
[5 empty] | Sent-out generation difference (GWh)* | 2023-24 | 2024-25 | 2025-26 | 2026-27 | 2027-28 | 2028-29 | 2029-30 | 2030-31 | 2031-32 | 2032-33 | 2033-34 | 2034-35 | 2035-36 | 2036-37 | 2037-38 | 2038-39 | 2039-40 | 2040-41 | 2041-42 | 2042-43 | 2043-44 | 2044-45 | 2045-46 | 2046-47 | 2047-48
[5 empty] | Black Coal | 97.3584 | 92.3683 | 170.7322 | 72.8473 | 119.8825 | 16.3748 | -303.7675 | -1276.8222 | -26.0618 | 0.11179 | 0.090398 | 0.099227 | 0.078276 | 0.067854 | 0.064305 | 0.062145 | 0.061397 | 0.067622 | 0.069195 | 0.060979 | 0.056523 | 0.048877 | 0.038951 | 0.037225 | 0.036319
[5 empty] | Brown Coal | 90.2079 | 52.6461 | -200.0139 | 786.5653 | 705.8751 | 905.7012 | 1541.2925 | -0.056102 | 0.0062693 | 0.0059157 | 0.0066085 | 0.0074295 | 0.0083323 | 0.0086942 | 0.0080361 | 0.0091099 | 0.0087453 | 0.0085435 | 0.0080176 | 0.0079766 | 0.0076896 | 0.007369 | 0.0023515 | 0.0031269 | 0
[5 empty] | CCGT | 15.7119 | -29.0857 | 25.7591 | 28.3725 | 51.0079 | -15.5378 | -90.1021 | -61.7496 | -265.9089 | -744.0342 | -1117.8518 | -650.7925 | 32.69 | -792.385 | 22.9987 | -531.632 | 130.1198 | 36.3005 | -48.5928 | 50.9509 | -18.7233 | 5.1902 | -10.7041 | 0.86544 | 60.3504
[5 empty] | Gas - Steam | 0.090978 | -4.2961 | 102.0009 | -3.4931 | 37.1392 | -33.9162 | 199.5398 | -816.2637 | -280.9907 | -302.4769 | -143.0501 | -101.6353 | -19.0068 | 5.5359 | -52.1367 | -5.3961 | 0 | 0 | 0 | 0 | 0 | 0 | 0 | 0 | 0
[5 empty] | OCGT / Diesel | 1.3966 | -1.1805 | -17.7583 | -87.5603 | -39.4801 | -212.1232 | -15.3956 | -961.5253 | -512.1572 | -260.3876 | -138.0148 | -240.2257 | 22.5835 | 23.3017 | -8.5753 | -22.0468 | 104.2405 | 492.3119 | -61.6447 | 101.6421 | -515.6778 | -10.3438 | 5.5299 | -71.4304 | -11.7325
[5 empty] | Hydro | -41.4644 | -43.8313 | -11.0595 | 53.4952 | -1.5185 | 65.9031 | 186.111 | 65.538 | 50.1847 | 119.6462 | 0.065075 | 120.0849 | 480.7648 | -247.3971 | 88.6521 | 133.009 | -326.8684 | 300.6198 | -404.0509 | 419.4092 | -100.1447 | 115.7024 | 212.6979 | 68.8447 | -148.7709
[5 empty] | Hydrogen Turbine | 0 | 0 | 0 | 0 | 0 | 0 | 0 | 0.0044418 | 0.0036007 | 0.0036614 | 0.0027257 | 0.0072948 | -43.6346 | -259.6887 | -213.3959 | -1440.2538 | -1369.3384 | -2657.4872 | -3228.1981 | -3688.2385 | -265.314 | -1198.3559 | -2019.8446 | -701.3802 | -988.1722
[5 empty] | Wind | -190.5126 | -93.0746 | -60.6344 | -784.7704 | -699.6824 | -117.2575 | 375.354 | 3963.1061 | 1920.843 | 4469.332 | 6114.4092 | 4873.7604 | 6267.8215 | 7491.0207 | 5779.5943 | 6982.9892 | 6691.7089 | 5145.7295 | 6640.6938 | 4513.078 | 3211.0966 | 4259.0883 | 5389.5751 | 5031.9028 | 6974.642
[5 empty] | Solar PV | 27.4609 | 34.7412 | 99.5535 | -85.8861 | -251.2217 | -656.8606 | -2199.4193 | -648.6293 | -926.4673 | -3477.6784 | -4834.268 | -4054.8301 | -6950.1857 | -6126.7564 | -6161.8481 | -5350.5228 | -5252.7415 | -2871.2869 | -2946.4345 | -1184.4092 | -2465.2517 | -3560.8885 | -3579.106 | -4666.4073 | -6187.7786
[5 empty] | Grid Battery | -0.85536 | 9.8731 | -96.5277 | 60.5061 | -15.5856 | -55.1624 | -719.6776 | -176.1879 | -46.4604 | -1167.3556 | -1533.4317 | -1166.3064 | -3553.4495 | -2327.8008 | -2579.1788 | -2389.9002 | -1942.994 | -1266.3348 | -1405.1734 | -193.194 | -1396.579 | -1792.6298 | -1391.3842 | -1701.4373 | -3182.798
[5 empty] | Pumped Hydro | -1.1604 | -0.67717 | 182.8805 | -283.8486 | -299.6434 | -282.2912 | -70.3332 | -325.5258 | -32.0622 | -537.1645 | -709.4199 | -595.3926 | -376.2292 | 154.1462 | -359.949 | 22.0793 | 15.7548 | 66.4795 | 67.5336 | -94.9988 | -277.9882 | -335.0405 | -58.7392 | -294.2814 | -211.1248
[5 empty] | VPP | 0.24439 | 0.30805 | 0.98654 | 3.0019 | 2.755 | -0.2268 | -0.23197 | -4.7608 | -5.2325 | -8.1182 | 2.7395 | -4.7359 | -8.9784 | -12.315 | -9.5764 | -2.042 | 10.127 | -0.11365 | 22.7449 | 24.0982 | -38.6997 | 10.6628 | 2.1251 | 21.9145 | 44.1596
[5 empty] | Grid Battery pump | -1.0157 | 11.6138 | -112.515 | 77.5533 | -14.4495 | -62.1904 | -865.3964 | -205.7922 | -50.6752 | -1409.4829 | -1834.1518 | -1408.2649 | -4272.7164 | -2807.5421 | -3097.9467 | -2877.939 | -2332.1656 | -1534.3329 | -1698.8082 | -204.9396 | -1682.5007 | -2155.5041 | -1684.7896 | -2044.8804 | -3830.3879
[5 empty] | Pumped Hydro Pump | -4.7643 | -1.9862 | 234.5771 | -323.4091 | -382.4621 | -353.2047 | -169.7501 | -233.2732 | 38.5767 | -709.6581 | -828.6679 | -835.2953 | -527.3292 | 384.5796 | -464.1541 | 121.5612 | 32.9827 | 293.5738 | 112.9863 | -116.491 | -311.3782 | -490.1791 | 142.4212 | -456.9698 | -210.5199
[5 empty] | VPP pump | 0.2863 | 0.36421 | 1.164 | 3.5277 | 3.2427 | -0.26834 | -0.31062 | -5.5953 | -6.6355 | -8.8817 | 3.0767 | -5.8408 | -10.3053 | -14.8761 | -10.893 | -2.4643 | 11.9909 | -0.12997 | 26.1981 | 29.0659 | -45.6879 | 13.014 | 2.1912 | 25.2988 | 52.2754
*Generation shown is sent-out, as is demand.

## BaseCase_Generation
Annual sent-out generation by technology (GWh) - BaseCase, Hydrogen Superpower Scenario
Explicitly modelled generation
Region | Technology | 2023-24 | 2024-25 | 2025-26 | 2026-27 | 2027-28 | 2028-29 | 2029-30 | 2030-31 | 2031-32 | 2032-33 | 2033-34 | 2034-35 | 2035-36 | 2036-37 | 2037-38 | 2038-39 | 2039-40 | 2040-41 | 2041-42 | 2042-43 | 2043-44 | 2044-45 | 2045-46 | 2046-47 | 2047-48
NEM | Black Coal | 69258.4636 | 67577.1809 | 51209.9602 | 43666.9509 | 25912.6598 | 25744.0537 | 12438.7251 | 8711.2566 | 1187.2785 | 0.41909 | 0.34161 | 0.33149 | 0.2591 | 0.23352 | 0.22006 | 0.18897 | 0.17913 | 0.2156 | 0.22094 | 0.19507 | 0.1806 | 0.1561 | 0.12503 | 0.11857 | 0.11432
NEM | Brown Coal | 24090.3344 | 22142.7617 | 9294.9202 | 6158.728 | 6368.0066 | 5728.1581 | 0.19197 | 0.15345 | 0.081542 | 0.082764 | 0.082888 | 0.083938 | 0.077373 | 0.076528 | 0.081962 | 0.07953 | 0.077086 | 0.089496 | 0.09005 | 0.08736 | 0.087787 | 0.075404 | 0.022102 | 0.032911 | 0
NEM | CCGT | 2370.1359 | 2691.8002 | 5809.1869 | 5345.9068 | 4841.321 | 5665.2412 | 7344.1574 | 7204.8772 | 8438.4825 | 6484.7433 | 8001.976 | 8028.4528 | 3966.1253 | 3302.2033 | 4756.8861 | 2587.9739 | 1713.3108 | 6817.9043 | 5974.3531 | 5852.7242 | 4389.4641 | 4274.4021 | 1758.3437 | 1211.9961 | 1108.1736
NEM | Gas - Steam | 104.4856 | 143.154 | 1248.542 | 686.0075 | 763.1564 | 1273.5124 | 891.4561 | 1494.117 | 657.0056 | 522.2268 | 222.3067 | 286.7375 | 139.4284 | 87.7704 | 271.9516 | 140.4994 | 0 | 0 | 0 | 0 | 0 | 0 | 0 | 0 | 0
NEM | OCGT / Diesel | 196.2118 | 234.2128 | 1198.0633 | 940.7079 | 836.9304 | 1626.2729 | 1352.4263 | 2466.9466 | 1300.44 | 753.5701 | 224.4837 | 595.9715 | 178.5174 | 109.5114 | 247.4707 | 113.3718 | 236.9838 | 932.0908 | 285.2114 | 531.0474 | 2645.9924 | 135.5747 | 76.7349 | 2126.5967 | 44.9638
NEM | Hydro | 13284.6556 | 15611.998 | 15305.1879 | 15112.769 | 15975.6983 | 19090.0893 | 18451.8547 | 16529.697 | 16810.579 | 15350.3861 | 16983.4129 | 17297.3767 | 15399.2983 | 14368.9661 | 18069.0478 | 15690.7201 | 15034.9505 | 15716.2315 | 14508.8268 | 14153.2047 | 17172.1109 | 15411.964 | 12672.868 | 18610.3514 | 18026.3615
NEM | Hydrogen Turbine | 0 | 0 | 0 | 0 | 0 | 0 | 0 | 0.018667 | 0.024014 | 0.021578 | 0.02893 | 0.033635 | 43.685 | 259.7497 | 694.8756 | 1918.9683 | 2303.8957 | 3514.758 | 4058.8717 | 4563.9143 | 5151.6784 | 5376.0029 | 6650.4999 | 7727.5232 | 8397.4282
NEM | Wind | 60421.7316 | 63037.1611 | 85742.1867 | 102917.6949 | 136468.6537 | 148488.0849 | 172847.4584 | 172849.1938 | 192863.1755 | 195520.0007 | 209646.5432 | 248814.0107 | 272274.8407 | 306160.5347 | 347056.404 | 363517.3942 | 360140.2171 | 388620.4374 | 415645.8357 | 448206.9274 | 470289.3791 | 495922.2275 | 543523.2569 | 642243.989 | 685580.865
NEM | Solar PV | 18793.092 | 17975.9344 | 25155.932 | 29787.0313 | 35343.0752 | 42162.9016 | 51115.251 | 66915.4658 | 78416.554 | 94507.0555 | 124684.0207 | 162718.6687 | 176601.3001 | 191041.3338 | 182326.8899 | 198350.2716 | 210788.3767 | 229428.828 | 287250.2694 | 322892.4497 | 367305.6456 | 398251.3323 | 415850.1334 | 384968.9706 | 432161.4679
NEM | Grid Battery | 427.3098 | 516.6507 | 3236.5592 | 4986.1467 | 6047.3836 | 8941.4355 | 10600.6656 | 16864.7365 | 19429.7384 | 29038.0201 | 35323.5237 | 41499.4476 | 48127.5515 | 50201.7448 | 46745.2019 | 49219.9252 | 52199.9384 | 53893.5277 | 72029.0274 | 79111.217 | 90801.6108 | 101399.4399 | 100630.767 | 89402.2962 | 99842.6497
NEM | Pumped Hydro | 876.3786 | 1105.6674 | 2557.4438 | 4828.223 | 8659.2785 | 8526.9295 | 10184.8032 | 10761.9671 | 10549.1247 | 11407.3254 | 11634.3361 | 12289.2803 | 13620.2553 | 12810.2456 | 13153.3809 | 12723.6148 | 12705.3781 | 11993.6975 | 13044.9793 | 12156.2144 | 12147.6089 | 13115.9058 | 12027.809 | 12533.6592 | 12228.687
NEM | VPP | 101.3517 | 156.5698 | 231.2197 | 333.1506 | 466.6431 | 577.4052 | 753.6922 | 899.5073 | 1120.889 | 1408.4825 | 1695.7137 | 1982.5503 | 2367.7181 | 2749.58 | 3028.0225 | 3364.1982 | 3794.6257 | 4032.3295 | 4579.0566 | 4859.2268 | 5135.9591 | 5578.0229 | 5976.8838 | 5982.72 | 6387.3086
Total excluding storage |  | 188519.1104 | 189414.2031 | 194963.9791 | 204615.7963 | 226509.5013 | 249778.3141 | 264441.5209 | 276171.7261 | 299673.6207 | 313138.5058 | 359763.1967 | 437741.667 | 468603.5318 | 515330.3795 | 553423.8277 | 582319.4678 | 590217.9908 | 645030.5551 | 727723.6791 | 796200.5502 | 866954.5389 | 919371.735 | 980531.984 | 1056889.5786 | 1145319.3743
Region | Technology | 2023-24 | 2024-25 | 2025-26 | 2026-27 | 2027-28 | 2028-29 | 2029-30 | 2030-31 | 2031-32 | 2032-33 | 2033-34 | 2034-35 | 2035-36 | 2036-37 | 2037-38 | 2038-39 | 2039-40 | 2040-41 | 2041-42 | 2042-43 | 2043-44 | 2044-45 | 2045-46 | 2046-47 | 2047-48
NSW1 | Black Coal | 35546.4494 | 33868.186 | 28046.4499 | 22083.7086 | 9526.8266 | 11100.8248 | 5497.9335 | 3533.739 | 1186.9187 | 0.1045 | 0.038567 | 0.03886 | 0.035962 | 0.0318 | 0.036542 | 0.022678 | 0.020271 | 0 | 0 | 0 | 0 | 0 | 0 | 0 | 0
NSW1 | Brown Coal | 0 | 0 | 0 | 0 | 0 | 0 | 0 | 0 | 0 | 0 | 0 | 0 | 0 | 0 | 0 | 0 | 0 | 0 | 0 | 0 | 0 | 0 | 0 | 0 | 0
NSW1 | CCGT | 22.1438 | 51.3145 | 1052.8179 | 1006.8124 | 953.0092 | 1041.0039 | 1297.562 | 1311.8619 | 1519.1293 | 1271.2254 | 1486.6887 | 1466.7767 | 922.4837 | 1142.1313 | 1247.9596 | 1202.9811 | 709.3239 | 1847.7253 | 1679.5208 | 1645.7214 | 0.0236 | 0.022276 | 0.022528 | 0.04222 | 0.040671
NSW1 | Gas - Steam | 0 | 0 | 0 | 0 | 0 | 0 | 0 | 0 | 0 | 0 | 0 | 0 | 0 | 0 | 0 | 0 | 0 | 0 | 0 | 0 | 0 | 0 | 0 | 0 | 0
NSW1 | OCGT / Diesel | 2.1909 | 6.109 | 92.927 | 70.147 | 17.7573 | 29.5894 | 80.6634 | 228.5808 | 198.7373 | 142.6386 | 18.5575 | 38.1472 | 0.013307 | 0.013895 | 34.0849 | 0.015344 | 38.5642 | 20.1588 | 8.9424 | 19.6465 | 455.9909 | 18.864 | 0.020426 | 477.0959 | 0.038038
NSW1 | Hydro | 2469.2144 | 3053.076 | 3288.2304 | 3080.5317 | 2815.7793 | 4013.508 | 3446.8588 | 3054.1899 | 3017.6624 | 2738.2254 | 3242.5885 | 3393.5317 | 3192.173 | 2675.0693 | 3876.9001 | 3277.8355 | 2870.2621 | 2830.7825 | 2709.4568 | 3008.2499 | 3382.4574 | 3185.8025 | 2548.1568 | 3951.9301 | 3942.2424
NSW1 | Hydrogen Turbine | 0 | 0 | 0 | 0 | 0 | 0 | 0 | 0.0072116 | 0.009888 | 0.0081018 | 0.011095 | 0.01207 | 0.0098081 | 0.012347 | 213.4974 | 221.1081 | 195.1268 | 214.7911 | 151.23 | 179.4906 | 265.4565 | 112.6058 | 197.2156 | 282.4117 | 218.6017
NSW1 | Wind | 16469.3075 | 17405.6364 | 19588.678 | 23846.81 | 35966.0171 | 36763.7421 | 37288.2041 | 37649.0699 | 38685.9201 | 45073.9336 | 45258.2631 | 46676.1394 | 49462.2832 | 50818.6365 | 53405.0554 | 52780.2 | 53088.6096 | 57162.8619 | 63427.2244 | 62456.7527 | 63119.1953 | 66008.491 | 66741.0639 | 81383.8254 | 79360.7716
NSW1 | Solar PV | 8339.687 | 7951.8689 | 12548.7666 | 14536.7662 | 17980.987 | 18579.5868 | 21593.0914 | 27004.6917 | 29959.7821 | 31216.2554 | 32367.445 | 32494.3626 | 35184.7012 | 37016.4137 | 40698.8902 | 42177.1739 | 45573.1626 | 49666.948 | 50207.774 | 52409.6558 | 54730.8698 | 58224.0697 | 57546.0386 | 58827.5887 | 60257.2356
NSW1 | Grid Battery | 25.7552 | 24.818 | 2086.2911 | 2206.8481 | 2901.6107 | 3331.8851 | 3571.4813 | 7787.6075 | 7482.1337 | 9685.8892 | 9551.3487 | 9199.3163 | 11370.0529 | 11398.9333 | 13545.9027 | 13614.0339 | 14702.3336 | 13976.6202 | 14537.9411 | 15039.1633 | 14506.0774 | 16969.624 | 15916.3948 | 14802.9402 | 14677.5492
NSW1 | Pumped Hydro | 245.1551 | 274.105 | 1100.151 | 1732.5472 | 5414.3928 | 5667.9115 | 6060.6569 | 6245.3045 | 5840.6487 | 6013.7647 | 5927.8725 | 5814.6954 | 6363.4209 | 5999.6506 | 6291.7392 | 5701.9286 | 5676.2692 | 5293.9637 | 5972.9236 | 5435.2311 | 5674.1029 | 6029.5803 | 5525.9871 | 6324.092 | 5835.6264
NSW1 | VPP | 22.8116 | 41.4097 | 75.2703 | 114.1175 | 156.8556 | 199.8907 | 266.6173 | 321.6162 | 393.9764 | 484.1112 | 580.8087 | 678.8496 | 818.5933 | 936.7513 | 1041.5405 | 1153.1509 | 1303.8026 | 1384.4318 | 1521.8625 | 1595.1337 | 1653.2485 | 1820.7619 | 1933.0522 | 1949.0031 | 2071.3936
Total excluding storage |  | 62848.9931 | 62336.1907 | 64617.8697 | 64624.7758 | 67260.3765 | 71528.255 | 69204.3132 | 72782.1403 | 74568.1597 | 80442.3911 | 82373.5925 | 84069.0086 | 88761.7002 | 91652.3088 | 99476.4242 | 99659.3365 | 102475.0695 | 111743.2676 | 118184.1483 | 119719.5169 | 121953.9935 | 127549.8553 | 127032.5177 | 144922.8941 | 143778.93
Region | Technology | 2023-24 | 2024-25 | 2025-26 | 2026-27 | 2027-28 | 2028-29 | 2029-30 | 2030-31 | 2031-32 | 2032-33 | 2033-34 | 2034-35 | 2035-36 | 2036-37 | 2037-38 | 2038-39 | 2039-40 | 2040-41 | 2041-42 | 2042-43 | 2043-44 | 2044-45 | 2045-46 | 2046-47 | 2047-48
QLD1 | Black Coal | 33712.0142 | 33708.9949 | 23163.5103 | 21583.2423 | 16385.8332 | 14643.229 | 6940.7916 | 5177.5176 | 0.35989 | 0.31459 | 0.30304 | 0.29263 | 0.22314 | 0.20172 | 0.18351 | 0.16629 | 0.15886 | 0.2156 | 0.22094 | 0.19507 | 0.1806 | 0.1561 | 0.12503 | 0.11857 | 0.11432
QLD1 | Brown Coal | 0 | 0 | 0 | 0 | 0 | 0 | 0 | 0 | 0 | 0 | 0 | 0 | 0 | 0 | 0 | 0 | 0 | 0 | 0 | 0 | 0 | 0 | 0 | 0 | 0
QLD1 | CCGT | 1073.3414 | 1483.5485 | 3191.6035 | 2899.49 | 2636.8071 | 2940.3073 | 4486.8459 | 4159.8891 | 5327.182 | 4389.8967 | 4949.6221 | 5011.0834 | 2919.8494 | 2080.8055 | 3508.8918 | 1384.9586 | 1003.9502 | 4970.1311 | 4294.7734 | 4206.9428 | 4389.3657 | 4274.3117 | 1758.2529 | 1211.8573 | 1108.0328
QLD1 | Gas - Steam | 0 | 0 | 0 | 0 | 0 | 0 | 0 | 0 | 0 | 0 | 0 | 0 | 0 | 0 | 0 | 0 | 0 | 0 | 0 | 0 | 0 | 0 | 0 | 0 | 0
QLD1 | OCGT / Diesel | 0.085767 | 0.0097248 | 22.0601 | 74.4015 | 49.637 | 29.9133 | 200.8165 | 385.0199 | 393.4585 | 151.0021 | 21.8913 | 0.012091 | 0.011694 | 0.011845 | 5.3789 | 0.012396 | 56.6373 | 63.032 | 3.4979 | 0.023995 | 0.025937 | 0.023407 | 0.023827 | 1337.8365 | 0.038698
QLD1 | Hydro | 701.7394 | 710.6227 | 735.3802 | 701.4229 | 706.9472 | 713.932 | 704.4171 | 695.2086 | 691.2674 | 702.5713 | 693.5879 | 692.0852 | 700.6891 | 672.8124 | 214.4033 | 222.933 | 206.8724 | 211.6937 | 214.377 | 0 | 0 | 0 | 0 | 0 | 0
QLD1 | Hydrogen Turbine | 0 | 0 | 0 | 0 | 0 | 0 | 0 | 0.0040169 | 0.0055756 | 0.004929 | 0.0060421 | 0.0056754 | 0.0061446 | 0.0073086 | 0.013208 | 0.011679 | 0.009111 | 0.010302 | 0.008844 | 0.010225 | 0.012558 | 0.011749 | 0.013197 | 0.036498 | 0.016951
QLD1 | Wind | 14812.7459 | 14290.8805 | 23597.013 | 28408.2024 | 36378.6423 | 37936.3029 | 49661.2642 | 50273.2544 | 54355.3174 | 53943.8497 | 58359.492 | 88291.4541 | 98777.4952 | 111845.5656 | 126868.5314 | 132446.3466 | 134882.7276 | 131957.3857 | 139904.2384 | 165439.3951 | 173294.5432 | 188758.3165 | 231492.0621 | 286360.5507 | 292005.0749
QLD1 | Solar PV | 7345.7244 | 7203.5054 | 8774.7501 | 8993.0827 | 9902.8762 | 13133.6405 | 16879.1539 | 19164.7075 | 27442.7646 | 35727.8345 | 49925.1692 | 73818.8572 | 77038.2716 | 79066.7954 | 70528.1914 | 80362.8215 | 82034.2687 | 96722.1978 | 108552.338 | 144067.5533 | 155330.3831 | 178873.9772 | 192614.108 | 170485.9812 | 194368.1839
QLD1 | Grid Battery | 56.3012 | 54.9878 | 491.3571 | 504.9841 | 513.1713 | 3137.5263 | 3377.0058 | 4166.677 | 6275.6135 | 10279.6862 | 14732.7234 | 18465.6319 | 19685.736 | 19543.7557 | 16515.1607 | 18361.8961 | 18680.205 | 22829.8469 | 25572.6818 | 34754.1658 | 38196.0243 | 44480.9977 | 42769.8273 | 36086.9696 | 40876.5045
QLD1 | Pumped Hydro | 631.2234 | 831.5624 | 1457.0258 | 2434.4223 | 2552.0477 | 2051.2641 | 2622.5776 | 2709.3809 | 2611.5984 | 2581.0653 | 2415.8667 | 2414.1332 | 2481.4029 | 2269.2892 | 2014.9043 | 2162.4553 | 2294.4946 | 2149.4113 | 2216.9113 | 2114.3612 | 2068.4144 | 2100.6858 | 1993.2711 | 1869.1302 | 1932.8971
QLD1 | VPP | 12.4604 | 19.9537 | 32.4208 | 51.9553 | 79.5496 | 107.7444 | 147.9747 | 185.7539 | 250.9955 | 332.6874 | 424.0342 | 508.7351 | 607.9547 | 704.1827 | 777.7107 | 897.0786 | 1014.3647 | 1142.8042 | 1294.8053 | 1447.029 | 1577.9917 | 1684.6403 | 1776.5891 | 1780.91 | 1953.3878
Total excluding storage |  | 57645.651 | 57397.5618 | 59484.3173 | 62659.8418 | 66060.743 | 69397.325 | 78873.2893 | 79855.6012 | 88210.3555 | 94915.4738 | 113950.0716 | 167813.7902 | 179436.5464 | 193666.1997 | 201125.5934 | 214417.25 | 218184.6242 | 233924.6661 | 252969.4544 | 313714.1206 | 333014.5111 | 371906.7966 | 425864.5851 | 459396.3808 | 487481.4616
Region | Technology | 2023-24 | 2024-25 | 2025-26 | 2026-27 | 2027-28 | 2028-29 | 2029-30 | 2030-31 | 2031-32 | 2032-33 | 2033-34 | 2034-35 | 2035-36 | 2036-37 | 2037-38 | 2038-39 | 2039-40 | 2040-41 | 2041-42 | 2042-43 | 2043-44 | 2044-45 | 2045-46 | 2046-47 | 2047-48
VIC1 | Black Coal | 0 | 0 | 0 | 0 | 0 | 0 | 0 | 0 | 0 | 0 | 0 | 0 | 0 | 0 | 0 | 0 | 0 | 0 | 0 | 0 | 0 | 0 | 0 | 0 | 0
VIC1 | Brown Coal | 24090.3344 | 22142.7617 | 9294.9202 | 6158.728 | 6368.0066 | 5728.1581 | 0.19197 | 0.15345 | 0.081542 | 0.082764 | 0.082888 | 0.083938 | 0.077373 | 0.076528 | 0.081962 | 0.07953 | 0.077086 | 0.089496 | 0.09005 | 0.08736 | 0.087787 | 0.075404 | 0.022102 | 0.032911 | 0
VIC1 | CCGT | 0 | 0.0081095 | 0.016668 | 0.016397 | 0.016412 | 0.01713 | 0.016906 | 0.017031 | 0.016419 | 0.016423 | 0.016343 | 0.016407 | 0.015602 | 0.015586 | 0.016406 | 0.015894 | 0.0175 | 0.019412 | 0.028734 | 0.028445 | 0.038931 | 0.034769 | 0.034955 | 0.049587 | 0.053102
VIC1 | Gas - Steam | 14.7137 | 18.3364 | 837.2949 | 461.7247 | 605.0583 | 1076.332 | 774.7402 | 1331.8508 | 583.1741 | 492.1265 | 222.3037 | 258.0204 | 139.4284 | 87.7704 | 271.9516 | 140.4994 | 0 | 0 | 0 | 0 | 0 | 0 | 0 | 0 | 0
VIC1 | OCGT / Diesel | 16.5886 | 14.1267 | 495.098 | 368.5713 | 423.3337 | 875.3255 | 591.119 | 1114.8457 | 349.6511 | 361.2767 | 129.432 | 449.9873 | 164.1652 | 94.4141 | 160.6723 | 113.3194 | 120.9872 | 140.7361 | 164.2599 | 4.3643 | 529.7446 | 116.6589 | 76.662 | 311.623 | 44.8493
VIC1 | Hydro | 2754.004 | 3333.2861 | 3447.159 | 3265.9717 | 2733.478 | 4103.079 | 3420.2844 | 2962.5361 | 2962.7219 | 2694.8473 | 3291.118 | 3411.5175 | 3239.8891 | 2712.9848 | 4083.8018 | 3417.2017 | 2964.2171 | 2961.197 | 2699.2019 | 3293.4633 | 3425.9255 | 3244.4351 | 2721.9884 | 4092.3182 | 4107.9975
VIC1 | Hydrogen Turbine | 0 | 0 | 0 | 0 | 0 | 0 | 0 | 0 | 0 | 0 | 0 | 0 | 43.6565 | 259.7143 | 481.3158 | 1697.8031 | 2108.7073 | 3299.9119 | 3907.5881 | 4384.3594 | 4886.089 | 5263.335 | 6453.2183 | 7025.4966 | 7758.362
VIC1 | Wind | 12832.9405 | 15289.8224 | 23158.2554 | 25721.985 | 29255.6606 | 28488.6923 | 32208.4697 | 30430.3104 | 33926.8281 | 30427.74 | 33297.8532 | 31803.634 | 32966.4202 | 34241.7404 | 35589.6122 | 43334.1628 | 41824.6794 | 48346.0511 | 44905.6543 | 52755.3805 | 56346.1879 | 57082.4941 | 57968.6024 | 60386.9867 | 76203.8496
VIC1 | Solar PV | 1927.8693 | 1756.4405 | 2631.5045 | 4528.313 | 4918.4184 | 4651.174 | 6149.3795 | 7635.6661 | 7288.5939 | 9256.02 | 10055.414 | 13777.1898 | 17957.96 | 18542.3705 | 15715.8018 | 16140.807 | 18504.4404 | 18000.4489 | 21739.5593 | 20837.8027 | 26022.4997 | 27051.3736 | 28561.027 | 23088.7289 | 26615.181
VIC1 | Grid Battery | 160.9746 | 251.6093 | 481.255 | 2103.5205 | 2455.2435 | 2308.0093 | 3489.4262 | 3770.829 | 3397.6699 | 4182.9223 | 4233.2761 | 5160.5311 | 7622.7548 | 7727.204 | 7042.9216 | 7009.7536 | 7794.7887 | 6644.4828 | 8169.3761 | 7451.7594 | 8855.3402 | 9378.1084 | 9670.9751 | 7899.0669 | 8805.0407
VIC1 | Pumped Hydro | 0 | 0 | 0.1845 | 661.1581 | 692.7179 | 676.4481 | 662.9442 | 693.9189 | 664.8971 | 694.6429 | 649.6931 | 642.1252 | 643.7074 | 636.7024 | 601.6237 | 598.723 | 638.0688 | 563.6937 | 615.6058 | 599.7792 | 596.3968 | 639.927 | 601.638 | 549.5646 | 573.0615
VIC1 | VPP | 12.7406 | 21.5938 | 36.7775 | 60.6294 | 96.6296 | 118.2556 | 160.3338 | 187.238 | 239.6129 | 301.7783 | 365.141 | 418.5545 | 514.3682 | 621.9313 | 703.0697 | 770.6914 | 866.8267 | 884.9343 | 1043.7272 | 1095.1213 | 1137.8445 | 1266.9936 | 1389.6183 | 1376.6954 | 1448.0658
Total excluding storage |  | 41636.4505 | 42554.782 | 39864.2487 | 40505.3102 | 44303.972 | 44922.778 | 43144.2017 | 43475.3796 | 45111.0671 | 43232.1097 | 46996.2202 | 49700.4493 | 54511.6125 | 55939.0865 | 56303.2539 | 64843.8889 | 65523.126 | 72748.4538 | 73416.3822 | 81275.4859 | 91210.5734 | 92758.4068 | 95781.5552 | 94905.2359 | 114730.2924
Region | Technology | 2023-24 | 2024-25 | 2025-26 | 2026-27 | 2027-28 | 2028-29 | 2029-30 | 2030-31 | 2031-32 | 2032-33 | 2033-34 | 2034-35 | 2035-36 | 2036-37 | 2037-38 | 2038-39 | 2039-40 | 2040-41 | 2041-42 | 2042-43 | 2043-44 | 2044-45 | 2045-46 | 2046-47 | 2047-48
SA1 | Black Coal | 0 | 0 | 0 | 0 | 0 | 0 | 0 | 0 | 0 | 0 | 0 | 0 | 0 | 0 | 0 | 0 | 0 | 0 | 0 | 0 | 0 | 0 | 0 | 0 | 0
SA1 | Brown Coal | 0 | 0 | 0 | 0 | 0 | 0 | 0 | 0 | 0 | 0 | 0 | 0 | 0 | 0 | 0 | 0 | 0 | 0 | 0 | 0 | 0 | 0 | 0 | 0 | 0
SA1 | CCGT | 1274.6508 | 1156.925 | 1564.7446 | 1439.5835 | 1251.4834 | 1683.9072 | 1559.7262 | 1733.1027 | 1592.1483 | 823.5981 | 1565.6419 | 1550.5691 | 123.7694 | 79.2437 | 0.0099743 | 0.009867 | 0.010343 | 0.01571 | 0.01713 | 0.01801 | 0.021004 | 0.019275 | 0.019188 | 0.025193 | 0.025128
SA1 | Gas - Steam | 89.7719 | 124.8177 | 411.2471 | 224.2828 | 158.0981 | 197.1804 | 116.7159 | 162.2662 | 73.8315 | 30.1003 | 0.0030469 | 28.7171 | 0 | 0 | 0 | 0 | 0 | 0 | 0 | 0 | 0 | 0 | 0 | 0 | 0
SA1 | OCGT / Diesel | 177.3427 | 213.9634 | 587.974 | 426.4663 | 345.084 | 690.6328 | 479.8212 | 738.4939 | 357.3235 | 88.9753 | 54.5961 | 107.8176 | 14.3205 | 15.0647 | 47.3264 | 0.01679 | 20.7867 | 708.1546 | 108.5017 | 507.0029 | 1660.2166 | 0.019127 | 0.019144 | 0.024655 | 0.022281
SA1 | Hydro | 0 | 0 | 0 | 0 | 0 | 0 | 0 | 0 | 0 | 0 | 0 | 0 | 0 | 0 | 0 | 0 | 0 | 0 | 0 | 0 | 0 | 0 | 0 | 0 | 0
SA1 | Hydrogen Turbine | 0 | 0 | 0 | 0 | 0 | 0 | 0 | 0.0049608 | 0.0052847 | 0.0049469 | 0.007294 | 0.0088864 | 0.007064 | 0.0085694 | 0.016777 | 0.013768 | 0.017881 | 0.014381 | 0.014864 | 0.01976 | 0.056528 | 0.017895 | 0.017129 | 0.039154 | 0.032385
SA1 | Wind | 9234.414 | 9221.645 | 9301.4287 | 13975.5921 | 14194.084 | 23264.8136 | 25105.8056 | 26166.8928 | 28026.5485 | 26564.2039 | 32271.5417 | 29327.9768 | 37575.7425 | 44277.4255 | 55947.4178 | 61865.0853 | 58482.3833 | 66771.1906 | 80728.7147 | 87290.1679 | 87915.9169 | 95517.5602 | 94345.4806 | 107989.4458 | 128199.7115
SA1 | Solar PV | 1179.8076 | 1064.1118 | 1200.8999 | 1728.8429 | 2513.4376 | 5325.5289 | 5444.7528 | 10353.7039 | 11194.6856 | 15595.2195 | 24224.0036 | 29786.8232 | 31963.6342 | 41032.7706 | 39171.2541 | 41860.5479 | 44559.0453 | 45447.3965 | 85356.0003 | 78487.6042 | 102515.2995 | 103816.8527 | 107872.1829 | 97107.3259 | 106541.327
SA1 | Grid Battery | 184.2585 | 185.2121 | 177.6283 | 170.7626 | 177.3202 | 163.9766 | 162.7093 | 1139.5658 | 2274.2269 | 4889.4156 | 6806.0459 | 8673.8203 | 9448.8469 | 11531.6337 | 9640.1629 | 9942.1474 | 10719.2316 | 10150.5054 | 22760.7309 | 19872.9171 | 27214.31 | 28393.2523 | 30036.491 | 25407.0182 | 26422.801
SA1 | Pumped Hydro | 0 | 0 | 0.033542 | 0.037288 | 0.046805 | 0.052885 | 0.056903 | 0.059373 | 0.058989 | 0.060733 | 0.057978 | 0.062059 | 0.063367 | 0.066796 | 0.065568 | 0.065451 | 0.069702 | 0.070989 | 0.073219 | 0.074942 | 0.080751 | 0.086317 | 0.088731 | 0.084215 | 0.084592
SA1 | VPP | 52.3486 | 71.9956 | 84.1104 | 102.5887 | 126.9819 | 140.0909 | 165.7799 | 187.2124 | 210.1547 | 261.2632 | 296.5717 | 336.4081 | 383.4744 | 433.2178 | 449.0539 | 479.6659 | 534.2042 | 535.3941 | 623.972 | 630.2057 | 665.5994 | 698.5513 | 755.8799 | 755.9926 | 783.1726
Total excluding storage |  | 11955.987 | 11781.463 | 13066.2943 | 17794.7675 | 18462.1871 | 31162.0629 | 32706.8218 | 39154.4646 | 41244.5428 | 43102.1022 | 58115.7936 | 60801.9126 | 69677.4737 | 85404.513 | 95166.025 | 103725.6736 | 103062.2435 | 112926.7719 | 166193.2487 | 166284.8128 | 192091.5105 | 199334.4692 | 202217.719 | 205096.8607 | 234741.1183
Region | Technology | 2023-24 | 2024-25 | 2025-26 | 2026-27 | 2027-28 | 2028-29 | 2029-30 | 2030-31 | 2031-32 | 2032-33 | 2033-34 | 2034-35 | 2035-36 | 2036-37 | 2037-38 | 2038-39 | 2039-40 | 2040-41 | 2041-42 | 2042-43 | 2043-44 | 2044-45 | 2045-46 | 2046-47 | 2047-48
TAS1 | Black Coal | 0 | 0 | 0 | 0 | 0 | 0 | 0 | 0 | 0 | 0 | 0 | 0 | 0 | 0 | 0 | 0 | 0 | 0 | 0 | 0 | 0 | 0 | 0 | 0 | 0
TAS1 | Brown Coal | 0 | 0 | 0 | 0 | 0 | 0 | 0 | 0 | 0 | 0 | 0 | 0 | 0 | 0 | 0 | 0 | 0 | 0 | 0 | 0 | 0 | 0 | 0 | 0 | 0
TAS1 | CCGT | 0 | 0.0040537 | 0.0042275 | 0.0044583 | 0.0048279 | 0.005705 | 0.0063192 | 0.0064499 | 0.0065266 | 0.0066038 | 0.0070355 | 0.0072094 | 0.0071562 | 0.0072517 | 0.0084246 | 0.0084527 | 0.0088568 | 0.012848 | 0.013097 | 0.013527 | 0.01487 | 0.01415 | 0.014172 | 0.021841 | 0.0219
TAS1 | Gas - Steam | 0 | 0 | 0 | 0 | 0 | 0 | 0 | 0 | 0 | 0 | 0 | 0 | 0 | 0 | 0 | 0 | 0 | 0 | 0 | 0 | 0 | 0 | 0 | 0 | 0
TAS1 | OCGT / Diesel | 0.0037564 | 0.0039392 | 0.0041201 | 1.1218 | 1.1184 | 0.81197 | 0.0060548 | 0.0062427 | 1.2696 | 9.6774 | 0.0067707 | 0.0072399 | 0.0066874 | 0.006946 | 0.0081791 | 0.0079251 | 0.0084639 | 0.0093471 | 0.0094451 | 0.009735 | 0.014453 | 0.0092547 | 0.0094501 | 0.016659 | 0.015462
TAS1 | Hydro | 7359.6977 | 8515.0132 | 7834.4183 | 8064.8428 | 9719.4937 | 10259.5702 | 10880.2944 | 9817.7624 | 10138.9273 | 9214.7421 | 9756.1185 | 9800.2423 | 8266.5471 | 8308.0997 | 9893.9425 | 8772.7499 | 8993.5987 | 9712.5584 | 8885.7912 | 7851.4916 | 10363.728 | 8981.7265 | 7402.7228 | 10566.1031 | 9976.1216
TAS1 | Hydrogen Turbine | 0 | 0 | 0 | 0 | 0 | 0 | 0 | 0.0024779 | 0.0032653 | 0.0036005 | 0.0044983 | 0.0070027 | 0.0054678 | 0.0071758 | 0.03241 | 0.031617 | 0.034625 | 0.030374 | 0.029924 | 0.03429 | 0.063875 | 0.032492 | 0.035722 | 419.5392 | 420.4152
TAS1 | Wind | 7072.3236 | 6829.1767 | 10096.8115 | 10965.1054 | 20674.2497 | 22034.5341 | 28583.7148 | 28329.6663 | 37868.5613 | 39510.2735 | 40459.3931 | 52714.8065 | 53492.8997 | 64977.1667 | 75245.7873 | 73091.5995 | 71861.8173 | 84382.9481 | 86680.004 | 80265.2311 | 89613.5357 | 88555.3656 | 92976.048 | 106123.1804 | 109811.4575
TAS1 | Solar PV | 0.0037366 | 0.0077213 | 0.010922 | 0.026551 | 27.3561 | 472.9714 | 1048.8733 | 2756.6966 | 2530.7276 | 2711.726 | 8111.9889 | 12841.4359 | 14456.733 | 15382.9837 | 16212.7525 | 17808.9214 | 20117.4597 | 19591.8367 | 21394.5978 | 27089.8337 | 28706.5935 | 30285.0591 | 29256.7769 | 35459.3459 | 44379.5403
TAS1 | Grid Battery | 0.02035 | 0.023569 | 0.027699 | 0.031369 | 0.03785 | 0.038164 | 0.043 | 0.057329 | 0.094322 | 0.10683 | 0.12964 | 0.14808 | 0.16096 | 0.21811 | 1.0539 | 292.0942 | 303.3796 | 292.0724 | 988.2974 | 1993.2113 | 2029.8589 | 2177.4575 | 2237.0789 | 5206.3013 | 9060.7543
TAS1 | Pumped Hydro | 0 | 0 | 0.049012 | 0.058155 | 0.073261 | 131.2528 | 838.5677 | 1113.3034 | 1431.9215 | 2117.7918 | 2640.8458 | 3418.2644 | 4131.6607 | 3904.5367 | 4245.0481 | 4260.4424 | 4096.4759 | 3986.5578 | 4239.4653 | 4006.768 | 3808.6141 | 4345.6264 | 3906.8241 | 3790.7882 | 3887.0173
TAS1 | VPP | 0.99054 | 1.617 | 2.6407 | 3.8597 | 6.6263 | 11.4235 | 12.9864 | 17.6868 | 26.1495 | 28.6424 | 29.1582 | 40.003 | 43.3274 | 53.4969 | 56.6477 | 63.6114 | 75.4275 | 84.7651 | 94.6895 | 91.737 | 101.275 | 107.0759 | 121.7443 | 120.1188 | 131.2889
Total excluding storage |  | 14432.0289 | 15344.2056 | 17931.2491 | 19031.1009 | 30422.2227 | 32767.8934 | 40512.895 | 40904.1405 | 50539.4956 | 51446.4291 | 58327.5189 | 75356.5062 | 76216.1991 | 88668.2715 | 101352.5313 | 99673.3188 | 100972.9276 | 113687.3957 | 116960.4455 | 115206.6139 | 128683.9504 | 127822.2072 | 129635.607 | 152568.207 | 164587.572
Explicitly modelled pumping
Region | Technology | 2023-24 | 2024-25 | 2025-26 | 2026-27 | 2027-28 | 2028-29 | 2029-30 | 2030-31 | 2031-32 | 2032-33 | 2033-34 | 2034-35 | 2035-36 | 2036-37 | 2037-38 | 2038-39 | 2039-40 | 2040-41 | 2041-42 | 2042-43 | 2043-44 | 2044-45 | 2045-46 | 2046-47 | 2047-48
NEM | Grid Battery pump | 505.9873 | 613.5639 | 3853.6283 | 5957.1349 | 7256.1249 | 10709.0261 | 12747.0667 | 20252.3034 | 23412.1375 | 34933.3164 | 42490.4224 | 49981.3034 | 57893.834 | 60451.282 | 56399.1521 | 59232.4775 | 62738.5875 | 65043.9099 | 86610.1788 | 95572.0726 | 109049.603 | 122151.7215 | 121521.8808 | 107583.4593 | 120104.5729
NEM | Pumped Hydro Pump | 2324.2834 | 2782.8001 | 4723.5931 | 7950.6042 | 13101.4088 | 12576.9349 | 15300.5463 | 15621.5445 | 15786.154 | 16476.0564 | 16944.6078 | 17641.6226 | 19486.525 | 18755.6939 | 18368.7091 | 18048.646 | 18144.6191 | 17439.9576 | 18612.8798 | 17770.7841 | 16894.6636 | 18859.9215 | 17673.2078 | 17425.7368 | 17483.3403
NEM | VPP pump | 119.0654 | 184.4079 | 271.9732 | 391.7583 | 549.8179 | 678.4741 | 887.7924 | 1057.1812 | 1321.452 | 1655.8899 | 1995.774 | 2332.2123 | 2783.2902 | 3235.3771 | 3567.3236 | 3960.0567 | 4456.5669 | 4753.8146 | 5378.6646 | 5728.4215 | 6029.569 | 6564.3435 | 7045.8047 | 7026.6084 | 7509.8422
Region | Technology | 2023-24 | 2024-25 | 2025-26 | 2026-27 | 2027-28 | 2028-29 | 2029-30 | 2030-31 | 2031-32 | 2032-33 | 2033-34 | 2034-35 | 2035-36 | 2036-37 | 2037-38 | 2038-39 | 2039-40 | 2040-41 | 2041-42 | 2042-43 | 2043-44 | 2044-45 | 2045-46 | 2046-47 | 2047-48
NSW1 | Grid Battery pump | 30.5714 | 29.6337 | 2494.9038 | 2639.9198 | 3484.605 | 3988.8552 | 4289.892 | 9359.8084 | 9018.7738 | 11634.9349 | 11490.3338 | 11075.7798 | 13663.3682 | 13715.8821 | 16359.0366 | 16365.1002 | 17659.7671 | 16879.7957 | 17464.6855 | 18107.9652 | 17429.5769 | 20427.6225 | 19239.2809 | 17772.0509 | 17683.5758
NSW1 | Pumped Hydro Pump | 1418.503 | 1601.0843 | 2746.1754 | 3826.6322 | 8748.3271 | 8793.652 | 9796.8878 | 9632.2426 | 9510.9757 | 9305.7564 | 9410.5114 | 9068.6513 | 9909.9807 | 9656.5942 | 9359.1553 | 8760.8047 | 8882.2495 | 8512.4724 | 9261.8998 | 8846.1134 | 8411.9814 | 9503.259 | 8975.2935 | 9302.7832 | 9043.9883
NSW1 | VPP pump | 26.7982 | 48.8531 | 88.4278 | 134.2455 | 184.6218 | 235.0798 | 313.6676 | 378.4049 | 464.6877 | 568.3277 | 684.2079 | 799.1486 | 961.6413 | 1102.06 | 1228.197 | 1356.5377 | 1531.1404 | 1633.391 | 1787.2141 | 1878.5533 | 1941.6378 | 2142.0732 | 2280.1044 | 2287.0187 | 2436.9336
Region | Technology | 2023-24 | 2024-25 | 2025-26 | 2026-27 | 2027-28 | 2028-29 | 2029-30 | 2030-31 | 2031-32 | 2032-33 | 2033-34 | 2034-35 | 2035-36 | 2036-37 | 2037-38 | 2038-39 | 2039-40 | 2040-41 | 2041-42 | 2042-43 | 2043-44 | 2044-45 | 2045-46 | 2046-47 | 2047-48
QLD1 | Grid Battery pump | 66.8466 | 65.5401 | 579.6486 | 593.9306 | 604.7606 | 3766.4421 | 4055.1996 | 5006.502 | 7570.6628 | 12350.8281 | 17739.959 | 22245.4097 | 23687.8137 | 23533.429 | 19962.761 | 22032.9365 | 22492.5403 | 27497.3319 | 30792.2579 | 41995.8238 | 45869.1956 | 53580.415 | 51577.6297 | 43612.96 | 49062.0391
QLD1 | Pumped Hydro Pump | 905.7804 | 1181.7158 | 1977.0651 | 3253.9026 | 3431.9457 | 2729.9563 | 3513.7521 | 3625.4572 | 3515.7612 | 3434.7045 | 3217.3929 | 3246.4425 | 3299.1928 | 3045.0538 | 2710.911 | 2862.6394 | 3064.0908 | 2879.9933 | 2959.1924 | 2848.1651 | 2748.0902 | 2813.8534 | 2686.7552 | 2490.7077 | 2570.7157
QLD1 | VPP pump | 14.6376 | 23.5071 | 38.1855 | 61.0484 | 93.643 | 126.7029 | 174.0879 | 218.534 | 296.0999 | 390.5858 | 499.3106 | 598.8201 | 714.4858 | 828.4501 | 917.616 | 1053.0308 | 1193.0638 | 1344.476 | 1523.3 | 1705.6422 | 1853.2056 | 1983.0994 | 2091.6838 | 2097.0793 | 2293.4634
Region | Technology | 2023-24 | 2024-25 | 2025-26 | 2026-27 | 2027-28 | 2028-29 | 2029-30 | 2030-31 | 2031-32 | 2032-33 | 2033-34 | 2034-35 | 2035-36 | 2036-37 | 2037-38 | 2038-39 | 2039-40 | 2040-41 | 2041-42 | 2042-43 | 2043-44 | 2044-45 | 2045-46 | 2046-47 | 2047-48
VIC1 | Grid Battery pump | 191.1763 | 299.1533 | 569.1434 | 2521.2711 | 2956.3989 | 2760.2738 | 4208.9181 | 4517.0486 | 4085.9565 | 5041.2002 | 5082.5156 | 6212.8713 | 9161.6712 | 9311.5813 | 8463.4658 | 8466.7741 | 9351.0441 | 8036.2685 | 9795.0747 | 9014.9936 | 10617.5526 | 11293.7186 | 11707.6919 | 9460.7235 | 10608.322
VIC1 | Pumped Hydro Pump | 0 | 0 | 0.24364 | 869.9441 | 920.977 | 880.5571 | 881.8008 | 903.5455 | 874.8656 | 914.8716 | 858.976 | 841.9964 | 844.9031 | 847.0618 | 782.3146 | 792.9418 | 834.4157 | 749.0256 | 802.6847 | 798.689 | 775.2266 | 842.0092 | 801.135 | 713.6053 | 754.0283
VIC1 | VPP pump | 14.9688 | 25.4658 | 43.3019 | 71.2329 | 113.948 | 138.8581 | 189.1171 | 219.7909 | 282.5807 | 355.031 | 429.8846 | 491.4295 | 605.1388 | 732.0724 | 826.7522 | 909.4039 | 1017.088 | 1044.4396 | 1224.5738 | 1292.402 | 1334.6167 | 1490.5807 | 1639.834 | 1614.6528 | 1703.6067
Region | Technology | 2023-24 | 2024-25 | 2025-26 | 2026-27 | 2027-28 | 2028-29 | 2029-30 | 2030-31 | 2031-32 | 2032-33 | 2033-34 | 2034-35 | 2035-36 | 2036-37 | 2037-38 | 2038-39 | 2039-40 | 2040-41 | 2041-42 | 2042-43 | 2043-44 | 2044-45 | 2045-46 | 2046-47 | 2047-48
SA1 | Grid Battery pump | 217.3688 | 219.2088 | 209.8996 | 201.9762 | 210.3153 | 193.4098 | 193.0059 | 1368.8764 | 2736.6323 | 5906.2259 | 8177.4599 | 10447.0663 | 11380.7896 | 13890.1296 | 11612.6284 | 12014.0753 | 12871.413 | 12277.7165 | 27367.7796 | 24040.4807 | 32687.0991 | 34239.0789 | 36289.4841 | 30477.6328 | 31834.0875
SA1 | Pumped Hydro Pump | 0 | 0 | 0.044183 | 0.049016 | 0.061868 | 0.069303 | 0.075229 | 0.077838 | 0.077585 | 0.080032 | 0.076332 | 0.08148 | 0.083441 | 0.088016 | 0.086186 | 0.086259 | 0.091508 | 0.093748 | 0.096094 | 0.098916 | 0.10578 | 0.11383 | 0.11701 | 0.11029 | 0.11145
SA1 | VPP pump | 61.496 | 84.6772 | 98.9533 | 120.6926 | 149.7822 | 164.4211 | 195.5915 | 219.6936 | 247.2408 | 308.2296 | 348.0468 | 395.7742 | 451.1465 | 509.6678 | 528.3033 | 566.0048 | 626.7789 | 631.7843 | 732.1761 | 743.5425 | 780.9338 | 823.0033 | 890.5179 | 886.9772 | 921.381
Region | Technology | 2023-24 | 2024-25 | 2025-26 | 2026-27 | 2027-28 | 2028-29 | 2029-30 | 2030-31 | 2031-32 | 2032-33 | 2033-34 | 2034-35 | 2035-36 | 2036-37 | 2037-38 | 2038-39 | 2039-40 | 2040-41 | 2041-42 | 2042-43 | 2043-44 | 2044-45 | 2045-46 | 2046-47 | 2047-48
TAS1 | Grid Battery pump | 0.024176 | 0.027992 | 0.032898 | 0.037242 | 0.045023 | 0.045269 | 0.051143 | 0.068078 | 0.11223 | 0.1273 | 0.15405 | 0.17626 | 0.19139 | 0.2601 | 1.2603 | 353.5914 | 363.823 | 352.7974 | 1190.3811 | 2412.8092 | 2446.1786 | 2610.8865 | 2707.7942 | 6260.0922 | 10916.5484
TAS1 | Pumped Hydro Pump | 0 | 0 | 0.064797 | 0.076291 | 0.097238 | 172.7002 | 1108.0303 | 1460.2213 | 1884.474 | 2820.6438 | 3457.6512 | 4484.4508 | 5432.3649 | 5206.8962 | 5516.2419 | 5632.1739 | 5363.7716 | 5298.3727 | 5589.0068 | 5277.7177 | 4959.2596 | 5700.6861 | 5209.9071 | 4918.5303 | 5114.4965
TAS1 | VPP pump | 1.1647 | 1.9047 | 3.1046 | 4.5388 | 7.8228 | 13.4123 | 15.3283 | 20.7578 | 30.843 | 33.7158 | 34.3241 | 47.0399 | 50.8778 | 63.1267 | 66.4551 | 75.0795 | 88.4958 | 99.7237 | 111.4006 | 108.2815 | 119.1751 | 125.5868 | 143.6645 | 140.8803 | 154.4575
Non-controllable capacity
Region | Technology | 2023-24 | 2024-25 | 2025-26 | 2026-27 | 2027-28 | 2028-29 | 2029-30 | 2030-31 | 2031-32 | 2032-33 | 2033-34 | 2034-35 | 2035-36 | 2036-37 | 2037-38 | 2038-39 | 2039-40 | 2040-41 | 2041-42 | 2042-43 | 2043-44 | 2044-45 | 2045-46 | 2046-47 | 2047-48
NEM | Distributed PV | 28799.5817 | 32116.5667 | 35314.1626 | 42204.8449 | 46649.2442 | 45581.3423 | 51738.475 | 57785.4475 | 62725.5144 | 66426.5735 | 68136.577 | 69455.3154 | 77921.7891 | 81295.9842 | 75616.5716 | 82371.9649 | 89097.3598 | 93968.3093 | 97170.1339 | 97695.7946 | 97584.6832 | 107466.5339 | 110617.4313 | 101961.0854 | 110157.6469
NEM | Behind the meter battery | 695.4795 | 1078.31 | 1407.5158 | 1668.4796 | 1891.1321 | 2035.3669 | 2318.3699 | 2682.8975 | 3007.6704 | 3349.5884 | 3854.3372 | 4362.6111 | 4815.8375 | 5174.2175 | 5472.1674 | 5686.3755 | 5767.9948 | 5751.488 | 5684.5392 | 5627.0459 | 5657.8927 | 5678.5314 | 5681.5411 | 5668.9685 | 5652.094
NEM | Behind the meter battery pump | 818.5544 | 1269.0039 | 1656.6188 | 1963.7018 | 2226.3498 | 2395.6583 | 2729.6635 | 3158.3233 | 3540.0508 | 3942.9332 | 4536.0569 | 5135.526 | 5666.6469 | 6089.088 | 6440.0449 | 6692.6191 | 6788.8211 | 6767.7334 | 6692.103 | 6622.8115 | 6659.9012 | 6683.7902 | 6688.1884 | 6674.2227 | 6651.1966
Region | Technology | 2023-24 | 2024-25 | 2025-26 | 2026-27 | 2027-28 | 2028-29 | 2029-30 | 2030-31 | 2031-32 | 2032-33 | 2033-34 | 2034-35 | 2035-36 | 2036-37 | 2037-38 | 2038-39 | 2039-40 | 2040-41 | 2041-42 | 2042-43 | 2043-44 | 2044-45 | 2045-46 | 2046-47 | 2047-48
NSW1 | Distributed PV | 9407.3661 | 10720.5927 | 11742.1658 | 14397.8061 | 15632.0745 | 15190.8166 | 16923.7376 | 19303.0071 | 21478.6918 | 22202.2205 | 23139.099 | 23515.4058 | 27142.038 | 27978.921 | 25986.664 | 27808.4798 | 30679.3489 | 33048.9675 | 33321.1994 | 33908.128 | 33701.1451 | 38073.7621 | 38675.8433 | 35512.0447 | 37604.7843
NSW1 | Behind the meter battery | 252.9115 | 378.037 | 474.1485 | 547.331 | 609.2417 | 653.1385 | 740.7787 | 859.1134 | 977.7677 | 1103.1377 | 1286.9308 | 1462.6095 | 1617.7382 | 1741.4018 | 1838.9315 | 1907.3373 | 1935.731 | 1922.4917 | 1901.0935 | 1886.0903 | 1903.6568 | 1915.6797 | 1915.479 | 1909.4832 | 1898.9576
NSW1 | Behind the meter battery pump | 297.7023 | 444.7794 | 558.0749 | 644.2993 | 717.3215 | 768.7553 | 872.248 | 1011.2844 | 1150.3951 | 1298.2238 | 1514.8648 | 1722.1033 | 1903.2334 | 2049.2668 | 2164.3233 | 2245.6489 | 2278.2933 | 2261.7711 | 2238.3987 | 2219.5942 | 2241.1434 | 2254.4028 | 2255.0101 | 2248.4295 | 2234.115
Region | Technology | 2023-24 | 2024-25 | 2025-26 | 2026-27 | 2027-28 | 2028-29 | 2029-30 | 2030-31 | 2031-32 | 2032-33 | 2033-34 | 2034-35 | 2035-36 | 2036-37 | 2037-38 | 2038-39 | 2039-40 | 2040-41 | 2041-42 | 2042-43 | 2043-44 | 2044-45 | 2045-46 | 2046-47 | 2047-48
QLD1 | Distributed PV | 8911.3693 | 9688.1654 | 11015.9678 | 12990.925 | 14302.248 | 13096.2391 | 15378.704 | 17066.6968 | 19087.6073 | 19930.9122 | 20187.4084 | 21394.8392 | 23734.534 | 24661.5463 | 21472.8334 | 24100.83 | 25820.3692 | 27964.3076 | 28444.0488 | 28166.4803 | 29214.9052 | 31712.3068 | 32565.065 | 28085.4432 | 31364.5325
QLD1 | Behind the meter battery | 181.2665 | 289.0141 | 391.4917 | 468.8781 | 532.3168 | 581.3976 | 669.2074 | 779.569 | 883.6256 | 989.0347 | 1143.3295 | 1298.0358 | 1437.1843 | 1537.8089 | 1608.6921 | 1660.6128 | 1673.0458 | 1661.0318 | 1631.3651 | 1613.8863 | 1625.1104 | 1627.3441 | 1630.9718 | 1624.2908 | 1612.1224
QLD1 | Behind the meter battery pump | 213.2543 | 340.2462 | 460.6993 | 551.7541 | 626.7357 | 684.3258 | 787.9237 | 917.8195 | 1040.183 | 1164.5336 | 1345.7307 | 1528.2039 | 1691.1987 | 1809.3424 | 1893.2555 | 1953.7127 | 1969.7027 | 1954.7257 | 1921.0578 | 1899.3158 | 1912.8431 | 1915.6437 | 1919.7836 | 1911.6785 | 1896.8122
Region | Technology | 2023-24 | 2024-25 | 2025-26 | 2026-27 | 2027-28 | 2028-29 | 2029-30 | 2030-31 | 2031-32 | 2032-33 | 2033-34 | 2034-35 | 2035-36 | 2036-37 | 2037-38 | 2038-39 | 2039-40 | 2040-41 | 2041-42 | 2042-43 | 2043-44 | 2044-45 | 2045-46 | 2046-47 | 2047-48
VIC1 | Distributed PV | 6115.7461 | 6915.3775 | 7519.8076 | 9087.5933 | 10330.89 | 10744.4437 | 12151.5059 | 13557.6687 | 13868.4604 | 15331.5404 | 15685.7461 | 15471.0214 | 17170.8572 | 18098.4779 | 17747.8602 | 19246.2525 | 20816.4593 | 20841.9765 | 22630.5571 | 22895.4755 | 22266.4419 | 24412.1799 | 25422.801 | 24766.6899 | 26673.7208
VIC1 | Behind the meter battery | 141.985 | 252.0634 | 349.4457 | 432.937 | 505.4843 | 536.1299 | 600.565 | 689.7169 | 743.6775 | 795.9704 | 894.4221 | 1007.657 | 1112.529 | 1203.1682 | 1302.9856 | 1369.3669 | 1406.369 | 1420.7544 | 1415.4477 | 1393.2785 | 1392.3727 | 1402.0557 | 1402.7054 | 1412.047 | 1421.34
VIC1 | Behind the meter battery pump | 167.126 | 296.5466 | 411.3566 | 509.4864 | 595.0346 | 631.1002 | 707.1206 | 811.8737 | 875.5397 | 936.8152 | 1052.3272 | 1185.5559 | 1309.2417 | 1416.0459 | 1533.213 | 1611.7067 | 1654.7681 | 1671.7196 | 1665.6276 | 1639.9112 | 1638.5908 | 1650.7579 | 1651.3687 | 1662.7403 | 1672.9268
Region | Technology | 2023-24 | 2024-25 | 2025-26 | 2026-27 | 2027-28 | 2028-29 | 2029-30 | 2030-31 | 2031-32 | 2032-33 | 2033-34 | 2034-35 | 2035-36 | 2036-37 | 2037-38 | 2038-39 | 2039-40 | 2040-41 | 2041-42 | 2042-43 | 2043-44 | 2044-45 | 2045-46 | 2046-47 | 2047-48
SA1 | Distributed PV | 3988.8021 | 4353.9387 | 4558.9171 | 5159.449 | 5757.7474 | 5880.7253 | 6555.7824 | 7057.6454 | 7447.7309 | 8040.0464 | 8153.1463 | 8098.8096 | 8788.5125 | 9427.2035 | 9263.0143 | 10019.2226 | 10507.0325 | 10807.4545 | 11385.3412 | 11291.6623 | 10990.3829 | 11720.118 | 12368.257 | 12006.1643 | 12872.9012
SA1 | Behind the meter battery | 99.7067 | 131.4791 | 158.1035 | 180.1246 | 200.9319 | 218.7478 | 256.2991 | 295.4642 | 336.07 | 385.4073 | 442.4572 | 496.031 | 540.5116 | 576.003 | 599.5596 | 622.0284 | 624.1324 | 618.7657 | 609.6769 | 606.4207 | 608.1841 | 604.8342 | 602.9923 | 594.5005 | 591.4601
SA1 | Behind the meter battery pump | 117.393 | 154.8013 | 186.097 | 212.0302 | 236.4823 | 257.3804 | 301.7169 | 347.8746 | 395.6049 | 453.8385 | 520.5384 | 583.9682 | 636.02 | 678.1084 | 705.6655 | 732.0113 | 734.5058 | 728.3476 | 717.5834 | 714.1417 | 716.0107 | 711.6125 | 709.7187 | 699.9711 | 696.4297
Region | Technology | 2023-24 | 2024-25 | 2025-26 | 2026-27 | 2027-28 | 2028-29 | 2029-30 | 2030-31 | 2031-32 | 2032-33 | 2033-34 | 2034-35 | 2035-36 | 2036-37 | 2037-38 | 2038-39 | 2039-40 | 2040-41 | 2041-42 | 2042-43 | 2043-44 | 2044-45 | 2045-46 | 2046-47 | 2047-48
TAS1 | Distributed PV | 376.2981 | 438.4925 | 477.3043 | 569.0714 | 626.2844 | 669.1176 | 728.7451 | 800.4295 | 843.0241 | 921.854 | 971.1773 | 975.2394 | 1085.8474 | 1129.8355 | 1146.1998 | 1197.1801 | 1274.1498 | 1305.6031 | 1388.9875 | 1434.0485 | 1411.808 | 1548.1672 | 1585.465 | 1590.7434 | 1641.7082
TAS1 | Behind the meter battery | 19.6098 | 27.7164 | 34.3264 | 39.2088 | 43.1573 | 45.9531 | 51.5197 | 59.034 | 66.5297 | 76.0382 | 87.1976 | 98.2779 | 107.8745 | 115.8357 | 121.9986 | 127.03 | 128.7166 | 128.4444 | 126.9559 | 127.37 | 128.5686 | 128.6176 | 129.3925 | 128.647 | 128.214
TAS1 | Behind the meter battery pump | 23.0788 | 32.6303 | 40.3909 | 46.1318 | 50.7758 | 54.0965 | 60.6543 | 69.471 | 78.3281 | 89.5221 | 102.5958 | 115.6947 | 126.953 | 136.3245 | 143.5876 | 149.5394 | 151.5513 | 151.1695 | 149.4355 | 149.8487 | 151.3131 | 151.3733 | 152.3073 | 151.4033 | 150.9129

## BaseCase_Capacity
Installed capacity by technology (MW) - BaseCase, Hydrogen Superpower Scenario
Capacity calculated on 1 July. In early study years some wind and solar projects enter later in the financial year and are therefore reflected in the following financial year's capacity.
Explicitly modelled generation
Region | Technology | 2023-24 | 2024-25 | 2025-26 | 2026-27 | 2027-28 | 2028-29 | 2029-30 | 2030-31 | 2031-32 | 2032-33 | 2033-34 | 2034-35 | 2035-36 | 2036-37 | 2037-38 | 2038-39 | 2039-40 | 2040-41 | 2041-42 | 2042-43 | 2043-44 | 2044-45 | 2045-46 | 2046-47 | 2047-48
NEM | Black Coal | 16456 | 16456 | 11575.6497 | 8886.0146 | 5719.2338 | 5459.2444 | 3057.7258 | 2236.1032 | 244.3656 | 0.09241 | 0.075125 | 0.074062 | 0.060983 | 0.05593 | 0.049535 | 0.046352 | 0.046 | 0.040953 | 0.040864 | 0.037209 | 0.03362 | 0.029831 | 0.025689 | 0.021318 | 0.021277
NEM | Brown Coal | 4835 | 4835 | 1696.8735 | 1182.0207 | 1181.9709 | 1108.6799 | 0.034718 | 0.02895 | 0.016294 | 0.016255 | 0.016238 | 0.016234 | 0.016212 | 0.016072 | 0.01607 | 0.016007 | 0.015992 | 0.015939 | 0.015931 | 0.015898 | 0.015896 | 0.015841 | 0.0056127 | 0.0056122 | 0
NEM | CCGT | 2954.9 | 2774.9065 | 2774.9096 | 2774.9097 | 2774.9098 | 2774.91 | 2774.9101 | 2774.9102 | 2774.9102 | 2774.9102 | 2774.9104 | 2774.9104 | 2774.9104 | 2389.9105 | 1860.9115 | 1860.9115 | 1716.512 | 1716.5162 | 1716.5181 | 1716.5186 | 1276.5214 | 1276.5214 | 632.0215 | 388.0329 | 388.0334
NEM | Gas - Steam | 1300 | 1300 | 1300 | 1300 | 1300 | 1300 | 1300 | 1300 | 1300 | 1300 | 1300 | 1300 | 500 | 500 | 500 | 500 | 0 | 0 | 0 | 0 | 0 | 0 | 0 | 0 | 0
NEM | OCGT / Diesel | 7382.1931 | 8132.2031 | 8132.2097 | 8132.2104 | 8132.2109 | 8132.2114 | 8132.2117 | 7749.7122 | 7749.7128 | 7472.8534 | 6879.3539 | 6762.3545 | 6682.3785 | 6682.3795 | 6769.9328 | 6769.9335 | 6329.9345 | 6209.9366 | 6209.9376 | 6115.9387 | 6153.6096 | 5500.7936 | 5564.6471 | 5199.5852 | 4615.5863
NEM | Hydro | 7507.42 | 7507.42 | 7507.42 | 7507.42 | 7507.42 | 7507.42 | 7507.42 | 7507.42 | 7507.42 | 7507.42 | 7507.42 | 7507.42 | 7507.42 | 7507.42 | 7421.02 | 7421.02 | 7421.02 | 7421.02 | 7421.02 | 7355.02 | 7355.02 | 7355.02 | 7355.02 | 7355.02 | 7355.02
NEM | Hydrogen Turbine | 0 | 0 | 0 | 0 | 0 | 0 | 0 | 0.01353 | 0.014106 | 0.014581 | 0.01518 | 0.016178 | 534.2575 | 534.2584 | 598.9672 | 598.9688 | 1153.2532 | 1153.2539 | 1294.3153 | 1294.3172 | 1644.625 | 2180.1711 | 2180.1719 | 2274.328 | 2274.3283
NEM | Wind | 19375.1088 | 21041.977 | 27891.2391 | 32311.3861 | 41041.3098 | 46548.9054 | 53874.753 | 54380.0674 | 58054.518 | 60620.8363 | 67583.8832 | 79655.8884 | 83087.3953 | 90738.5603 | 106619.4966 | 111104.3926 | 111194.1276 | 116208.8887 | 126584.5199 | 144462.8879 | 152819.1229 | 156467.4543 | 167579.963 | 202933.7316 | 213990.8453
NEM | Solar PV | 9555.0429 | 9955.0678 | 12367.9955 | 14223.0083 | 16623.6166 | 22767.0595 | 26709.3355 | 33638.9531 | 39313.9997 | 46460.2198 | 61372.3385 | 81313.7139 | 84508.6463 | 92022.4738 | 105431.4935 | 105604.2556 | 108675.703 | 114822.0962 | 137437.348 | 157965.114 | 178988.7325 | 187058.1554 | 195004.9782 | 219700.5774 | 224929.0432
NEM | Grid Battery | 1004.6708 | 1086.2886 | 2888.5493 | 3769.092 | 4272.6189 | 5901.7954 | 6710.1902 | 9474.064 | 11199.3196 | 15812.1392 | 19520.144 | 23210.0616 | 26756.4348 | 27745.6232 | 29677.1752 | 29892.209 | 30626.8131 | 32615.8825 | 40839.5002 | 48088.3606 | 55614.8002 | 59457.5061 | 58062.6817 | 60815.8607 | 64226.4812
NEM | Pumped Hydro | 810 | 810 | 1883.0891 | 2573.4751 | 4646.1803 | 4858.9119 | 5320.0819 | 5470.9807 | 5595.4103 | 5991.7899 | 6359.9695 | 6866.8545 | 7097.1248 | 7097.1392 | 7097.2616 | 7097.2629 | 7097.2649 | 7097.2666 | 7097.2705 | 7097.2742 | 7097.2787 | 7097.2797 | 7097.2802 | 7097.2844 | 7097.2863
NEM | VPP | 366.507 | 731.507 | 1218.992 | 1822.853 | 2558.481 | 3412.119 | 4696.274 | 5734.929 | 6792.702 | 7984.201 | 9451.121 | 11021.854 | 12642.581 | 14292.635 | 15915.47 | 17495.087 | 18665.873 | 19737.356 | 20683.069 | 21557.067 | 22491.289 | 23437.779 | 24407.052 | 25388.84 | 26393.639
Total excluding storage |  | 69365.6647 | 72002.5744 | 73246.2972 | 76316.9698 | 84280.6717 | 95598.4307 | 103356.3909 | 109587.2086 | 116944.9566 | 126136.363 | 147418.0125 | 179314.3937 | 185595.0851 | 200375.0744 | 229201.8873 | 233859.5444 | 236490.6123 | 247531.7684 | 280663.7157 | 318909.8494 | 348237.6809 | 359838.1615 | 378316.8328 | 437851.3021 | 453552.8778
Region | Technology | 2023-24 | 2024-25 | 2025-26 | 2026-27 | 2027-28 | 2028-29 | 2029-30 | 2030-31 | 2031-32 | 2032-33 | 2033-34 | 2034-35 | 2035-36 | 2036-37 | 2037-38 | 2038-39 | 2039-40 | 2040-41 | 2041-42 | 2042-43 | 2043-44 | 2044-45 | 2045-46 | 2046-47 | 2047-48
NSW1 | Black Coal | 8330 | 8330 | 6738.7221 | 4301.9714 | 2346.2875 | 2346.2873 | 1698.701 | 1166.8193 | 244.2888 | 0.023871 | 0.0082403 | 0.0082366 | 0.008183 | 0.0081788 | 0.0081781 | 0.0051418 | 0.0050252 | 0 | 0 | 0 | 0 | 0 | 0 | 0 | 0
NSW1 | Brown Coal | 0 | 0 | 0 | 0 | 0 | 0 | 0 | 0 | 0 | 0 | 0 | 0 | 0 | 0 | 0 | 0 | 0 | 0 | 0 | 0 | 0 | 0 | 0 | 0 | 0
NSW1 | CCGT | 440 | 440.0016 | 440.002 | 440.002 | 440.0021 | 440.0021 | 440.0021 | 440.0021 | 440.0021 | 440.0021 | 440.0021 | 440.0021 | 440.0021 | 440.0021 | 440.0027 | 440.0027 | 440.0027 | 440.0034 | 440.0034 | 440.0035 | 0.004142 | 0.0041425 | 0.0041448 | 0.0072969 | 0.0072981
NSW1 | Gas - Steam | 0 | 0 | 0 | 0 | 0 | 0 | 0 | 0 | 0 | 0 | 0 | 0 | 0 | 0 | 0 | 0 | 0 | 0 | 0 | 0 | 0 | 0 | 0 | 0 | 0
NSW1 | OCGT / Diesel | 1889.0022 | 2639.0104 | 2639.0105 | 2639.0105 | 2639.0105 | 2639.0105 | 2639.0106 | 2639.0106 | 2639.0106 | 2639.0106 | 2639.0106 | 2639.0107 | 2639.0107 | 2639.0107 | 2726.5633 | 2726.5634 | 2726.5634 | 2726.5635 | 2726.5635 | 2726.5636 | 2764.0696 | 1915.0707 | 1978.9232 | 2316.854 | 2316.854
NSW1 | Hydro | 2525 | 2525 | 2525 | 2525 | 2525 | 2525 | 2525 | 2525 | 2525 | 2525 | 2525 | 2525 | 2525 | 2525 | 2525 | 2525 | 2525 | 2525 | 2525 | 2525 | 2525 | 2525 | 2525 | 2525 | 2525
NSW1 | Hydrogen Turbine | 0 | 0 | 0 | 0 | 0 | 0 | 0 | 0.0048456 | 0.0049167 | 0.0049987 | 0.0050541 | 0.0051374 | 0.0051648 | 0.0053042 | 64.7059 | 64.7059 | 64.706 | 64.706 | 64.7061 | 64.7061 | 64.7064 | 64.7064 | 64.7064 | 64.7071 | 64.7071
NSW1 | Wind | 5395.5503 | 5927.2419 | 6651.5521 | 7893.3259 | 11749.6384 | 12183.1559 | 12968.2283 | 12968.2286 | 13492.2045 | 15513.9146 | 15983.5474 | 16521.283 | 16521.2843 | 16980.897 | 17534.261 | 17929.3324 | 17929.333 | 19819.2399 | 21515.1178 | 21821.7349 | 22234.5955 | 22234.5957 | 22366.541 | 27145.0379 | 27145.0391
NSW1 | Solar PV | 4201.0217 | 4455.0298 | 6182.8879 | 6843.5126 | 8196.1221 | 9924.0805 | 11259.4129 | 12743.5414 | 14543.6382 | 15102.0951 | 15736.7602 | 16166.7156 | 16166.7156 | 17247.3458 | 22234.8389 | 22084.5404 | 22084.5405 | 23661.6123 | 23661.6493 | 25229.1376 | 26922.1352 | 26922.1353 | 26922.1354 | 32465.3238 | 32360.0542
NSW1 | Grid Battery | 50.0299 | 50.0908 | 1289.0384 | 1289.0434 | 1614.3816 | 1884.4841 | 1959.4936 | 3827.3883 | 3827.426 | 4916.5076 | 4916.535 | 4916.536 | 5814.8577 | 5764.8589 | 7695.9507 | 7695.9523 | 7695.9594 | 7695.9921 | 7696.0687 | 8374.9684 | 8375.0216 | 9088.7917 | 8266.9957 | 8800.5844 | 8569.7165
NSW1 | Pumped Hydro | 240 | 240 | 703.1472 | 703.1484 | 2775.8399 | 2905.7816 | 2905.782 | 2905.7822 | 2905.7824 | 2905.7826 | 2905.7829 | 2905.7833 | 2905.7836 | 2905.7838 | 2905.785 | 2905.7851 | 2905.7854 | 2905.786 | 2905.7863 | 2905.7867 | 2905.7871 | 2905.7874 | 2905.7876 | 2905.7892 | 2905.7893
NSW1 | VPP | 113.448 | 234.462 | 391.152 | 583.147 | 817.88 | 1099.634 | 1524.355 | 1863.227 | 2229.794 | 2645.934 | 3161.719 | 3706.357 | 4261.722 | 4832.226 | 5385.068 | 5923.239 | 6317.153 | 6670.323 | 6979.899 | 7280.857 | 7600.332 | 7924.393 | 8255.877 | 8588.375 | 8928.242
Total excluding storage |  | 22780.5742 | 24316.2837 | 25177.1746 | 24642.8226 | 27896.0606 | 30057.5364 | 31530.3548 | 32482.6068 | 33884.1491 | 36220.0512 | 37324.3336 | 38292.0247 | 38292.026 | 39832.269 | 45525.3801 | 45770.15 | 45770.1507 | 49237.1251 | 50933.0401 | 52807.1456 | 54510.5109 | 53661.5123 | 53857.3101 | 64516.9301 | 64411.6617
Region | Technology | 2023-24 | 2024-25 | 2025-26 | 2026-27 | 2027-28 | 2028-29 | 2029-30 | 2030-31 | 2031-32 | 2032-33 | 2033-34 | 2034-35 | 2035-36 | 2036-37 | 2037-38 | 2038-39 | 2039-40 | 2040-41 | 2041-42 | 2042-43 | 2043-44 | 2044-45 | 2045-46 | 2046-47 | 2047-48
QLD1 | Black Coal | 8126 | 8126 | 4836.9277 | 4584.0432 | 3372.9463 | 3112.9571 | 1359.0248 | 1069.2838 | 0.076777 | 0.068539 | 0.066885 | 0.065825 | 0.0528 | 0.047751 | 0.041357 | 0.04121 | 0.040975 | 0.040953 | 0.040864 | 0.037209 | 0.03362 | 0.029831 | 0.025689 | 0.021318 | 0.021277
QLD1 | Brown Coal | 0 | 0 | 0 | 0 | 0 | 0 | 0 | 0 | 0 | 0 | 0 | 0 | 0 | 0 | 0 | 0 | 0 | 0 | 0 | 0 | 0 | 0 | 0 | 0 | 0
QLD1 | CCGT | 1597.9 | 1597.9013 | 1597.9023 | 1597.9023 | 1597.9023 | 1597.9024 | 1597.9024 | 1597.9024 | 1597.9024 | 1597.9024 | 1597.9024 | 1597.9024 | 1597.9024 | 1212.9024 | 1212.9024 | 1212.9024 | 1068.5024 | 1068.5042 | 1068.5042 | 1068.5043 | 1068.5044 | 1068.5044 | 424.0044 | 180.0087 | 180.0087
QLD1 | Gas - Steam | 0 | 0 | 0 | 0 | 0 | 0 | 0 | 0 | 0 | 0 | 0 | 0 | 0 | 0 | 0 | 0 | 0 | 0 | 0 | 0 | 0 | 0 | 0 | 0 | 0
QLD1 | OCGT / Diesel | 1954.5032 | 1954.5033 | 1954.5093 | 1954.5093 | 1954.5093 | 1954.5093 | 1954.5094 | 1954.5094 | 1954.5094 | 1954.5094 | 1531.0094 | 1414.0095 | 1414.0095 | 1414.0095 | 1414.0096 | 1414.0096 | 1414.0096 | 1414.0099 | 1414.01 | 1414.0101 | 1414.0104 | 1414.0105 | 1414.0109 | 865.0162 | 865.0163
QLD1 | Hydro | 152.4 | 152.4 | 152.4 | 152.4 | 152.4 | 152.4 | 152.4 | 152.4 | 152.4 | 152.4 | 152.4 | 152.4 | 152.4 | 152.4 | 66 | 66 | 66 | 66 | 66 | 0 | 0 | 0 | 0 | 0 | 0
QLD1 | Hydrogen Turbine | 0 | 0 | 0 | 0 | 0 | 0 | 0 | 0.0036558 | 0.003677 | 0.0037057 | 0.003728 | 0.0037748 | 0.0038083 | 0.0039022 | 0.004874 | 0.0048987 | 0.0049383 | 0.0049865 | 0.0050357 | 0.0052845 | 0.0058301 | 0.0059403 | 0.0064232 | 0.010541 | 0.010559
QLD1 | Wind | 4357.5795 | 4633.2532 | 7295.995 | 8583.9436 | 10525.9691 | 11060.4338 | 14681.5483 | 14681.5496 | 16266.7624 | 16266.9437 | 19340.6107 | 28523.5129 | 30601.4399 | 33159.618 | 38937.7501 | 39845.6823 | 39845.6823 | 39845.6982 | 41853.4292 | 54928.938 | 57587.174 | 61691.5051 | 73878.8263 | 91243.1015 | 91243.1016
QLD1 | Solar PV | 3707.7958 | 3853.8001 | 3952.6228 | 3953.1285 | 4463.5385 | 6841.1048 | 8199.9876 | 9166.4739 | 12990.9268 | 16781.5381 | 22970.5995 | 33974.6689 | 34771.3507 | 36642.9223 | 40233.8941 | 40233.8943 | 40233.8943 | 44600.244 | 49649.0759 | 65796.3449 | 71473.6178 | 79923.5206 | 87908.8262 | 97940.7239 | 97207.8249
QLD1 | Grid Battery | 100.0091 | 100.0123 | 482.7142 | 482.7476 | 482.7914 | 1841.8644 | 1841.8647 | 2209.2851 | 3228.4376 | 5069.0231 | 7342.8351 | 9366.6431 | 10215.9826 | 10215.9829 | 10215.9831 | 10215.9836 | 10254.0508 | 12243.0866 | 13289.7948 | 19063.4193 | 21047.2415 | 24257.7278 | 23875.2198 | 24352.6963 | 24352.6537
QLD1 | Pumped Hydro | 570 | 570 | 1179.8223 | 1569.2192 | 1569.2192 | 1569.222 | 1569.222 | 1569.2221 | 1569.2221 | 1569.2223 | 1569.2229 | 1569.2239 | 1569.2241 | 1569.2242 | 1569.2244 | 1569.2245 | 1569.2246 | 1569.2252 | 1569.2253 | 1569.2262 | 1569.2266 | 1569.2271 | 1569.2273 | 1569.2281 | 1569.2281
QLD1 | VPP | 81.305 | 177.507 | 314.987 | 485.21 | 690.752 | 942.368 | 1319.332 | 1624.09 | 1944.028 | 2302.225 | 2742.346 | 3210.758 | 3693.741 | 4164.277 | 4602.442 | 5027.892 | 5334.133 | 5614.289 | 5855.818 | 6089.349 | 6341.701 | 6594.708 | 6854.74 | 7119.539 | 7388.347
Total excluding storage |  | 19896.1784 | 20317.8578 | 19790.3571 | 20825.9269 | 22067.2655 | 24719.3075 | 27945.3724 | 28622.1227 | 32962.5814 | 36753.3659 | 45592.5926 | 65662.5633 | 68537.1591 | 72581.9039 | 81864.6024 | 82772.5347 | 82628.1346 | 86994.5023 | 94051.0652 | 123207.8398 | 131543.346 | 144097.5763 | 163625.6998 | 190228.8822 | 189495.9833
Region | Technology | 2023-24 | 2024-25 | 2025-26 | 2026-27 | 2027-28 | 2028-29 | 2029-30 | 2030-31 | 2031-32 | 2032-33 | 2033-34 | 2034-35 | 2035-36 | 2036-37 | 2037-38 | 2038-39 | 2039-40 | 2040-41 | 2041-42 | 2042-43 | 2043-44 | 2044-45 | 2045-46 | 2046-47 | 2047-48
VIC1 | Black Coal | 0 | 0 | 0 | 0 | 0 | 0 | 0 | 0 | 0 | 0 | 0 | 0 | 0 | 0 | 0 | 0 | 0 | 0 | 0 | 0 | 0 | 0 | 0 | 0 | 0
VIC1 | Brown Coal | 4835 | 4835 | 1696.8735 | 1182.0207 | 1181.9709 | 1108.6799 | 0.034718 | 0.02895 | 0.016294 | 0.016255 | 0.016238 | 0.016234 | 0.016212 | 0.016072 | 0.01607 | 0.016007 | 0.015992 | 0.015939 | 0.015931 | 0.015898 | 0.015896 | 0.015841 | 0.0056127 | 0.0056122 | 0
VIC1 | CCGT | 0 | 0.0015112 | 0.0029636 | 0.0029655 | 0.0029662 | 0.0029665 | 0.0029666 | 0.0029666 | 0.0029667 | 0.0029668 | 0.0029669 | 0.002967 | 0.0029672 | 0.0029673 | 0.0029675 | 0.0029678 | 0.0032473 | 0.0034771 | 0.0050912 | 0.005092 | 0.0066598 | 0.0066604 | 0.0066608 | 0.0084445 | 0.00893
VIC1 | Gas - Steam | 500 | 500 | 500 | 500 | 500 | 500 | 500 | 500 | 500 | 500 | 500 | 500 | 500 | 500 | 500 | 500 | 0 | 0 | 0 | 0 | 0 | 0 | 0 | 0 | 0
VIC1 | OCGT / Diesel | 1900.0211 | 1900.0226 | 1900.0228 | 1900.0232 | 1900.0233 | 1900.0233 | 1900.0233 | 1900.0233 | 1900.0233 | 1900.0234 | 1730.0234 | 1730.0234 | 1730.0469 | 1730.047 | 1730.047 | 1730.047 | 1290.0471 | 1290.0471 | 1290.0472 | 1196.0473 | 1196.2099 | 1602.3924 | 1602.3924 | 1602.3925 | 1018.3926
VIC1 | Hydro | 2279.02 | 2279.02 | 2279.02 | 2279.02 | 2279.02 | 2279.02 | 2279.02 | 2279.02 | 2279.02 | 2279.02 | 2279.02 | 2279.02 | 2279.02 | 2279.02 | 2279.02 | 2279.02 | 2279.02 | 2279.02 | 2279.02 | 2279.02 | 2279.02 | 2279.02 | 2279.02 | 2279.02 | 2279.02
VIC1 | Hydrogen Turbine | 0 | 0 | 0 | 0 | 0 | 0 | 0 | 0 | 0 | 0 | 0 | 0 | 534.2411 | 534.2413 | 534.2415 | 534.2428 | 1088.5267 | 1088.5272 | 1229.5884 | 1229.5884 | 1579.885 | 2115.431 | 2115.4312 | 2115.4314 | 2115.4316
VIC1 | Wind | 4720.4516 | 5541.1983 | 8220.1423 | 8737.9116 | 9635.2256 | 10336.5771 | 10813.8766 | 10813.8766 | 10813.8767 | 10813.8767 | 11428.9149 | 11236.9156 | 11236.9157 | 11236.9163 | 12621.6354 | 14277.6597 | 14677.7936 | 15077.5733 | 15384.9246 | 17423.9938 | 19216.5846 | 18904.5847 | 18041.0266 | 21048.5939 | 24134.3123
VIC1 | Solar PV | 1081.583 | 1081.5912 | 1610.7549 | 2582.4056 | 2766.1216 | 3027.6604 | 3876.7696 | 4774.5148 | 4774.5149 | 5604.8561 | 6292.0991 | 8872.4246 | 10935.8003 | 10935.802 | 11109.0541 | 11109.0541 | 12050.2823 | 12050.2829 | 13394.2912 | 13394.2916 | 16846.3835 | 16735.9036 | 16704.8006 | 16773.0756 | 17754.9326
VIC1 | Grid Battery | 375.3453 | 456.8959 | 637.5005 | 1517.9984 | 1696.1294 | 1696.1303 | 2429.4985 | 2473.8596 | 2473.86 | 2759.9706 | 2919.7389 | 3595.1124 | 5141.9324 | 5141.9334 | 5141.9344 | 5141.9349 | 5520.9433 | 5520.9433 | 5836.1268 | 5836.1274 | 7458.7783 | 7377.2308 | 7196.7147 | 6430.54 | 7015.1105
VIC1 | Pumped Hydro | 0 | 0 | 0.081971 | 301.0635 | 301.0644 | 301.0645 | 301.0645 | 301.0645 | 301.0646 | 301.0646 | 301.0647 | 301.0648 | 301.0649 | 301.065 | 301.0651 | 301.0652 | 301.0653 | 301.0655 | 301.0656 | 301.0658 | 301.0661 | 301.0662 | 301.0663 | 301.0666 | 301.0669
VIC1 | VPP | 60.468 | 148.648 | 275.348 | 442.274 | 652.45 | 876.237 | 1210.573 | 1471.452 | 1695.3 | 1937.424 | 2247.64 | 2595.903 | 2965.11 | 3357.506 | 3781.673 | 4195.058 | 4522.014 | 4833.262 | 5118.509 | 5352.788 | 5603.204 | 5858.669 | 6119.573 | 6385.683 | 6660.222
Total excluding storage |  | 15316.0757 | 16136.8336 | 16206.8165 | 17181.384 | 18262.3644 | 19151.9637 | 19369.7272 | 20267.4666 | 20267.4542 | 21097.7954 | 22230.0766 | 24618.4028 | 27216.0432 | 27216.0456 | 28774.017 | 30430.0427 | 31385.6889 | 31785.4699 | 33577.8924 | 35522.962 | 41118.1055 | 41637.3541 | 40742.6831 | 43818.5274 | 47302.0979
Region | Technology | 2023-24 | 2024-25 | 2025-26 | 2026-27 | 2027-28 | 2028-29 | 2029-30 | 2030-31 | 2031-32 | 2032-33 | 2033-34 | 2034-35 | 2035-36 | 2036-37 | 2037-38 | 2038-39 | 2039-40 | 2040-41 | 2041-42 | 2042-43 | 2043-44 | 2044-45 | 2045-46 | 2046-47 | 2047-48
SA1 | Black Coal | 0 | 0 | 0 | 0 | 0 | 0 | 0 | 0 | 0 | 0 | 0 | 0 | 0 | 0 | 0 | 0 | 0 | 0 | 0 | 0 | 0 | 0 | 0 | 0 | 0
SA1 | Brown Coal | 0 | 0 | 0 | 0 | 0 | 0 | 0 | 0 | 0 | 0 | 0 | 0 | 0 | 0 | 0 | 0 | 0 | 0 | 0 | 0 | 0 | 0 | 0 | 0 | 0
SA1 | CCGT | 709 | 529.0013 | 529.0015 | 529.0015 | 529.0015 | 529.0016 | 529.0016 | 529.0016 | 529.0016 | 529.0016 | 529.0017 | 529.0017 | 529.0017 | 529.0017 | 0.0018269 | 0.0018298 | 0.0019041 | 0.0028384 | 0.003082 | 0.0032395 | 0.0035898 | 0.0035902 | 0.0035908 | 0.0044831 | 0.0044942
SA1 | Gas - Steam | 800 | 800 | 800 | 800 | 800 | 800 | 800 | 800 | 800 | 800 | 800 | 800 | 0 | 0 | 0 | 0 | 0 | 0 | 0 | 0 | 0 | 0 | 0 | 0 | 0
SA1 | OCGT / Diesel | 1460.6637 | 1460.6637 | 1460.6638 | 1460.6639 | 1460.664 | 1460.6642 | 1460.6644 | 1078.1646 | 1078.1649 | 801.305 | 801.3053 | 801.3056 | 721.3058 | 721.3062 | 721.3065 | 721.3068 | 721.3073 | 721.3081 | 721.3084 | 721.3089 | 721.3103 | 511.3104 | 511.3105 | 357.3114 | 357.3119
SA1 | Hydro | 0 | 0 | 0 | 0 | 0 | 0 | 0 | 0 | 0 | 0 | 0 | 0 | 0 | 0 | 0 | 0 | 0 | 0 | 0 | 0 | 0 | 0 | 0 | 0 | 0
SA1 | Hydrogen Turbine | 0 | 0 | 0 | 0 | 0 | 0 | 0 | 0.0027755 | 0.002956 | 0.0030376 | 0.0034575 | 0.0038311 | 0.0038671 | 0.0040714 | 0.0056223 | 0.0057023 | 0.0059845 | 0.0060145 | 0.0060929 | 0.0069907 | 0.012434 | 0.012448 | 0.012464 | 0.012524 | 0.01255
SA1 | Wind | 3256.3555 | 3295.1001 | 3441.6054 | 4643.4576 | 4696.4868 | 7973.0032 | 8592.6972 | 9075.4646 | 9075.4647 | 9075.4647 | 10746.6313 | 10746.6313 | 12075.6413 | 14515.9442 | 18907.694 | 20302.8423 | 19976.1495 | 21496.1527 | 26507.1939 | 28964.3659 | 30930.1636 | 30930.1636 | 30586.9638 | 35711.8101 | 41049.9257
SA1 | Solar PV | 564.6391 | 564.6412 | 621.722 | 843.9449 | 1182.6188 | 2674.165 | 2715.6455 | 5286.4991 | 5336.9958 | 7291.8111 | 11780.7495 | 14858.3273 | 14858.3274 | 18395.2618 | 21031.0824 | 21031.0835 | 21935.5572 | 21935.5588 | 37726.5911 | 37799.2538 | 47144.7515 | 46874.7515 | 46867.3716 | 49525.2342 | 50472.4668
SA1 | Grid Battery | 479.2802 | 479.2819 | 479.2868 | 479.2917 | 479.3021 | 479.3021 | 479.3162 | 963.5077 | 1669.5567 | 3066.5912 | 4340.9752 | 5331.7046 | 5583.5897 | 6622.7476 | 6622.7481 | 6622.7487 | 6940.2635 | 6940.2639 | 13282.6777 | 13282.6779 | 17127.6766 | 17127.6742 | 17117.6711 | 17117.6657 | 17117.66
SA1 | Pumped Hydro | 0 | 0 | 0.012618 | 0.013977 | 0.01705 | 0.020209 | 0.021621 | 0.02231 | 0.022333 | 0.022505 | 0.023148 | 0.023966 | 0.02423 | 0.025564 | 0.02583 | 0.025974 | 0.027413 | 0.027709 | 0.029367 | 0.030424 | 0.033703 | 0.033706 | 0.033712 | 0.033723 | 0.033772
SA1 | VPP | 103.374 | 155.053 | 211.022 | 272.84 | 342.292 | 420.23 | 540.44 | 653.106 | 777.048 | 924.007 | 1092.47 | 1267.579 | 1445.138 | 1625.646 | 1798.035 | 1965.933 | 2084.182 | 2187.814 | 2276.205 | 2360.962 | 2451.351 | 2543.459 | 2638.109 | 2734.439 | 2833.773
Total excluding storage |  | 6790.6584 | 6649.4063 | 6852.9927 | 8277.068 | 8668.7711 | 13436.8339 | 14098.0086 | 16769.1328 | 16819.6299 | 18497.5854 | 24657.6912 | 27735.2697 | 28184.28 | 34161.518 | 40660.0904 | 42055.2401 | 42633.0218 | 44153.0284 | 64955.1025 | 67484.9389 | 78796.2414 | 78316.2415 | 77965.6619 | 85594.3727 | 91879.7214
Region | Technology | 2023-24 | 2024-25 | 2025-26 | 2026-27 | 2027-28 | 2028-29 | 2029-30 | 2030-31 | 2031-32 | 2032-33 | 2033-34 | 2034-35 | 2035-36 | 2036-37 | 2037-38 | 2038-39 | 2039-40 | 2040-41 | 2041-42 | 2042-43 | 2043-44 | 2044-45 | 2045-46 | 2046-47 | 2047-48
TAS1 | Black Coal | 0 | 0 | 0 | 0 | 0 | 0 | 0 | 0 | 0 | 0 | 0 | 0 | 0 | 0 | 0 | 0 | 0 | 0 | 0 | 0 | 0 | 0 | 0 | 0 | 0
TAS1 | Brown Coal | 0 | 0 | 0 | 0 | 0 | 0 | 0 | 0 | 0 | 0 | 0 | 0 | 0 | 0 | 0 | 0 | 0 | 0 | 0 | 0 | 0 | 0 | 0 | 0 | 0
TAS1 | CCGT | 208 | 208.0008 | 208.0008 | 208.0008 | 208.0009 | 208.0011 | 208.0012 | 208.0012 | 208.0012 | 208.0012 | 208.0013 | 208.0013 | 208.0013 | 208.0014 | 208.0016 | 208.0016 | 208.0016 | 208.0024 | 208.0024 | 208.0025 | 208.0027 | 208.0027 | 208.0027 | 208.0039 | 208.0039
TAS1 | Gas - Steam | 0 | 0 | 0 | 0 | 0 | 0 | 0 | 0 | 0 | 0 | 0 | 0 | 0 | 0 | 0 | 0 | 0 | 0 | 0 | 0 | 0 | 0 | 0 | 0 | 0
TAS1 | OCGT / Diesel | 178.0029 | 178.0031 | 178.0033 | 178.0035 | 178.0038 | 178.004 | 178.0041 | 178.0043 | 178.0046 | 178.005 | 178.0051 | 178.0054 | 178.0056 | 178.0061 | 178.0064 | 178.0067 | 178.0071 | 58.008 | 58.0085 | 58.0088 | 58.0094 | 58.0097 | 58.0101 | 58.0112 | 58.0115
TAS1 | Hydro | 2551 | 2551 | 2551 | 2551 | 2551 | 2551 | 2551 | 2551 | 2551 | 2551 | 2551 | 2551 | 2551 | 2551 | 2551 | 2551 | 2551 | 2551 | 2551 | 2551 | 2551 | 2551 | 2551 | 2551 | 2551
TAS1 | Hydrogen Turbine | 0 | 0 | 0 | 0 | 0 | 0 | 0 | 0.0022527 | 0.0025558 | 0.0028393 | 0.0029404 | 0.003435 | 0.0034755 | 0.0038123 | 0.0093996 | 0.0094626 | 0.0095873 | 0.0096233 | 0.0096662 | 0.010394 | 0.015303 | 0.015333 | 0.015368 | 94.1665 | 94.1666
TAS1 | Wind | 1645.1718 | 1645.1835 | 2281.9444 | 2452.7473 | 4433.9898 | 4995.7354 | 6818.4027 | 6840.948 | 8406.2097 | 8950.6366 | 10084.1788 | 12627.5455 | 12652.1141 | 14845.1849 | 18618.156 | 18748.8759 | 18765.1692 | 19970.2247 | 21323.8544 | 21323.8552 | 22850.6052 | 22706.6052 | 22706.6053 | 27785.1881 | 30418.4667
TAS1 | Solar PV | 0.0033257 | 0.0056172 | 0.0078454 | 0.016725 | 15.2156 | 300.0488 | 657.5199 | 1667.9239 | 1667.924 | 1679.9194 | 4592.1302 | 7441.5775 | 7776.4523 | 8801.1418 | 10822.624 | 11145.6833 | 12371.4287 | 12574.3981 | 13005.7404 | 15746.0862 | 16601.8444 | 16601.8444 | 16601.8444 | 22996.22 | 27133.7648
TAS1 | Grid Battery | 0.0063141 | 0.0076659 | 0.0094541 | 0.011011 | 0.014352 | 0.014411 | 0.017145 | 0.023429 | 0.039207 | 0.046721 | 0.059784 | 0.065436 | 0.072365 | 0.10041 | 0.55881 | 215.5895 | 215.5961 | 215.5965 | 734.8322 | 1531.1675 | 1606.0822 | 1606.0817 | 1606.0803 | 4114.3742 | 7171.3405
TAS1 | Pumped Hydro | 0 | 0 | 0.024989 | 0.030132 | 0.039712 | 82.8236 | 543.9917 | 694.8895 | 819.3189 | 1215.6979 | 1583.8759 | 2090.7586 | 2321.0281 | 2321.0406 | 2321.1613 | 2321.1621 | 2321.1622 | 2321.1622 | 2321.1639 | 2321.165 | 2321.1653 | 2321.1653 | 2321.1653 | 2321.1668 | 2321.1682
TAS1 | VPP | 7.912 | 15.837 | 26.483 | 39.382 | 55.107 | 73.65 | 101.574 | 123.054 | 146.532 | 174.611 | 206.946 | 241.257 | 276.87 | 312.98 | 348.252 | 382.965 | 408.391 | 431.668 | 452.638 | 473.111 | 494.701 | 516.55 | 538.753 | 560.804 | 583.055
Total excluding storage |  | 4582.178 | 4582.1929 | 5218.9563 | 5389.7683 | 7386.21 | 8232.7893 | 10412.9279 | 11445.8797 | 13011.142 | 13567.565 | 17613.3184 | 23006.1332 | 23365.5768 | 26583.3379 | 32377.7974 | 32831.5769 | 34073.6163 | 35361.6428 | 37146.6154 | 39886.9631 | 42269.477 | 42125.4773 | 42125.4778 | 53692.5897 | 60463.4135
Explicitly modelled pumping
Region | Technology | 2023-24 | 2024-25 | 2025-26 | 2026-27 | 2027-28 | 2028-29 | 2029-30 | 2030-31 | 2031-32 | 2032-33 | 2033-34 | 2034-35 | 2035-36 | 2036-37 | 2037-38 | 2038-39 | 2039-40 | 2040-41 | 2041-42 | 2042-43 | 2043-44 | 2044-45 | 2045-46 | 2046-47 | 2047-48
NEM | Grid Battery pump | 1004.6708 | 1086.2886 | 2888.5493 | 3769.092 | 4272.6189 | 5901.7954 | 6710.1902 | 9474.064 | 11199.3196 | 15812.1392 | 19520.144 | 23210.0616 | 26756.4348 | 27745.6232 | 29677.1752 | 29892.209 | 30626.8131 | 32615.8825 | 40839.5002 | 48088.3606 | 55614.8002 | 59457.5061 | 58062.6817 | 60815.8607 | 64226.4812
NEM | Pumped Hydro Pump | 1310 | 1310 | 2383.0891 | 3073.4751 | 5146.1803 | 5358.9119 | 5820.0819 | 5970.9807 | 6095.4103 | 6491.7899 | 6859.9695 | 7366.8545 | 7597.1248 | 7597.1392 | 7597.2616 | 7597.2629 | 7597.2649 | 7597.2666 | 7597.2705 | 7597.2742 | 7597.2787 | 7597.2797 | 7597.2802 | 7597.2844 | 7597.2863
NEM | VPP pump | 366.507 | 731.507 | 1218.992 | 1822.853 | 2558.481 | 3412.119 | 4696.274 | 5734.929 | 6792.702 | 7984.201 | 9451.121 | 11021.854 | 12642.581 | 14292.635 | 15915.47 | 17495.087 | 18665.873 | 19737.356 | 20683.069 | 21557.067 | 22491.289 | 23437.779 | 24407.052 | 25388.84 | 26393.639
Region | Technology | 2023-24 | 2024-25 | 2025-26 | 2026-27 | 2027-28 | 2028-29 | 2029-30 | 2030-31 | 2031-32 | 2032-33 | 2033-34 | 2034-35 | 2035-36 | 2036-37 | 2037-38 | 2038-39 | 2039-40 | 2040-41 | 2041-42 | 2042-43 | 2043-44 | 2044-45 | 2045-46 | 2046-47 | 2047-48
NSW1 | Grid Battery pump | 50.0299 | 50.0908 | 1289.0384 | 1289.0434 | 1614.3816 | 1884.4841 | 1959.4936 | 3827.3883 | 3827.426 | 4916.5076 | 4916.535 | 4916.536 | 5814.8577 | 5764.8589 | 7695.9507 | 7695.9523 | 7695.9594 | 7695.9921 | 7696.0687 | 8374.9684 | 8375.0216 | 9088.7917 | 8266.9957 | 8800.5844 | 8569.7165
NSW1 | Pumped Hydro Pump | 840 | 840 | 1303.1472 | 1303.1484 | 3375.8399 | 3505.7816 | 3505.782 | 3505.7822 | 3505.7824 | 3505.7826 | 3505.7829 | 3505.7833 | 3505.7836 | 3505.7838 | 3505.785 | 3505.7851 | 3505.7854 | 3505.786 | 3505.7863 | 3505.7867 | 3505.7871 | 3505.7874 | 3505.7876 | 3505.7892 | 3505.7893
NSW1 | VPP pump | 113.448 | 234.462 | 391.152 | 583.147 | 817.88 | 1099.634 | 1524.355 | 1863.227 | 2229.794 | 2645.934 | 3161.719 | 3706.357 | 4261.722 | 4832.226 | 5385.068 | 5923.239 | 6317.153 | 6670.323 | 6979.899 | 7280.857 | 7600.332 | 7924.393 | 8255.877 | 8588.375 | 8928.242
Region | Technology | 2023-24 | 2024-25 | 2025-26 | 2026-27 | 2027-28 | 2028-29 | 2029-30 | 2030-31 | 2031-32 | 2032-33 | 2033-34 | 2034-35 | 2035-36 | 2036-37 | 2037-38 | 2038-39 | 2039-40 | 2040-41 | 2041-42 | 2042-43 | 2043-44 | 2044-45 | 2045-46 | 2046-47 | 2047-48
QLD1 | Grid Battery pump | 100.0091 | 100.0123 | 482.7142 | 482.7476 | 482.7914 | 1841.8644 | 1841.8647 | 2209.2851 | 3228.4376 | 5069.0231 | 7342.8351 | 9366.6431 | 10215.9826 | 10215.9829 | 10215.9831 | 10215.9836 | 10254.0508 | 12243.0866 | 13289.7948 | 19063.4193 | 21047.2415 | 24257.7278 | 23875.2198 | 24352.6963 | 24352.6537
QLD1 | Pumped Hydro Pump | 470 | 470 | 1079.8223 | 1469.2192 | 1469.2192 | 1469.222 | 1469.222 | 1469.2221 | 1469.2221 | 1469.2223 | 1469.2229 | 1469.2239 | 1469.2241 | 1469.2242 | 1469.2244 | 1469.2245 | 1469.2246 | 1469.2252 | 1469.2253 | 1469.2262 | 1469.2266 | 1469.2271 | 1469.2273 | 1469.2281 | 1469.2281
QLD1 | VPP pump | 81.305 | 177.507 | 314.987 | 485.21 | 690.752 | 942.368 | 1319.332 | 1624.09 | 1944.028 | 2302.225 | 2742.346 | 3210.758 | 3693.741 | 4164.277 | 4602.442 | 5027.892 | 5334.133 | 5614.289 | 5855.818 | 6089.349 | 6341.701 | 6594.708 | 6854.74 | 7119.539 | 7388.347
Region | Technology | 2023-24 | 2024-25 | 2025-26 | 2026-27 | 2027-28 | 2028-29 | 2029-30 | 2030-31 | 2031-32 | 2032-33 | 2033-34 | 2034-35 | 2035-36 | 2036-37 | 2037-38 | 2038-39 | 2039-40 | 2040-41 | 2041-42 | 2042-43 | 2043-44 | 2044-45 | 2045-46 | 2046-47 | 2047-48
VIC1 | Grid Battery pump | 375.3453 | 456.8959 | 637.5005 | 1517.9984 | 1696.1294 | 1696.1303 | 2429.4985 | 2473.8596 | 2473.86 | 2759.9706 | 2919.7389 | 3595.1124 | 5141.9324 | 5141.9334 | 5141.9344 | 5141.9349 | 5520.9433 | 5520.9433 | 5836.1268 | 5836.1274 | 7458.7783 | 7377.2308 | 7196.7147 | 6430.54 | 7015.1105
VIC1 | Pumped Hydro Pump | 0 | 0 | 0.081971 | 301.0635 | 301.0644 | 301.0645 | 301.0645 | 301.0645 | 301.0646 | 301.0646 | 301.0647 | 301.0648 | 301.0649 | 301.065 | 301.0651 | 301.0652 | 301.0653 | 301.0655 | 301.0656 | 301.0658 | 301.0661 | 301.0662 | 301.0663 | 301.0666 | 301.0669
VIC1 | VPP pump | 60.468 | 148.648 | 275.348 | 442.274 | 652.45 | 876.237 | 1210.573 | 1471.452 | 1695.3 | 1937.424 | 2247.64 | 2595.903 | 2965.11 | 3357.506 | 3781.673 | 4195.058 | 4522.014 | 4833.262 | 5118.509 | 5352.788 | 5603.204 | 5858.669 | 6119.573 | 6385.683 | 6660.222
Region | Technology | 2023-24 | 2024-25 | 2025-26 | 2026-27 | 2027-28 | 2028-29 | 2029-30 | 2030-31 | 2031-32 | 2032-33 | 2033-34 | 2034-35 | 2035-36 | 2036-37 | 2037-38 | 2038-39 | 2039-40 | 2040-41 | 2041-42 | 2042-43 | 2043-44 | 2044-45 | 2045-46 | 2046-47 | 2047-48
SA1 | Grid Battery pump | 479.2802 | 479.2819 | 479.2868 | 479.2917 | 479.3021 | 479.3021 | 479.3162 | 963.5077 | 1669.5567 | 3066.5912 | 4340.9752 | 5331.7046 | 5583.5897 | 6622.7476 | 6622.7481 | 6622.7487 | 6940.2635 | 6940.2639 | 13282.6777 | 13282.6779 | 17127.6766 | 17127.6742 | 17117.6711 | 17117.6657 | 17117.66
SA1 | Pumped Hydro Pump | 0 | 0 | 0.012618 | 0.013977 | 0.01705 | 0.020209 | 0.021621 | 0.02231 | 0.022333 | 0.022505 | 0.023148 | 0.023966 | 0.02423 | 0.025564 | 0.02583 | 0.025974 | 0.027413 | 0.027709 | 0.029367 | 0.030424 | 0.033703 | 0.033706 | 0.033712 | 0.033723 | 0.033772
SA1 | VPP pump | 103.374 | 155.053 | 211.022 | 272.84 | 342.292 | 420.23 | 540.44 | 653.106 | 777.048 | 924.007 | 1092.47 | 1267.579 | 1445.138 | 1625.646 | 1798.035 | 1965.933 | 2084.182 | 2187.814 | 2276.205 | 2360.962 | 2451.351 | 2543.459 | 2638.109 | 2734.439 | 2833.773
Region | Technology | 2023-24 | 2024-25 | 2025-26 | 2026-27 | 2027-28 | 2028-29 | 2029-30 | 2030-31 | 2031-32 | 2032-33 | 2033-34 | 2034-35 | 2035-36 | 2036-37 | 2037-38 | 2038-39 | 2039-40 | 2040-41 | 2041-42 | 2042-43 | 2043-44 | 2044-45 | 2045-46 | 2046-47 | 2047-48
TAS1 | Grid Battery pump | 0.0063141 | 0.0076659 | 0.0094541 | 0.011011 | 0.014352 | 0.014411 | 0.017145 | 0.023429 | 0.039207 | 0.046721 | 0.059784 | 0.065436 | 0.072365 | 0.10041 | 0.55881 | 215.5895 | 215.5961 | 215.5965 | 734.8322 | 1531.1675 | 1606.0822 | 1606.0817 | 1606.0803 | 4114.3742 | 7171.3405
TAS1 | Pumped Hydro Pump | 0 | 0 | 0.024989 | 0.030132 | 0.039712 | 82.8236 | 543.9917 | 694.8895 | 819.3189 | 1215.6979 | 1583.8759 | 2090.7586 | 2321.0281 | 2321.0406 | 2321.1613 | 2321.1621 | 2321.1622 | 2321.1622 | 2321.1639 | 2321.165 | 2321.1653 | 2321.1653 | 2321.1653 | 2321.1668 | 2321.1682
TAS1 | VPP pump | 7.912 | 15.837 | 26.483 | 39.382 | 55.107 | 73.65 | 101.574 | 123.054 | 146.532 | 174.611 | 206.946 | 241.257 | 276.87 | 312.98 | 348.252 | 382.965 | 408.391 | 431.668 | 452.638 | 473.111 | 494.701 | 516.55 | 538.753 | 560.804 | 583.055
Non-controllable capacity
Region | Technology | 2023-24 | 2024-25 | 2025-26 | 2026-27 | 2027-28 | 2028-29 | 2029-30 | 2030-31 | 2031-32 | 2032-33 | 2033-34 | 2034-35 | 2035-36 | 2036-37 | 2037-38 | 2038-39 | 2039-40 | 2040-41 | 2041-42 | 2042-43 | 2043-44 | 2044-45 | 2045-46 | 2046-47 | 2047-48
NEM | Distributed PV | 20559.3059 | 22878.4464 | 25149.1115 | 27298.6319 | 29446.9533 | 31464.8946 | 33419.8471 | 35256.4777 | 36924.1036 | 38591.3619 | 40243.3453 | 41840.0586 | 43287.7694 | 44604.5877 | 45831.4772 | 47039.7872 | 48279.9666 | 49522.6631 | 50770.0045 | 51992.0234 | 53223.7792 | 54450.5181 | 55654.5308 | 56844.5054 | 58026.0997
NEM | Behind the meter battery | 727.267 | 1615.687 | 2523.858 | 3346.118 | 4039.736 | 4643.731 | 5111.685 | 5870.22 | 6883.914 | 7823.741 | 8822.021 | 10032.986 | 11279.352 | 12411.971 | 13450.545 | 14351.891 | 15102.709 | 15417.929 | 15594.936 | 15616.079 | 15610.974 | 15555.227 | 15481.949 | 15387.778 | 15277.058
NEM | Behind the meter battery pump | 727.267 | 1615.687 | 2523.858 | 3346.118 | 4039.736 | 4643.731 | 5111.685 | 5870.22 | 6883.914 | 7823.741 | 8822.021 | 10032.986 | 11279.352 | 12411.971 | 13450.545 | 14351.891 | 15102.709 | 15417.929 | 15594.936 | 15616.079 | 15610.974 | 15555.227 | 15481.949 | 15387.778 | 15277.058
Region | Technology | 2023-24 | 2024-25 | 2025-26 | 2026-27 | 2027-28 | 2028-29 | 2029-30 | 2030-31 | 2031-32 | 2032-33 | 2033-34 | 2034-35 | 2035-36 | 2036-37 | 2037-38 | 2038-39 | 2039-40 | 2040-41 | 2041-42 | 2042-43 | 2043-44 | 2044-45 | 2045-46 | 2046-47 | 2047-48
NSW1 | Distributed PV | 6844.3759 | 7652.8571 | 8384.8617 | 9064.3617 | 9747.0822 | 10435.7284 | 11108.6311 | 11742.3362 | 12363.211 | 12985.8301 | 13603.5142 | 14202.499 | 14755.7699 | 15272.7628 | 15760.2789 | 16235.8601 | 16701.0335 | 17150.969 | 17601.7501 | 18048.2455 | 18499.4541 | 18952.8592 | 19396.7455 | 19828.9495 | 20258.668
NSW1 | Behind the meter battery | 267.7 | 588.706 | 887.915 | 1132.692 | 1330.786 | 1501.11 | 1644.835 | 1879.228 | 2206.731 | 2538.018 | 2892.137 | 3323.841 | 3759.11 | 4148.139 | 4509.931 | 4816.45 | 5071.383 | 5175.41 | 5227.705 | 5227.062 | 5230.387 | 5215.023 | 5193.755 | 5164.889 | 5128.324
NSW1 | Behind the meter battery pump | 267.7 | 588.706 | 887.915 | 1132.692 | 1330.786 | 1501.11 | 1644.835 | 1879.228 | 2206.731 | 2538.018 | 2892.137 | 3323.841 | 3759.11 | 4148.139 | 4509.931 | 4816.45 | 5071.383 | 5175.41 | 5227.705 | 5227.062 | 5230.387 | 5215.023 | 5193.755 | 5164.889 | 5128.324
Region | Technology | 2023-24 | 2024-25 | 2025-26 | 2026-27 | 2027-28 | 2028-29 | 2029-30 | 2030-31 | 2031-32 | 2032-33 | 2033-34 | 2034-35 | 2035-36 | 2036-37 | 2037-38 | 2038-39 | 2039-40 | 2040-41 | 2041-42 | 2042-43 | 2043-44 | 2044-45 | 2045-46 | 2046-47 | 2047-48
QLD1 | Distributed PV | 6207.5317 | 6858.7451 | 7559.6853 | 8206.2933 | 8843.0953 | 9492.2909 | 10113.3032 | 10702.1808 | 11245.863 | 11787.1308 | 12321.5003 | 12835.1736 | 13282.5605 | 13663.284 | 13997.2389 | 14317.2309 | 14662.9067 | 15021.6582 | 15378.3521 | 15723.1901 | 16066.8334 | 16396.2618 | 16724.0794 | 17050.6347 | 17371.2447
QLD1 | Behind the meter battery | 164.614 | 417.096 | 671.033 | 922.271 | 1125.869 | 1299.747 | 1450.708 | 1685.163 | 1990.648 | 2286.246 | 2596.164 | 2968.338 | 3348.63 | 3694.059 | 3989.747 | 4221.779 | 4413.009 | 4478 | 4506.967 | 4491.208 | 4479.363 | 4455.174 | 4424.643 | 4389.62 | 4351.121
QLD1 | Behind the meter battery pump | 164.614 | 417.096 | 671.033 | 922.271 | 1125.869 | 1299.747 | 1450.708 | 1685.163 | 1990.648 | 2286.246 | 2596.164 | 2968.338 | 3348.63 | 3694.059 | 3989.747 | 4221.779 | 4413.009 | 4478 | 4506.967 | 4491.208 | 4479.363 | 4455.174 | 4424.643 | 4389.62 | 4351.121
Region | Technology | 2023-24 | 2024-25 | 2025-26 | 2026-27 | 2027-28 | 2028-29 | 2029-30 | 2030-31 | 2031-32 | 2032-33 | 2033-34 | 2034-35 | 2035-36 | 2036-37 | 2037-38 | 2038-39 | 2039-40 | 2040-41 | 2041-42 | 2042-43 | 2043-44 | 2044-45 | 2045-46 | 2046-47 | 2047-48
VIC1 | Distributed PV | 4579.5565 | 5157.9765 | 5737.6566 | 6319.4944 | 6906.0921 | 7346.6908 | 7773.0081 | 8165.2777 | 8448.8931 | 8734.795 | 9016.3621 | 9291.4697 | 9550.2358 | 9796.8574 | 10041.1576 | 10298.071 | 10579.3605 | 10871.1525 | 11169.6877 | 11460.8133 | 11758.9225 | 12060.9602 | 12358.2699 | 12656.5851 | 12959.5886
VIC1 | Behind the meter battery | 120.062 | 329.29 | 584.387 | 822.704 | 1038.235 | 1227.849 | 1335.811 | 1514.906 | 1768.169 | 1950.593 | 2135.666 | 2379.184 | 2646.805 | 2900.178 | 3149.181 | 3402.641 | 3615.882 | 3731.245 | 3816.41 | 3863.684 | 3875.106 | 3873.739 | 3868.344 | 3856.399 | 3840.607
VIC1 | Behind the meter battery pump | 120.062 | 329.29 | 584.387 | 822.704 | 1038.235 | 1227.849 | 1335.811 | 1514.906 | 1768.169 | 1950.593 | 2135.666 | 2379.184 | 2646.805 | 2900.178 | 3149.181 | 3402.641 | 3615.882 | 3731.245 | 3816.41 | 3863.684 | 3875.106 | 3873.739 | 3868.344 | 3856.399 | 3840.607
Region | Technology | 2023-24 | 2024-25 | 2025-26 | 2026-27 | 2027-28 | 2028-29 | 2029-30 | 2030-31 | 2031-32 | 2032-33 | 2033-34 | 2034-35 | 2035-36 | 2036-37 | 2037-38 | 2038-39 | 2039-40 | 2040-41 | 2041-42 | 2042-43 | 2043-44 | 2044-45 | 2045-46 | 2046-47 | 2047-48
SA1 | Distributed PV | 2591.0665 | 2828.3103 | 3044.1188 | 3246.303 | 3449.3626 | 3649.9391 | 3847.1087 | 4033.5103 | 4217.7168 | 4399.9959 | 4583.3771 | 4758.9317 | 4917.0627 | 5059.7828 | 5191.3947 | 5317.6167 | 5435.9077 | 5548.4758 | 5659.9872 | 5769.4989 | 5877.7967 | 5988.8536 | 6094.1847 | 6198.8272 | 6299.722
SA1 | Behind the meter battery | 148.832 | 234.972 | 315.151 | 386.099 | 448.882 | 507.894 | 563.831 | 659.388 | 765.728 | 874.943 | 999.571 | 1136.279 | 1272.079 | 1391.741 | 1500.881 | 1590.477 | 1664.955 | 1688.767 | 1695.305 | 1684.559 | 1675.301 | 1660.606 | 1645.177 | 1628.101 | 1610.255
SA1 | Behind the meter battery pump | 148.832 | 234.972 | 315.151 | 386.099 | 448.882 | 507.894 | 563.831 | 659.388 | 765.728 | 874.943 | 999.571 | 1136.279 | 1272.079 | 1391.741 | 1500.881 | 1590.477 | 1664.955 | 1688.767 | 1695.305 | 1684.559 | 1675.301 | 1660.606 | 1645.177 | 1628.101 | 1610.255
Region | Technology | 2023-24 | 2024-25 | 2025-26 | 2026-27 | 2027-28 | 2028-29 | 2029-30 | 2030-31 | 2031-32 | 2032-33 | 2033-34 | 2034-35 | 2035-36 | 2036-37 | 2037-38 | 2038-39 | 2039-40 | 2040-41 | 2041-42 | 2042-43 | 2043-44 | 2044-45 | 2045-46 | 2046-47 | 2047-48
TAS1 | Distributed PV | 336.7752 | 380.5573 | 422.7891 | 462.1795 | 501.3209 | 540.2455 | 577.7959 | 613.1727 | 648.4196 | 683.61 | 718.5916 | 751.9845 | 782.1404 | 811.9007 | 841.407 | 871.0085 | 900.7582 | 930.4077 | 960.2273 | 990.2756 | 1020.7725 | 1051.5833 | 1081.2514 | 1109.5089 | 1136.8764
TAS1 | Behind the meter battery | 26.059 | 45.623 | 65.372 | 82.352 | 95.964 | 107.131 | 116.5 | 131.535 | 152.638 | 173.941 | 198.483 | 225.344 | 252.728 | 277.854 | 300.805 | 320.544 | 337.48 | 344.507 | 348.549 | 349.566 | 350.817 | 350.685 | 350.03 | 348.769 | 346.751
TAS1 | Behind the meter battery pump | 26.059 | 45.623 | 65.372 | 82.352 | 95.964 | 107.131 | 116.5 | 131.535 | 152.638 | 173.941 | 198.483 | 225.344 | 252.728 | 277.854 | 300.805 | 320.544 | 337.48 | 344.507 | 348.549 | 349.566 | 350.817 | 350.685 | 350.03 | 348.769 | 346.751

## BaseCase_VOM Cost
VOM cost by technology ($000s) - BaseCase, Hydrogen Superpower Scenario
VOM | Real June 2021 dollars discounted to 1 July 2021
Explicitly modelled generation
Region | Technology | 2023-24 | 2024-25 | 2025-26 | 2026-27 | 2027-28 | 2028-29 | 2029-30 | 2030-31 | 2031-32 | 2032-33 | 2033-34 | 2034-35 | 2035-36 | 2036-37 | 2037-38 | 2038-39 | 2039-40 | 2040-41 | 2041-42 | 2042-43 | 2043-44 | 2044-45 | 2045-46 | 2046-47 | 2047-48
NEM | Black Coal | 270010.9154 | 249728.4826 | 179398.2677 | 144946.8382 | 81308.7946 | 76627.774 | 35091.2371 | 23232.0291 | 3033.1646 | 1.0035 | 0.77402 | 0.71248 | 0.5277 | 0.45126 | 0.40298 | 0.32768 | 0.29447 | 0.33534 | 0.3255 | 0.27249 | 0.23914 | 0.19588 | 0.14867 | 0.13379 | 0.12214
NEM | Brown Coal | 88728.601 | 77342.6878 | 30720.757 | 19313.0705 | 18912.1484 | 16159.1781 | 0.51253 | 0.38823 | 0.19537 | 0.18817 | 0.17873 | 0.17147 | 0.14991 | 0.14042 | 0.14264 | 0.13115 | 0.12054 | 0.13253 | 0.12647 | 0.11631 | 0.11069 | 0.090209 | 0.025057 | 0.035349 | 0
NEM | CCGT | 16015.2459 | 17250.9763 | 35258.4373 | 30796.5636 | 26409.6077 | 29260.7439 | 35953.6426 | 33451.0651 | 37124.8589 | 26938.7943 | 31637.4458 | 30108.0574 | 14110.2325 | 11091.1552 | 15195.1155 | 7819.6143 | 4897.4946 | 18552.4506 | 15397.327 | 14307.1033 | 10168.385 | 9401.4109 | 3665.4432 | 2390.9442 | 2073.945
NEM | Gas - Steam | 221.6265 | 290.7054 | 2382.3315 | 1239.6218 | 1305.844 | 2076.2112 | 1375.3716 | 2185.4987 | 907.6775 | 683.7305 | 277.2188 | 331.7495 | 154.5281 | 92.7307 | 275.0069 | 134.1986 | 0 | 0 | 0 | 0 | 0 | 0 | 0 | 0 | 0
NEM | OCGT / Diesel | 1845.2533 | 2092.3926 | 9753.0648 | 7308.2469 | 6351.4955 | 11802.1141 | 8968.3235 | 15258.5169 | 7228.5146 | 3893.7758 | 1196.9341 | 2995.0253 | 886.9019 | 524.6291 | 1055.9677 | 485.9785 | 868.9693 | 3534.3392 | 1018.7499 | 1777.1335 | 6576.2621 | 297.9709 | 181.6683 | 4835.6834 | 36.2151
NEM | Hydro | 87690.9011 | 97650.4528 | 90493.8727 | 84772.9445 | 84908.5513 | 96315.7282 | 88128.3988 | 74849.0571 | 71971.6702 | 62403.5024 | 65540.2212 | 63091.4611 | 53239.7728 | 47066.7982 | 56282.7989 | 46194.4655 | 41996.8544 | 41513.58 | 36382.7011 | 33675.6891 | 38670.2459 | 32919.1766 | 25631.5006 | 35757.7728 | 32805.5893
NEM | Hydrogen Turbine | 0 | 0 | 0 | 0 | 0 | 0 | 0 | 0.028163 | 0.034293 | 0.029185 | 0.037194 | 0.040956 | 49.2821 | 281.5089 | 722.7713 | 1886.8242 | 2140.2326 | 3097.0788 | 3400.1225 | 3625.3202 | 3868.6432 | 3817.7992 | 4484.8262 | 4952.109 | 5102.0802
NEM | Wind | 5287.4365 | 5225.57 | 6749.2702 | 7668.8737 | 9639.5107 | 9941.291 | 10967.9144 | 10398.9943 | 10999.4127 | 10564.6258 | 10729.0211 | 12088.6225 | 12523.3175 | 13345.8615 | 14349.3444 | 14242.7951 | 13376.3799 | 13684.7412 | 13868.2834 | 14165.374 | 14108.2825 | 14083.2269 | 14629.656 | 16398.1899 | 16581.9955
NEM | Solar PV | 1643.5976 | 1490.1864 | 1975.4908 | 2218.5501 | 2495.7594 | 2821.1474 | 3242.7742 | 4022.8586 | 4469.2291 | 5105.5394 | 6387.6237 | 7892.9835 | 8125.529 | 8332.5692 | 7531.1709 | 7769.6757 | 7824.473 | 8074.549 | 9583.0867 | 10214.3398 | 11001.074 | 11312.3807 | 11197.7724 | 9820.6972 | 10454.5641
NEM | Grid Battery | 37.4312 | 51.8123 | 517.7161 | 778.2028 | 903.6797 | 1283.0392 | 1450.8922 | 2203.649 | 2415.7272 | 3430.1948 | 3964.1096 | 4418.1774 | 4859.1796 | 4810.132 | 4246.5632 | 4236.7458 | 4254.0247 | 4176.9524 | 5287.9151 | 5520.1586 | 5985.3453 | 6348.404 | 5979.2563 | 5025.2333 | 5320.9256
NEM | Pumped Hydro | 5790.3336 | 6913.4486 | 6365.7541 | 9519.7579 | 28232.5561 | 25446.525 | 26874.8452 | 26043.3825 | 23094.2319 | 22744.5335 | 21244.864 | 20062.9678 | 21026.115 | 18382.859 | 18711.9631 | 15886.0765 | 14745.7567 | 12934.1566 | 13921.3193 | 12086.2086 | 11873.0664 | 12003.5836 | 10338.4235 | 11465.3111 | 9961.9333
NEM | VPP | 8.8717 | 12.9853 | 18.1767 | 24.818 | 32.9507 | 38.6264 | 47.8 | 54.0785 | 63.883 | 76.0674 | 86.8167 | 96.1809 | 108.8883 | 119.8583 | 125.0902 | 131.7579 | 140.842 | 141.9104 | 152.7354 | 153.653 | 153.8688 | 158.3946 | 160.9037 | 152.6559 | 154.4575
Total excluding storage |  | 471443.5772 | 451071.4538 | 356731.4919 | 298264.7091 | 231331.7116 | 245004.1879 | 183728.1747 | 163398.4362 | 135734.7573 | 109591.189 | 115769.4546 | 116508.8243 | 89090.2415 | 80735.8445 | 95412.7213 | 78534.0107 | 71104.8188 | 88457.2066 | 79650.7225 | 77765.3486 | 84393.2424 | 71832.2512 | 59791.0404 | 74155.5657 | 67054.5114
Region | Technology | 2023-24 | 2024-25 | 2025-26 | 2026-27 | 2027-28 | 2028-29 | 2029-30 | 2030-31 | 2031-32 | 2032-33 | 2033-34 | 2034-35 | 2035-36 | 2036-37 | 2037-38 | 2038-39 | 2039-40 | 2040-41 | 2041-42 | 2042-43 | 2043-44 | 2044-45 | 2045-46 | 2046-47 | 2047-48
NSW1 | Black Coal | 139679.1365 | 126208.453 | 98964.5902 | 73921.4586 | 30185.8335 | 33333.2671 | 15672.9283 | 9484.657 | 3032.2586 | 0.25313 | 0.088681 | 0.084684 | 0.074195 | 0.062375 | 0.067801 | 0.0399 | 0.033863 | 0 | 0 | 0 | 0 | 0 | 0 | 0 | 0
NSW1 | Brown Coal | 0 | 0 | 0 | 0 | 0 | 0 | 0 | 0 | 0 | 0 | 0 | 0 | 0 | 0 | 0 | 0 | 0 | 0 | 0 | 0 | 0 | 0 | 0 | 0 | 0
NSW1 | CCGT | 147.3551 | 329.8139 | 6390.371 | 5795.8413 | 5187.9758 | 5374.6206 | 6352.787 | 6097.4114 | 6673.3931 | 5282.4174 | 5873.294 | 5495.5024 | 3278.6236 | 3844.0015 | 3980.5796 | 3637.0269 | 2024.6346 | 5027.1795 | 4328.8348 | 4025.1264 | 0.02714 | 0.024282 | 0.023278 | 0.04134 | 0.037744
NSW1 | Gas - Steam | 0 | 0 | 0 | 0 | 0 | 0 | 0 | 0 | 0 | 0 | 0 | 0 | 0 | 0 | 0 | 0 | 0 | 0 | 0 | 0 | 0 | 0 | 0 | 0 | 0
NSW1 | OCGT / Diesel | 12.856 | 32.3912 | 388.0566 | 294.6893 | 61.226 | 103.9459 | 147.7937 | 554.2501 | 388.2641 | 291.6332 | 26.528 | 57.7272 | 0.040655 | 0.040181 | 84.4007 | 0.039474 | 60.2871 | 17.3023 | 7.2984 | 15.0938 | 495.4176 | 13.0653 | 0.026762 | 378.2331 | 0.044051
NSW1 | Hydro | 16315.3304 | 19100.1668 | 19488.3328 | 17313.696 | 14962.418 | 20238.207 | 16449.6398 | 13835.5912 | 12933.39 | 11109.5959 | 12505.128 | 12395.4679 | 11056.3649 | 8773.1212 | 12068.8345 | 9667.5139 | 8019.6672 | 7493.9595 | 6794.3525 | 7170.6301 | 7635.7995 | 6817.6591 | 5166.5172 | 7596.5073 | 7178.4013
NSW1 | Hydrogen Turbine | 0 | 0 | 0 | 0 | 0 | 0 | 0 | 0.010878 | 0.014112 | 0.010928 | 0.014258 | 0.014699 | 0.01132 | 0.013504 | 221.4977 | 217.2811 | 181.947 | 189.5157 | 125.9291 | 142.5253 | 199.8132 | 79.9217 | 133.3021 | 181.0542 | 132.6454
NSW1 | Wind | 1441.2924 | 1442.4132 | 1541.2941 | 1776.3775 | 2541.091 | 2461.5063 | 2367.6138 | 2265.2457 | 2206.4947 | 2436.9587 | 2315.9972 | 2266.9053 | 2275.387 | 2216.266 | 2207.6051 | 2068.6892 | 1971.9063 | 2013.6078 | 2117.2768 | 1973.4258 | 1892.7012 | 1874.5196 | 1796.9184 | 2077.1835 | 1920.5139
NSW1 | Solar PV | 729.7832 | 659.5084 | 985.4042 | 1082.4954 | 1269.6225 | 1243.2015 | 1369.8225 | 1623.6024 | 1707.7157 | 1686.6967 | 1658.3138 | 1575.7575 | 1618.3645 | 1614.1236 | 1681.0841 | 1651.8066 | 1691.4201 | 1747.9797 | 1674.9251 | 1657.7726 | 1638.5785 | 1653.2132 | 1549.1564 | 1500.6986 | 1457.1975
NSW1 | Grid Battery | 2.2635 | 2.0782 | 357.4393 | 358.5977 | 448.6475 | 487.7677 | 496.7487 | 1029.3159 | 938.7221 | 1150.2021 | 1076.4208 | 981.7275 | 1150.6019 | 1095.6022 | 1235.5605 | 1175.0062 | 1201.838 | 1087.4025 | 1068.32 | 1048.9647 | 956.9916 | 1062.6751 | 946.8292 | 831.4574 | 783.157
NSW1 | Pumped Hydro | 1621.6446 | 1719.5291 | 1576.3746 | 4312.1352 | 23088.3155 | 21964.6751 | 22232.6812 | 21744.6178 | 19080.9893 | 19068.3426 | 17847.2798 | 16531.9827 | 17509.5103 | 15395.9262 | 16192.5923 | 13325.108 | 12283.2276 | 10686.6152 | 11616.8941 | 9973.1991 | 10005.3037 | 10091.4267 | 8641.6981 | 10036.7293 | 8518.1639
NSW1 | VPP | 1.9967 | 3.4345 | 5.9158 | 8.502 | 11.0725 | 13.3717 | 16.9109 | 19.3384 | 22.4505 | 26.1437 | 29.7349 | 32.9327 | 37.6507 | 40.831 | 43.0269 | 45.164 | 48.4032 | 48.7174 | 50.7561 | 50.4273 | 49.5181 | 51.7081 | 52.0315 | 49.7195 | 50.0915
Total excluding storage |  | 158325.7536 | 147772.7465 | 127758.0488 | 100184.5581 | 54208.1669 | 62754.7484 | 42360.5851 | 33860.7686 | 26941.5303 | 20807.5659 | 22379.3639 | 21791.4597 | 18228.8663 | 16447.6282 | 20244.0694 | 17242.3971 | 13949.8962 | 16489.5444 | 15048.6166 | 14984.574 | 11862.3372 | 10438.4031 | 8645.9441 | 11733.7181 | 10688.8399
Region | Technology | 2023-24 | 2024-25 | 2025-26 | 2026-27 | 2027-28 | 2028-29 | 2029-30 | 2030-31 | 2031-32 | 2032-33 | 2033-34 | 2034-35 | 2035-36 | 2036-37 | 2037-38 | 2038-39 | 2039-40 | 2040-41 | 2041-42 | 2042-43 | 2043-44 | 2044-45 | 2045-46 | 2046-47 | 2047-48
QLD1 | Black Coal | 130331.7789 | 123520.0296 | 80433.6774 | 71025.3796 | 51122.9611 | 43294.507 | 19418.3088 | 13747.3722 | 0.90599 | 0.75036 | 0.68534 | 0.6278 | 0.4535 | 0.38889 | 0.33517 | 0.28778 | 0.2606 | 0.33534 | 0.3255 | 0.27249 | 0.23914 | 0.19588 | 0.14867 | 0.13379 | 0.12214
QLD1 | Brown Coal | 0 | 0 | 0 | 0 | 0 | 0 | 0 | 0 | 0 | 0 | 0 | 0 | 0 | 0 | 0 | 0 | 0 | 0 | 0 | 0 | 0 | 0 | 0 | 0 | 0
QLD1 | CCGT | 7240.5938 | 9495.296 | 19378.807 | 16722.2615 | 14396.6676 | 15167.924 | 21949.1743 | 19305.5317 | 23450.031 | 18262.3112 | 19567.2148 | 18806.0249 | 10397.5151 | 6981.7664 | 11214.4806 | 4182.536 | 2872.8077 | 13525.2063 | 11068.4167 | 10281.9041 | 10168.2719 | 9401.3123 | 3665.3494 | 2390.8082 | 2073.8143
QLD1 | Gas - Steam | 0 | 0 | 0 | 0 | 0 | 0 | 0 | 0 | 0 | 0 | 0 | 0 | 0 | 0 | 0 | 0 | 0 | 0 | 0 | 0 | 0 | 0 | 0 | 0 | 0
QLD1 | OCGT / Diesel | 0.82367 | 0.066276 | 190.5223 | 617.5776 | 389.434 | 218.9295 | 1392.4482 | 2515.7238 | 2448.7523 | 890.1611 | 122.9205 | 0.040825 | 0.037507 | 0.036027 | 24.2297 | 0.033899 | 226.512 | 241.8054 | 12.6194 | 0.054808 | 0.056364 | 0.047939 | 0.046236 | 3741.6338 | 0.067493
QLD1 | Hydro | 4623.9606 | 4438.5409 | 4351.5691 | 3937.3266 | 3758.2995 | 3597.1249 | 3361.2573 | 3144.9617 | 2962.8046 | 2853.8213 | 2670.133 | 2527.3639 | 2426.8864 | 2208.3271 | 665.7454 | 655.8779 | 576.6214 | 559.2182 | 537.6623 | 0 | 0 | 0 | 0 | 0 | 0
QLD1 | Hydrogen Turbine | 0 | 0 | 0 | 0 | 0 | 0 | 0 | 0.0060514 | 0.0079641 | 0.0066668 | 0.0077603 | 0.0069194 | 0.0071056 | 0.0080091 | 0.013717 | 0.011489 | 0.0084926 | 0.0091088 | 0.0074092 | 0.0081233 | 0.0094557 | 0.008393 | 0.0089322 | 0.023417 | 0.010295
QLD1 | Wind | 1295.7985 | 1184.3014 | 1855.3332 | 2114.0126 | 2565.2675 | 2539.9991 | 3150.7564 | 3023.3053 | 3095.3911 | 2913.3367 | 2986.7452 | 4285.2693 | 4537.3008 | 4868.3865 | 5248.9624 | 5188.7518 | 5008.4427 | 4640.1892 | 4667.3495 | 5228.8805 | 5194.0408 | 5353.6579 | 6223.7408 | 7314.2961 | 7063.548
QLD1 | Solar PV | 641.9807 | 596.7966 | 689.2846 | 670.1677 | 699.7487 | 878.7451 | 1071.1038 | 1152.5503 | 1564.3903 | 1929.8531 | 2557.2688 | 3581.382 | 3545.679 | 3450.6067 | 2912.1419 | 3149.0582 | 3046.3827 | 3405.3489 | 3621.6191 | 4557.3568 | 4653.0809 | 5082.48 | 5188.8399 | 4348.0248 | 4702.9855
QLD1 | Grid Battery | 4.9295 | 4.564 | 79.2687 | 77.0949 | 74.3173 | 457.53 | 467.4305 | 547.5295 | 785.3252 | 1218.8072 | 1659.9276 | 1972.2961 | 1993.1969 | 1876.923 | 1504.718 | 1581.6133 | 1526.494 | 1770.1634 | 1879.7566 | 2427.077 | 2517.3113 | 2784.5952 | 2539.0902 | 2032.9744 | 2176.6046
QLD1 | Pumped Hydro | 4168.689 | 5193.9195 | 4789.3308 | 5093.3685 | 5030.1193 | 3357.1706 | 4420.5325 | 4047.8371 | 3735.9684 | 3321.9826 | 3007.7975 | 3074.8868 | 3007.6319 | 2524.3944 | 2058.4494 | 2119.0025 | 2056.7672 | 1873.897 | 1928.7699 | 1774.9137 | 1563.6215 | 1584.4666 | 1413.1583 | 1173.6185 | 1193.8563
QLD1 | VPP | 1.0904 | 1.6543 | 2.5477 | 3.8708 | 5.617 | 7.2078 | 9.3877 | 11.1657 | 14.3053 | 17.9663 | 21.7052 | 24.6853 | 27.9596 | 30.6989 | 32.1354 | 35.1399 | 37.641 | 40.2056 | 43.1774 | 45.7465 | 47.2748 | 47.824 | 47.8165 | 45.4486 | 47.2472
Total excluding storage |  | 144134.9361 | 139235.0308 | 106899.1937 | 95086.7256 | 72932.3783 | 65697.2296 | 50343.0487 | 42889.451 | 33522.2832 | 26850.2404 | 27904.9753 | 29200.7155 | 20907.8794 | 17509.5197 | 20065.909 | 13176.557 | 11731.0356 | 22372.1124 | 19907.9999 | 20068.4768 | 20015.6986 | 19837.7024 | 15078.1339 | 17794.9201 | 13840.5477
Region | Technology | 2023-24 | 2024-25 | 2025-26 | 2026-27 | 2027-28 | 2028-29 | 2029-30 | 2030-31 | 2031-32 | 2032-33 | 2033-34 | 2034-35 | 2035-36 | 2036-37 | 2037-38 | 2038-39 | 2039-40 | 2040-41 | 2041-42 | 2042-43 | 2043-44 | 2044-45 | 2045-46 | 2046-47 | 2047-48
VIC1 | Black Coal | 0 | 0 | 0 | 0 | 0 | 0 | 0 | 0 | 0 | 0 | 0 | 0 | 0 | 0 | 0 | 0 | 0 | 0 | 0 | 0 | 0 | 0 | 0 | 0 | 0
VIC1 | Brown Coal | 88728.601 | 77342.6878 | 30720.757 | 19313.0705 | 18912.1484 | 16159.1781 | 0.51253 | 0.38823 | 0.19537 | 0.18817 | 0.17873 | 0.17147 | 0.14991 | 0.14042 | 0.14264 | 0.13115 | 0.12054 | 0.13253 | 0.12647 | 0.11631 | 0.11069 | 0.090209 | 0.025057 | 0.035349 | 0
VIC1 | CCGT | 0 | 0.025816 | 0.050271 | 0.046881 | 0.044464 | 0.044004 | 0.041162 | 0.0393 | 0.035897 | 0.034045 | 0.032123 | 0.030547 | 0.027539 | 0.026073 | 0.026025 | 0.023893 | 0.024935 | 0.026207 | 0.036787 | 0.03452 | 0.044745 | 0.037893 | 0.036106 | 0.048558 | 0.049292
VIC1 | Gas - Steam | 31.1662 | 36.9034 | 1597.7789 | 833.9466 | 1036.115 | 1754.3355 | 1194.8372 | 1949.4152 | 805.0885 | 644.6133 | 277.215 | 298.5982 | 154.5281 | 92.7307 | 275.0069 | 134.1986 | 0 | 0 | 0 | 0 | 0 | 0 | 0 | 0 | 0
VIC1 | OCGT / Diesel | 159.9962 | 128.3515 | 4280.5327 | 3009.8794 | 3284.1611 | 6471.3925 | 4124.9955 | 7375.3869 | 2181.0304 | 2142.2297 | 736.6802 | 2395.7886 | 815.045 | 453.5641 | 737.5663 | 485.8308 | 499.1031 | 539.9658 | 607.6445 | 15.1716 | 1728.9089 | 284.8077 | 181.5475 | 715.7474 | 36.0439
VIC1 | Hydro | 18176.4323 | 20848.4365 | 20384.3752 | 18301.0851 | 14502.3266 | 20701.0947 | 16318.3395 | 13412.61 | 12659.1268 | 10922.7135 | 12690.0311 | 12416.8957 | 11177.9454 | 8862.2216 | 12724.451 | 10058.384 | 8276.7738 | 7798.2596 | 6761.3786 | 7833.4018 | 7692.5111 | 6923.0223 | 5491.2544 | 7857.1564 | 7477.9805
VIC1 | Hydrogen Turbine | 0 | 0 | 0 | 0 | 0 | 0 | 0 | 0 | 0 | 0 | 0 | 0 | 49.2492 | 281.4702 | 501.2088 | 1669.4869 | 1958.2281 | 2907.5145 | 3274.1485 | 3482.7438 | 3668.73 | 3737.8332 | 4351.4795 | 4502.025 | 4714.0235
VIC1 | Wind | 1123.0474 | 1267.9503 | 1825.1335 | 1918.7023 | 2069.29 | 1907.4155 | 2043.9098 | 1832.0213 | 1937.1427 | 1644.2843 | 1704.1769 | 1547.6162 | 1518.3996 | 1495.0731 | 1471.593 | 1698.6601 | 1554.859 | 1704.6476 | 1498.1741 | 1668.0567 | 1692.6769 | 1623.4781 | 1562.9428 | 1541.8895 | 1843.4068
VIC1 | Solar PV | 168.6109 | 145.6246 | 206.5268 | 337.1767 | 347.1207 | 311.1567 | 390.0166 | 458.674 | 415.0649 | 499.9883 | 515.1162 | 668.1223 | 826.094 | 808.4789 | 649.4535 | 632.1494 | 686.409 | 633.1513 | 725.238 | 659.1423 | 779.1704 | 768.2647 | 768.8572 | 589.2098 | 643.8535
VIC1 | Grid Battery | 14.0993 | 29.7991 | 67.0327 | 329.7829 | 368.1824 | 326.7593 | 476.3812 | 487.4222 | 416.4461 | 488.5277 | 469.7506 | 544.7573 | 765.1193 | 736.6964 | 635.1365 | 600.9853 | 631.4952 | 512.4923 | 599.3406 | 520.6771 | 583.1574 | 586.956 | 575.6087 | 443.1456 | 469.7215
VIC1 | Pumped Hydro | 0 | 0 | 0.033695 | 114.2378 | 114.1015 | 104.2987 | 98.0519 | 96.1216 | 87.914 | 87.0828 | 77.3691 | 72.1132 | 68.5486 | 64.823 | 57.2466 | 54.5991 | 54.6976 | 46.3189 | 47.3812 | 44.2883 | 41.1831 | 42.1225 | 37.8621 | 32.2798 | 32.1368
VIC1 | VPP | 1.1151 | 1.7908 | 2.8917 | 4.5171 | 6.8272 | 7.9104 | 10.166 | 11.2593 | 13.6594 | 16.3014 | 18.6968 | 20.3056 | 23.6486 | 27.1112 | 29.0425 | 30.1822 | 32.1726 | 31.1565 | 34.8247 | 34.6417 | 34.0933 | 35.977 | 37.4275 | 35.1429 | 35.0197
Total excluding storage |  | 108387.854 | 99769.98 | 59015.1544 | 43713.9074 | 40151.2063 | 47304.6169 | 24072.6523 | 25028.535 | 17997.6845 | 15854.0514 | 15923.4302 | 17327.223 | 14541.4387 | 11993.705 | 16359.4482 | 14678.8649 | 12975.5184 | 13583.6975 | 12866.7469 | 13658.6671 | 15562.1528 | 13337.5342 | 12356.1426 | 15206.112 | 14715.3575
Region | Technology | 2023-24 | 2024-25 | 2025-26 | 2026-27 | 2027-28 | 2028-29 | 2029-30 | 2030-31 | 2031-32 | 2032-33 | 2033-34 | 2034-35 | 2035-36 | 2036-37 | 2037-38 | 2038-39 | 2039-40 | 2040-41 | 2041-42 | 2042-43 | 2043-44 | 2044-45 | 2045-46 | 2046-47 | 2047-48
SA1 | Black Coal | 0 | 0 | 0 | 0 | 0 | 0 | 0 | 0 | 0 | 0 | 0 | 0 | 0 | 0 | 0 | 0 | 0 | 0 | 0 | 0 | 0 | 0 | 0 | 0 | 0
SA1 | Brown Coal | 0 | 0 | 0 | 0 | 0 | 0 | 0 | 0 | 0 | 0 | 0 | 0 | 0 | 0 | 0 | 0 | 0 | 0 | 0 | 0 | 0 | 0 | 0 | 0 | 0
SA1 | CCGT | 8627.2971 | 7425.8276 | 9489.1963 | 8278.4011 | 6824.9068 | 8718.1405 | 7651.6247 | 8048.0679 | 7001.3846 | 3394.018 | 6196.891 | 5806.4861 | 434.0536 | 265.349 | 0.015824 | 0.014836 | 0.01474 | 0.021213 | 0.021929 | 0.021857 | 0.024153 | 0.021011 | 0.019825 | 0.024676 | 0.023328
SA1 | Gas - Steam | 190.4603 | 253.802 | 784.5526 | 405.6753 | 269.729 | 321.8757 | 180.5344 | 236.0835 | 102.589 | 39.1172 | 0.0038029 | 33.1513 | 0 | 0 | 0 | 0 | 0 | 0 | 0 | 0 | 0 | 0 | 0 | 0 | 0
SA1 | OCGT / Diesel | 1671.5538 | 1931.5601 | 4893.93 | 3376.9924 | 2608.0285 | 5001.9098 | 3303.0585 | 4813.129 | 2202.2835 | 510.828 | 310.7806 | 541.4435 | 71.7567 | 70.9671 | 209.7468 | 0.052134 | 83.0445 | 2735.2468 | 391.1695 | 1746.7958 | 4351.8545 | 0.034719 | 0.033077 | 0.04511 | 0.0383
SA1 | Hydro | 0 | 0 | 0 | 0 | 0 | 0 | 0 | 0 | 0 | 0 | 0 | 0 | 0 | 0 | 0 | 0 | 0 | 0 | 0 | 0 | 0 | 0 | 0 | 0 | 0
SA1 | Hydrogen Turbine | 0 | 0 | 0 | 0 | 0 | 0 | 0 | 0.0074906 | 0.0075514 | 0.0066995 | 0.0093846 | 0.010817 | 0.0081523 | 0.0093767 | 0.017435 | 0.013547 | 0.016677 | 0.012697 | 0.012453 | 0.015699 | 0.042551 | 0.012746 | 0.011569 | 0.025112 | 0.019683
SA1 | Wind | 808.6547 | 764.6546 | 732.7687 | 1042.6571 | 1003.3264 | 1556.9107 | 1591.9706 | 1574.5392 | 1598.9581 | 1436.4853 | 1651.7166 | 1426.7688 | 1730.8983 | 1932.5696 | 2311.7392 | 2423.5117 | 2172.998 | 2352.0585 | 2694.4886 | 2758.4888 | 2639.6446 | 2716.0853 | 2542.0953 | 2755.8198 | 3099.1384
SA1 | Solar PV | 103.2225 | 88.2562 | 94.2743 | 128.7083 | 177.3366 | 356.3751 | 345.2739 | 622.3244 | 637.8826 | 842.4722 | 1241.031 | 1444.5913 | 1470.0401 | 1788.6142 | 1618.3704 | 1639.0764 | 1653.7879 | 1598.9414 | 2847.5746 | 2482.7221 | 3070.3399 | 2948.0794 | 2903.4224 | 2477.5933 | 2576.8162
SA1 | Grid Battery | 16.1351 | 15.3668 | 13.9707 | 12.7222 | 12.5266 | 10.9765 | 10.3258 | 139.3739 | 275.222 | 572.6452 | 757.9962 | 919.3807 | 950.2453 | 1100.8894 | 871.0526 | 853.8638 | 869.4464 | 784.1774 | 1667.7966 | 1384.023 | 1793.7456 | 1778.1462 | 1784.5467 | 1424.8112 | 1408.609
SA1 | Pumped Hydro | 0 | 0 | 0.0061137 | 0.0064343 | 0.0076817 | 0.008182 | 0.0083868 | 0.0082571 | 0.0077983 | 0.0076136 | 0.0068833 | 0.0069756 | 0.0067595 | 0.0067594 | 0.0062735 | 0.0059474 | 0.0059899 | 0.0058065 | 0.005653 | 0.0055 | 0.0055966 | 0.0056892 | 0.0055441 | 0.004965 | 0.0047423
SA1 | VPP | 4.5827 | 5.9715 | 6.6132 | 7.64 | 8.965 | 9.3716 | 10.5106 | 11.2522 | 11.9761 | 14.1071 | 15.1872 | 16.3149 | 17.6355 | 18.8835 | 18.543 | 18.7812 | 19.8261 | 18.8433 | 20.8172 | 19.9337 | 19.9449 | 19.8431 | 20.3502 | 19.2781 | 18.9245
Total excluding storage |  | 11401.1884 | 10464.1004 | 15994.7219 | 13232.4342 | 10883.3273 | 15955.2118 | 13072.4621 | 15294.1515 | 11543.1053 | 6222.9274 | 9400.4323 | 9252.4519 | 3706.7569 | 4057.5093 | 4139.8897 | 4062.6687 | 3909.8618 | 6686.2806 | 5933.2671 | 6988.0442 | 10061.9056 | 5664.2332 | 5445.5822 | 5233.508 | 5676.0359
Region | Technology | 2023-24 | 2024-25 | 2025-26 | 2026-27 | 2027-28 | 2028-29 | 2029-30 | 2030-31 | 2031-32 | 2032-33 | 2033-34 | 2034-35 | 2035-36 | 2036-37 | 2037-38 | 2038-39 | 2039-40 | 2040-41 | 2041-42 | 2042-43 | 2043-44 | 2044-45 | 2045-46 | 2046-47 | 2047-48
TAS1 | Black Coal | 0 | 0 | 0 | 0 | 0 | 0 | 0 | 0 | 0 | 0 | 0 | 0 | 0 | 0 | 0 | 0 | 0 | 0 | 0 | 0 | 0 | 0 | 0 | 0 | 0
TAS1 | Brown Coal | 0 | 0 | 0 | 0 | 0 | 0 | 0 | 0 | 0 | 0 | 0 | 0 | 0 | 0 | 0 | 0 | 0 | 0 | 0 | 0 | 0 | 0 | 0 | 0 | 0
TAS1 | CCGT | 0 | 0.012906 | 0.012756 | 0.012752 | 0.013087 | 0.014658 | 0.015389 | 0.014887 | 0.014275 | 0.013694 | 0.01383 | 0.013427 | 0.012636 | 0.012136 | 0.013365 | 0.012709 | 0.012622 | 0.017349 | 0.016769 | 0.016418 | 0.017096 | 0.015427 | 0.014643 | 0.02139 | 0.020328
TAS1 | Gas - Steam | 0 | 0 | 0 | 0 | 0 | 0 | 0 | 0 | 0 | 0 | 0 | 0 | 0 | 0 | 0 | 0 | 0 | 0 | 0 | 0 | 0 | 0 | 0 | 0 | 0
TAS1 | OCGT / Diesel | 0.023597 | 0.023461 | 0.02326 | 9.1081 | 8.6458 | 5.9365 | 0.027637 | 0.026987 | 8.1843 | 58.9238 | 0.024861 | 0.025143 | 0.022012 | 0.021707 | 0.024199 | 0.022187 | 0.022559 | 0.018894 | 0.018083 | 0.017401 | 0.024684 | 0.015234 | 0.014669 | 0.024035 | 0.021349
TAS1 | Hydro | 48575.1777 | 53263.3086 | 46269.5956 | 45220.8368 | 51685.5073 | 51779.3016 | 51999.1622 | 44455.8942 | 43416.3488 | 37517.3717 | 37674.9292 | 35751.7336 | 28578.5761 | 27223.1284 | 30823.7681 | 25812.6896 | 25123.792 | 25662.1428 | 22289.3077 | 18671.6572 | 23341.9352 | 19178.4952 | 14973.729 | 20304.1092 | 18149.2076
TAS1 | Hydrogen Turbine | 0 | 0 | 0 | 0 | 0 | 0 | 0 | 0.0037423 | 0.0046656 | 0.0048908 | 0.0057909 | 0.0085204 | 0.0063158 | 0.0078563 | 0.033679 | 0.031115 | 0.032308 | 0.026808 | 0.025095 | 0.027263 | 0.048002 | 0.02315 | 0.024126 | 268.9812 | 255.3813
TAS1 | Wind | 618.6435 | 566.2505 | 794.7406 | 817.1242 | 1460.5357 | 1475.4594 | 1813.6638 | 1703.8828 | 2161.4262 | 2133.5608 | 2070.3852 | 2562.0629 | 2461.3319 | 2833.5664 | 3109.4446 | 2863.1823 | 2668.174 | 2974.2381 | 2890.9944 | 2536.5222 | 2689.2189 | 2515.4859 | 2503.9587 | 2709.0009 | 2655.3883
TAS1 | Solar PV | 0.00032698 | 0.000641 | 0.00085811 | 0.0019782 | 1.9309 | 31.669 | 66.5575 | 165.7075 | 144.1756 | 146.529 | 415.8939 | 623.1306 | 665.3513 | 670.7458 | 670.1211 | 697.5851 | 746.4733 | 689.1278 | 713.7299 | 857.3461 | 859.9043 | 860.3433 | 787.4965 | 905.1708 | 1073.7115
TAS1 | Grid Battery | 0.0038952 | 0.0042752 | 0.0047647 | 0.0051123 | 0.0058542 | 0.0055851 | 0.0059766 | 0.0075456 | 0.011794 | 0.012655 | 0.014521 | 0.01578 | 0.016225 | 0.020882 | 0.095678 | 25.2772 | 24.7511 | 22.7168 | 72.7014 | 139.4167 | 134.1394 | 136.0315 | 133.1815 | 292.8446 | 482.8335
TAS1 | Pumped Hydro | 0 | 0 | 0.0089579 | 0.010025 | 0.012057 | 20.3725 | 123.5712 | 154.7978 | 189.3524 | 267.118 | 312.4107 | 383.9782 | 440.4174 | 397.7087 | 403.6685 | 387.3609 | 351.0583 | 327.3197 | 328.2684 | 293.802 | 262.9525 | 285.5621 | 245.6995 | 222.6785 | 217.7716
TAS1 | VPP | 0.086767 | 0.1342 | 0.20834 | 0.28805 | 0.46894 | 0.76488 | 0.82486 | 1.0629 | 1.4918 | 1.5489 | 1.4926 | 1.9424 | 1.994 | 2.3337 | 2.3425 | 2.4906 | 2.7991 | 2.9875 | 3.16 | 2.9038 | 3.0377 | 3.0424 | 3.2779 | 3.0668 | 3.1746
Total excluding storage |  | 49193.8451 | 53829.5961 | 47064.3731 | 46047.0839 | 53156.6329 | 53292.3812 | 53879.4265 | 46325.5301 | 45730.1539 | 39856.4039 | 40161.2528 | 38936.9742 | 31705.3003 | 30727.4823 | 34603.405 | 29373.523 | 28538.5068 | 29325.5717 | 25894.0919 | 22065.5866 | 26891.1482 | 22554.3783 | 18265.2376 | 24187.3075 | 22133.7304
Explicitly modelled pumping
Region | Technology | 2023-24 | 2024-25 | 2025-26 | 2026-27 | 2027-28 | 2028-29 | 2029-30 | 2030-31 | 2031-32 | 2032-33 | 2033-34 | 2034-35 | 2035-36 | 2036-37 | 2037-38 | 2038-39 | 2039-40 | 2040-41 | 2041-42 | 2042-43 | 2043-44 | 2044-45 | 2045-46 | 2046-47 | 2047-48
NEM | Grid Battery pump | 44.2769 | 41.9407 | 39.539 | 37.1926 | 35.9764 | 31.7168 | 30.4604 | 28.3345 | 26.1155 | 25.8214 | 22.2707 | 19.9342 | 19.4196 | 17.2047 | 15.4077 | 14.3038 | 13.6946 | 12.3838 | 8.4675 | 7.8614 | 3.9326 | 3.7319 | 3.4526 | 3.0826 | 3.0028
NEM | Pumped Hydro Pump | 15272.1835 | 17316.3263 | 15938.8741 | 20739.6077 | 45105.7583 | 39553.6725 | 43216.7496 | 39809.5812 | 37343.2655 | 34663.6736 | 33231.7541 | 30608.7402 | 31957.389 | 28978.3458 | 27038.3645 | 23755.5301 | 22536.6931 | 20331.9284 | 21107.5088 | 19233.7359 | 17138.5681 | 18511.2555 | 16456.2049 | 16456.0893 | 15087.0101
NEM | VPP pump | 10.4223 | 15.2943 | 21.3807 | 29.1852 | 38.8244 | 45.3887 | 56.3063 | 63.56 | 75.3143 | 89.4285 | 102.1805 | 113.1462 | 128.0062 | 141.0442 | 147.3733 | 155.0923 | 165.4151 | 167.305 | 179.4093 | 181.1388 | 180.6433 | 186.4141 | 189.6804 | 179.2914 | 181.6136
Region | Technology | 2023-24 | 2024-25 | 2025-26 | 2026-27 | 2027-28 | 2028-29 | 2029-30 | 2030-31 | 2031-32 | 2032-33 | 2033-34 | 2034-35 | 2035-36 | 2036-37 | 2037-38 | 2038-39 | 2039-40 | 2040-41 | 2041-42 | 2042-43 | 2043-44 | 2044-45 | 2045-46 | 2046-47 | 2047-48
NSW1 | Grid Battery pump | 2.6662 | 2.4387 | 2.5521 | 2.4971 | 2.342 | 2.129 | 2.0546 | 1.9653 | 1.8267 | 1.7381 | 1.6524 | 1.5193 | 1.4907 | 0 | 0 | 0 | 0 | 0 | 0 | 0 | 0 | 0 | 0 | 0 | 0
NSW1 | Pumped Hydro Pump | 9325.906 | 9978.3064 | 9515.0781 | 14118.782 | 38544.2505 | 35244.8001 | 37485.5346 | 34595.3717 | 32507.0235 | 30417.5959 | 29373.9676 | 26620.3072 | 28079.6605 | 25724.2487 | 24375.6659 | 21041.0355 | 19900.6777 | 17915.8592 | 18618.2064 | 16924.9397 | 15130.7294 | 16456.5467 | 14621.4759 | 14945.4513 | 13554.8732
NSW1 | VPP pump | 2.3457 | 4.0518 | 6.9499 | 10.0021 | 13.0331 | 15.7264 | 19.8963 | 22.7544 | 26.4797 | 30.6918 | 35.0295 | 38.7684 | 44.2314 | 48.0399 | 50.7383 | 53.1278 | 56.8444 | 57.4779 | 59.6046 | 59.3874 | 58.1574 | 60.8373 | 61.3732 | 58.3426 | 58.9355
Region | Technology | 2023-24 | 2024-25 | 2025-26 | 2026-27 | 2027-28 | 2028-29 | 2029-30 | 2030-31 | 2031-32 | 2032-33 | 2033-34 | 2034-35 | 2035-36 | 2036-37 | 2037-38 | 2038-39 | 2039-40 | 2040-41 | 2041-42 | 2042-43 | 2043-44 | 2044-45 | 2045-46 | 2046-47 | 2047-48
QLD1 | Grid Battery pump | 5.8464 | 5.4323 | 4.899 | 4.7753 | 4.6187 | 4.272 | 4.0891 | 3.9015 | 3.6528 | 3.4846 | 3.3281 | 3.1116 | 2.9305 | 2.7653 | 2.485 | 2.3903 | 2.2991 | 2.2229 | 2.1507 | 2.0361 | 1.9149 | 1.7967 | 1.6867 | 1.4954 | 1.4891
QLD1 | Pumped Hydro Pump | 5946.2775 | 7338.0199 | 6423.796 | 6620.8257 | 6561.5078 | 4308.8724 | 5731.215 | 5214.2095 | 4836.242 | 4246.0777 | 3857.7865 | 3988.433 | 3877.7285 | 3254.0971 | 2662.6986 | 2714.4946 | 2636.0154 | 2416.0692 | 2489.3024 | 2308.7962 | 2007.8387 | 2054.7088 | 1834.7289 | 1510.638 | 1532.1368
QLD1 | VPP pump | 1.281 | 1.9489 | 3.0006 | 4.5484 | 6.6124 | 8.4764 | 11.0449 | 13.1369 | 16.8757 | 21.0932 | 25.5596 | 29.0571 | 32.8604 | 36.119 | 37.9162 | 41.2488 | 44.2752 | 47.3043 | 50.8007 | 53.9236 | 55.5215 | 56.3001 | 56.2987 | 53.5164 | 55.4739
Region | Technology | 2023-24 | 2024-25 | 2025-26 | 2026-27 | 2027-28 | 2028-29 | 2029-30 | 2030-31 | 2031-32 | 2032-33 | 2033-34 | 2034-35 | 2035-36 | 2036-37 | 2037-38 | 2038-39 | 2039-40 | 2040-41 | 2041-42 | 2042-43 | 2043-44 | 2044-45 | 2045-46 | 2046-47 | 2047-48
VIC1 | Grid Battery pump | 16.7365 | 15.8889 | 15.5875 | 14.8824 | 14.1734 | 12.3831 | 12.0869 | 11.061 | 10.1935 | 9.9545 | 7.4529 | 6.9695 | 6.9917 | 6.6951 | 5.9927 | 5.4641 | 5.1019 | 4.3936 | 0.42557 | 0.392 | 0.35581 | 0.35829 | 0.33558 | 0.3056 | 0.29916
VIC1 | Pumped Hydro Pump | 0 | 0 | 0 | 0 | 0 | 0 | 0 | 0 | 0 | 0 | 0 | 0 | 0 | 0 | 0 | 0 | 0 | 0 | 0 | 0 | 0 | 0 | 0 | 0 | 0
VIC1 | VPP pump | 1.3101 | 2.1119 | 3.4045 | 5.3072 | 8.0508 | 9.2887 | 11.9909 | 13.2168 | 16.1087 | 19.1772 | 22.011 | 23.8413 | 27.8237 | 31.9141 | 34.1536 | 35.6143 | 37.7496 | 36.7719 | 40.8588 | 40.8819 | 39.9891 | 42.3291 | 44.1663 | 41.2172 | 41.2031
Region | Technology | 2023-24 | 2024-25 | 2025-26 | 2026-27 | 2027-28 | 2028-29 | 2029-30 | 2030-31 | 2031-32 | 2032-33 | 2033-34 | 2034-35 | 2035-36 | 2036-37 | 2037-38 | 2038-39 | 2039-40 | 2040-41 | 2041-42 | 2042-43 | 2043-44 | 2044-45 | 2045-46 | 2046-47 | 2047-48
SA1 | Grid Battery pump | 19.0278 | 18.1807 | 16.5005 | 15.0378 | 14.8423 | 12.9327 | 12.2298 | 11.4067 | 10.4425 | 10.6441 | 9.8373 | 8.3338 | 8.0067 | 7.7442 | 6.93 | 6.4494 | 6.2936 | 5.7673 | 5.8913 | 5.4333 | 1.6619 | 1.5769 | 1.4303 | 1.2816 | 1.2146
SA1 | Pumped Hydro Pump | 0 | 0 | 0 | 0 | 0 | 0 | 0 | 0 | 0 | 0 | 0 | 0 | 0 | 0 | 0 | 0 | 0 | 0 | 0 | 0 | 0 | 0 | 0 | 0 | 0
SA1 | VPP pump | 5.3835 | 7.0236 | 7.7807 | 8.9887 | 10.5746 | 10.9992 | 12.4006 | 13.2045 | 14.0906 | 16.6431 | 17.8234 | 19.1954 | 20.7492 | 22.2175 | 21.8171 | 22.1617 | 23.2619 | 22.2358 | 24.4272 | 23.5185 | 23.401 | 23.3792 | 23.9742 | 22.6183 | 22.2659
Region | Technology | 2023-24 | 2024-25 | 2025-26 | 2026-27 | 2027-28 | 2028-29 | 2029-30 | 2030-31 | 2031-32 | 2032-33 | 2033-34 | 2034-35 | 2035-36 | 2036-37 | 2037-38 | 2038-39 | 2039-40 | 2040-41 | 2041-42 | 2042-43 | 2043-44 | 2044-45 | 2045-46 | 2046-47 | 2047-48
TAS1 | Grid Battery pump | 0 | 0 | 0 | 0 | 0 | 0 | 0 | 0 | 0 | 0 | 0 | 0 | 0 | 0 | 0 | 0 | 0 | 0 | 0 | 0 | 0 | 0 | 0 | 0 | 0
TAS1 | Pumped Hydro Pump | 0 | 0 | 0 | 0 | 0 | 0 | 0 | 0 | 0 | 0 | 0 | 0 | 0 | 0 | 0 | 0 | 0 | 0 | 0 | 0 | 0 | 0 | 0 | 0 | 0
TAS1 | VPP pump | 0.10202 | 0.15808 | 0.24496 | 0.33877 | 0.55361 | 0.89805 | 0.97361 | 1.2474 | 1.7596 | 1.8232 | 1.757 | 2.284 | 2.3415 | 2.7538 | 2.748 | 2.9396 | 3.284 | 3.515 | 3.7179 | 3.4274 | 3.5743 | 3.5684 | 3.8681 | 3.5969 | 3.7352

## BaseCase_FOM Cost
FOM cost by technology ($000s) - BaseCase, Hydrogen Superpower Scenario
FOM | Real June 2021 dollars discounted to 1 July 2021. For new entrant capacity, the FOM is incurred annually in modelling. For existing capacity, FOM is considered to be a sunk cost, since the fixed retirement dates are assumed to be the same in the Base Case and the option case. As such, early withdrawals are presented as an annual FOM saving, or negative cost, that continues until the assumed fixed date withdrawal.
Explicitly modelled generation
Region | Technology | 2023-24 | 2024-25 | 2025-26 | 2026-27 | 2027-28 | 2028-29 | 2029-30 | 2030-31 | 2031-32 | 2032-33 | 2033-34 | 2034-35 | 2035-36 | 2036-37 | 2037-38 | 2038-39 | 2039-40 | 2040-41 | 2041-42 | 2042-43 | 2043-44 | 2044-45 | 2045-46 | 2046-47 | 2047-48
NEM | Black Coal | 0 | 0 | -1097192.9006 | -216041.016 | -867333.6103 | -119264.2691 | -758861.6947 | -241413.694 | -371800.5311 | -48700.6512 | -0.19439 | -0.075013 | -0.056841 | -0.019846 | -0.0015008 | -0.14796 | -0.029599 | -0.0024833 | -0.0063101 | -0.0025164 | -0.0015324 | -0.00084367 | -0.00033991 | -5.4048e-05 | -0.00053288
NEM | Brown Coal | 0 | 0 | -2818092.1383 | -658491.5787 | -61.8223 | -84182.0213 | -1149985.4365 | -5.304 | -10.6383 | -0.028985 | -0.011598 | -0.0027923 | -0.011764 | -0.066326 | -0.0008409 | -0.022836 | -0.0042941 | -0.013328 | -0.0015978 | -0.0050872 | -0.00022327 | -0.0040126 | -0.00082695 | -1.3686e-05 | 0
NEM | CCGT | 0 | 0.82234 | 0.36905 | 0.0054877 | 0.0069242 | 0.02648 | 0.0095265 | 0.0024963 | 0.0013258 | 0.0014685 | 0.009571 | 0.0020181 | 0.00027261 | 0.0015183 | 0.04067 | 0.00061378 | 0.012626 | 0.1103 | 0.042244 | 0.0080393 | 0.042381 | 0.00014102 | 0.00016397 | 0.062596 | 0.0013864
NEM | Gas - Steam | 0 | 0 | 0 | 0 | 0 | 0 | 0 | 0 | 0 | 0 | 0 | 0 | 0 | 0 | 0 | 0 | 0 | 0 | 0 | 0 | 0 | 0 | 0 | 0 | 0
NEM | OCGT / Diesel | 4.588 | 1.2938 | 0.78042 | 0.074066 | 0.04851 | 0.047042 | 0.032944 | 0.039502 | 0.041621 | 0.036202 | 0.033141 | 0.03363 | 1.1235 | 0.041383 | 3181.0218 | 0.024395 | 0.029103 | 0.056189 | 0.023744 | 0.02035 | 523.9518 | 4393.0396 | 503.9652 | 1730.9095 | 0.0029709
NEM | Hydro | 0 | 0 | 0 | 0 | 0 | 0 | 0 | 0 | 0 | 0 | 0 | 0 | 0 | 0 | 0 | 0 | 0 | 0 | 0 | 0 | 0 | 0 | 0 | 0 | 0
NEM | Hydrogen Turbine | 0 | 0 | 0 | 0 | 0 | 0 | 0 | 0.9939 | 0.038761 | 0.029222 | 0.03344 | 0.050508 | 24343.3117 | 0.036103 | 2350.9942 | 0.049733 | 15546.1513 | 0.016315 | 2905.055 | 0.033504 | 4872.0047 | 5792.1545 | 0.006082 | 482.2633 | 0.00075721
NEM | Wind | 2898122.202 | 328163.2565 | 1879293.3451 | 1160937.6482 | 2036477.9384 | 1235036.9438 | 1482425.616 | 121427.8179 | 611277.0858 | 386148.2607 | 984319.3333 | 1531798.0394 | 424323.7862 | 794329.7269 | 1497995.1459 | 428178.9789 | 30098.6894 | 355512.0307 | 563719.5543 | 765154.2309 | 337600.7573 | 120804.5418 | 239347.2155 | 460329.5981 | 70384.7818
NEM | Solar PV | 11.6249 | 5.1477 | 472653.2039 | 331906.7845 | 398619.5355 | 930260.6426 | 544690.3183 | 886279.1289 | 637158.4034 | 759105.5734 | 1426636.3819 | 1774398.6855 | 242491.8018 | 536192.0919 | 854778.1642 | 17262.1584 | 148905.1746 | 252986.8398 | 841396.991 | 597853.6968 | 522182.0459 | 155850.345 | 105409.8467 | 220257.1674 | 25598.0833
NEM | Grid Battery | 17.7474 | 15803.0071 | 402356.9682 | 237620.6336 | 125649.1725 | 375077.8049 | 171357.0242 | 543884.654 | 307560.3502 | 750433.487 | 556789.1488 | 497749.9368 | 428225.3393 | 112407.3313 | 185963.0199 | 18277.574 | 54598.6697 | 127641.58 | 465172.342 | 329663.8808 | 287129.8195 | 112473.7563 | 8726.1901 | 49318.8908 | 25887.7969
NEM | Pumped Hydro | 0 | 0 | 143683.2306 | 111648.3815 | 4890.8434 | 30328.7692 | 63603.2353 | 19112.7274 | 13798.5249 | 38643.7156 | 32643.8163 | 40699.9068 | 16662.7827 | 0.9372 | 7.057 | 0.067576 | 0.089982 | 0.062282 | 0.13121 | 0.098404 | 0.10219 | 0.016314 | 0.0053487 | 0.034567 | 0.0075753
NEM | VPP | 0 | 0 | 0 | 0 | 0 | 0 | 0 | 0 | 0 | 0 | 0 | 0 | 0 | 0 | 0 | 0 | 0 | 0 | 0 | 0 | 0 | 0 | 0 | 0 | 0
Total excluding storage |  | 2898138.4149 | 328170.5203 | -1563337.3405 | 618311.9176 | 1567702.0966 | 1961851.3696 | 118268.8456 | 766288.9847 | 876624.4016 | 1096553.2207 | 2410955.5853 | 3306196.7332 | 691159.9548 | 1330521.8116 | 2358305.3644 | 445441.0413 | 194550.0231 | 608499.0375 | 1408021.6583 | 1363007.982 | 865178.8004 | 286840.0761 | 345261.0325 | 682800.0009 | 95982.8697
Region | Technology | 2023-24 | 2024-25 | 2025-26 | 2026-27 | 2027-28 | 2028-29 | 2029-30 | 2030-31 | 2031-32 | 2032-33 | 2033-34 | 2034-35 | 2035-36 | 2036-37 | 2037-38 | 2038-39 | 2039-40 | 2040-41 | 2041-42 | 2042-43 | 2043-44 | 2044-45 | 2045-46 | 2046-47 | 2047-48
NSW1 | Black Coal | 0 | 0 | -9490.658 | -134566.5979 | -491951.281 | -0.028717 | -83949.4251 | -132764.946 | -56639.9331 | -48699.2017 | -0.0041077 | -0.00052679 | -0.006138 | -0.00037753 | -4.7151e-05 | -0.1281 | -0.0023974 | 0 | 0 | 0 | 0 | 0 | 0 | 0 | 0
NSW1 | Brown Coal | 0 | 0 | 0 | 0 | 0 | 0 | 0 | 0 | 0 | 0 | 0 | 0 | 0 | 0 | 0 | 0 | 0 | 0 | 0 | 0 | 0 | 0 | 0 | 0 | 0
NSW1 | CCGT | 0 | 0.20646 | 0.049187 | 2.5642e-05 | 1.3852e-05 | 3.6771e-05 | 1.5551e-05 | 1.1405e-05 | 9.3123e-06 | 8.1185e-06 | 9.8933e-06 | 1.1442e-05 | 1.1952e-05 | 2.6225e-05 | 0.026999 | 1.4278e-05 | 1.2173e-05 | 0.015721 | 7.9512e-05 | 0.0023096 | 0.0097566 | 6.1533e-06 | 1.9224e-05 | 0.017253 | 3.2611e-06
NSW1 | Gas - Steam | 0 | 0 | 0 | 0 | 0 | 0 | 0 | 0 | 0 | 0 | 0 | 0 | 0 | 0 | 0 | 0 | 0 | 0 | 0 | 0 | 0 | 0 | 0 | 0 | 0
NSW1 | OCGT / Diesel | 0.44154 | 1.0288 | 0.018038 | 0.00052277 | 0.00083078 | 0.001284 | 0.0013238 | 0.001057 | 0.0014929 | 0.00138 | 0.0016992 | 0.0016115 | 0.0016358 | 0.0019767 | 3180.9908 | 0.0013914 | 0.001417 | 0.0013606 | 0.0011416 | 0.0011836 | 521.6357 | 0.00070111 | 503.9565 | 1730.8682 | 0.00020392
NSW1 | Hydro | 0 | 0 | 0 | 0 | 0 | 0 | 0 | 0 | 0 | 0 | 0 | 0 | 0 | 0 | 0 | 0 | 0 | 0 | 0 | 0 | 0 | 0 | 0 | 0 | 0
NSW1 | Hydrogen Turbine | 0 | 0 | 0 | 0 | 0 | 0 | 0 | 0.35596 | 0.0047845 | 0.0050359 | 0.0030944 | 0.0042126 | 0.0012485 | 0.0056867 | 2350.6918 | 0.00086849 | 0.0018683 | 0.0014893 | 0.00057331 | 0.0011488 | 0.0037017 | 3.3484e-05 | 4.8549e-05 | 0.0032726 | 7.7563e-05
NSW1 | Wind | 1071051.9217 | 41656.6997 | 207660.972 | 334346.7575 | 901060.7073 | 92923.449 | 166175.8492 | 0.12082 | 86394.6114 | 304199.7541 | 64265.0226 | 66638.5217 | 0.28031 | 54667.7833 | 53201.2288 | 50723.9292 | 0.19593 | 144205.86 | 95071.913 | 14149.7682 | 36183.0663 | 0.012646 | 2755.7374 | 66747.604 | 0.0079277
NSW1 | Solar PV | 2.0151 | 1.7165 | 341565.6404 | 120982.4302 | 225417.4486 | 263678.6586 | 192088.1828 | 196066.1476 | 201708.6062 | 62112.9975 | 63722.575 | 39678.599 | 0.0062215 | 79791.0509 | 326380.0069 | 0.090466 | 0.0072452 | 68679.0956 | 1.3426 | 51525.3672 | 44400.5083 | 0.0020877 | 0.0060136 | 51872.9243 | 0.0012107
NSW1 | Grid Battery | 7.6012 | 13.0314 | 301155.3856 | 0.88284 | 81184.6878 | 62181.2802 | 15899.2633 | 363625.522 | 4.4012 | 177176.5432 | 2.5391 | 0.10793 | 108472.4782 | 0.10305 | 185923.0383 | 0.12249 | 0.34606 | 1.4976 | 2.7566 | 30874.6355 | 1.999 | 20458.3371 | 8722.5349 | 7241.6681 | 624.7506
NSW1 | Pumped Hydro | 0 | 0 | 80849.5979 | 0.1919 | 4888.7409 | 17927.844 | 0.046 | 0.031071 | 0.0085978 | 0.019284 | 0.028104 | 0.029249 | 0.024702 | 0.012264 | 0.067895 | 0.0086441 | 0.011417 | 0.023987 | 0.010398 | 0.010155 | 0.0084074 | 0.005826 | 0.0023385 | 0.013009 | 0.00059476
NSW1 | VPP | 0 | 0 | 0 | 0 | 0 | 0 | 0 | 0 | 0 | 0 | 0 | 0 | 0 | 0 | 0 | 0 | 0 | 0 | 0 | 0 | 0 | 0 | 0 | 0 | 0
Total excluding storage |  | 1071054.3783 | 41659.6514 | 539736.0217 | 320762.5904 | 634526.8758 | 356602.0802 | 274314.6082 | 63301.6794 | 231463.2908 | 317613.5562 | 127987.5983 | 106317.126 | 0.28329 | 134458.8415 | 385112.9453 | 50723.8938 | 0.20407 | 212884.9742 | 95073.2574 | 65675.1401 | 81105.2237 | 0.015474 | 3259.7 | 120351.4169 | 0.0094231
Region | Technology | 2023-24 | 2024-25 | 2025-26 | 2026-27 | 2027-28 | 2028-29 | 2029-30 | 2030-31 | 2031-32 | 2032-33 | 2033-34 | 2034-35 | 2035-36 | 2036-37 | 2037-38 | 2038-39 | 2039-40 | 2040-41 | 2041-42 | 2042-43 | 2043-44 | 2044-45 | 2045-46 | 2046-47 | 2047-48
QLD1 | Black Coal | 0 | 0 | -1087702.2426 | -81474.4181 | -375382.3294 | -119264.2404 | -674912.2696 | -108648.7479 | -315160.598 | -1.4495 | -0.19028 | -0.074486 | -0.050703 | -0.019468 | -0.0014536 | -0.019855 | -0.027202 | -0.0024833 | -0.0063101 | -0.0025164 | -0.0015324 | -0.00084367 | -0.00033991 | -5.4048e-05 | -0.00053288
QLD1 | Brown Coal | 0 | 0 | 0 | 0 | 0 | 0 | 0 | 0 | 0 | 0 | 0 | 0 | 0 | 0 | 0 | 0 | 0 | 0 | 0 | 0 | 0 | 0 | 0 | 0 | 0
QLD1 | CCGT | 0 | 0.16299 | 0.12351 | 0.00042998 | 8.5103e-05 | 0.0042547 | 2.8168e-05 | 2.043e-05 | 1.9525e-05 | 2.0048e-05 | 6.7158e-05 | 0.00014164 | 5.9266e-05 | 6.8036e-05 | 0.00035127 | 2.4501e-05 | 1.952e-05 | 0.046095 | 0.00010782 | 0.0013808 | 0.0015981 | 0.00011579 | 0.00012322 | 0.023739 | 3.1411e-06
QLD1 | Gas - Steam | 0 | 0 | 0 | 0 | 0 | 0 | 0 | 0 | 0 | 0 | 0 | 0 | 0 | 0 | 0 | 0 | 0 | 0 | 0 | 0 | 0 | 0 | 0 | 0 | 0
QLD1 | OCGT / Diesel | 0.43954 | 0.020688 | 0.70411 | 0.0017383 | 0.001732 | 0.0035333 | 0.0013601 | 0.0011954 | 0.0014414 | 0.001516 | 0.0015448 | 0.0015115 | 0.0012154 | 0.0015503 | 0.0012965 | 0.0012104 | 0.0011985 | 0.007478 | 0.0018535 | 0.0035301 | 0.0043879 | 0.0015852 | 0.0033925 | 0.029656 | 0.00028949
QLD1 | Hydro | 0 | 0 | 0 | 0 | 0 | 0 | 0 | 0 | 0 | 0 | 0 | 0 | 0 | 0 | 0 | 0 | 0 | 0 | 0 | 0 | 0 | 0 | 0 | 0 | 0
QLD1 | Hydrogen Turbine | 0 | 0 | 0 | 0 | 0 | 0 | 0 | 0.26856 | 0.0014256 | 0.0017612 | 0.0012439 | 0.0023679 | 0.0015249 | 0.0038321 | 0.035308 | 0.00079193 | 0.0011122 | 0.0011681 | 0.0010131 | 0.0042687 | 0.0075889 | 0.0011918 | 0.0038112 | 0.021093 | 4.323e-05
QLD1 | Wind | 1009644.8699 | 29810.1662 | 717401.6789 | 325472.1233 | 448217.9736 | 113807.5988 | 709934.903 | 0.24697 | 261377.1205 | 30.4527 | 421750.2207 | 1149974.3845 | 232066.4917 | 255936.6084 | 514534.7188 | 71385.5172 | 0.0028102 | 0.96167 | 101352.2123 | 549990.0712 | 96770.0951 | 120804.5227 | 236591.427 | 217987.8453 | 0.0010724
QLD1 | Solar PV | 2.3423 | 0.86897 | 20290.6878 | 85.7792 | 81381.932 | 344283.8039 | 181637.1679 | 118262.1013 | 428720.3614 | 387616.7651 | 575563.075 | 987530.0133 | 60467.2907 | 135478.0276 | 220342.3312 | 0.005863 | 0.0029057 | 176120.7164 | 173193.0223 | 465669.5827 | 135388.4353 | 155850.3403 | 105409.8316 | 87857.6023 | 0.000992
QLD1 | Grid Battery | 2.3127 | 0.78828 | 68752.9606 | 8.4289 | 10.9077 | 312896.3204 | 0.031551 | 71526.2879 | 181685.4791 | 299434.5127 | 336414.1587 | 271163.7725 | 102557.9038 | 0.025952 | 0.018947 | 0.070208 | 2829.356 | 127640.0408 | 57123.8687 | 262573.441 | 73115.2705 | 92015.3366 | 2.508 | 6480.9572 | 0.0031668
QLD1 | Pumped Hydro | 0 | 0 | 62812.6115 | 62972.7633 | 0.014869 | 0.37139 | 0.010915 | 0.0049135 | 0.0037767 | 0.015713 | 0.054305 | 0.081432 | 0.015027 | 0.0049809 | 0.012792 | 0.0041097 | 0.0029988 | 0.021657 | 0.0078331 | 0.023237 | 0.0096646 | 0.0082405 | 0.0014163 | 0.0068168 | 3.1387e-05
QLD1 | VPP | 0 | 0 | 0 | 0 | 0 | 0 | 0 | 0 | 0 | 0 | 0 | 0 | 0 | 0 | 0 | 0 | 0 | 0 | 0 | 0 | 0 | 0 | 0 | 0 | 0
Total excluding storage |  | 1009647.6517 | 29811.2189 | -350009.0484 | 244083.4866 | 154217.578 | 338827.1701 | 216659.8027 | 9613.8701 | 374936.8868 | 387645.7717 | 997313.1083 | 2137504.3273 | 292533.7345 | 391414.622 | 734877.0855 | 71385.5052 | -0.019156 | 176121.7303 | 274545.2313 | 1015659.6606 | 232158.5424 | 276654.8651 | 342001.2656 | 305845.5221 | 0.0018673
Region | Technology | 2023-24 | 2024-25 | 2025-26 | 2026-27 | 2027-28 | 2028-29 | 2029-30 | 2030-31 | 2031-32 | 2032-33 | 2033-34 | 2034-35 | 2035-36 | 2036-37 | 2037-38 | 2038-39 | 2039-40 | 2040-41 | 2041-42 | 2042-43 | 2043-44 | 2044-45 | 2045-46 | 2046-47 | 2047-48
VIC1 | Black Coal | 0 | 0 | 0 | 0 | 0 | 0 | 0 | 0 | 0 | 0 | 0 | 0 | 0 | 0 | 0 | 0 | 0 | 0 | 0 | 0 | 0 | 0 | 0 | 0 | 0
VIC1 | Brown Coal | 0 | 0 | -2818092.1383 | -658491.5787 | -61.8223 | -84182.0213 | -1149985.4365 | -5.304 | -10.6383 | -0.028985 | -0.011598 | -0.0027923 | -0.011764 | -0.066326 | -0.0008409 | -0.022836 | -0.0042941 | -0.013328 | -0.0015978 | -0.0050872 | -0.00022327 | -0.0040126 | -0.00082695 | -1.3686e-05 | 0
VIC1 | CCGT | 0 | 0.1913 | 0.1706 | 0.0002087 | 6.8719e-05 | 2.5082e-05 | 8.7718e-06 | 0 | 0 | 0 | 0 | 7.483e-06 | 8.0157e-06 | 4.605e-06 | 8.2218e-06 | 9.7536e-06 | 0.0083763 | 0.0059464 | 0.035523 | 1.5291e-05 | 0.023301 | 7.1351e-06 | 3.1822e-06 | 0.0097626 | 0.0012949
VIC1 | Gas - Steam | 0 | 0 | 0 | 0 | 0 | 0 | 0 | 0 | 0 | 0 | 0 | 0 | 0 | 0 | 0 | 0 | 0 | 0 | 0 | 0 | 0 | 0 | 0 | 0 | 0
VIC1 | OCGT / Diesel | 2.7801 | 0.21869 | 0.024652 | 0.040205 | 0.0054491 | 0.0037171 | 0.0015521 | 0.0013456 | 0.0010492 | 0.0013643 | 0.002167 | 0.0013973 | 1.0969 | 0.001882 | 0.0011107 | 0.0012482 | 0.0020219 | 0.0014161 | 0.001586 | 0.0010679 | 2.2805 | 4393.034 | 0.00039625 | 0.00037156 | 0.00025036
VIC1 | Hydro | 0 | 0 | 0 | 0 | 0 | 0 | 0 | 0 | 0 | 0 | 0 | 0 | 0 | 0 | 0 | 0 | 0 | 0 | 0 | 0 | 0 | 0 | 0 | 0 | 0
VIC1 | Hydrogen Turbine | 0 | 0 | 0 | 0 | 0 | 0 | 0 | 0 | 1.5151e-05 | 1.1116e-05 | 1.4891e-05 | 2.8253e-05 | 24343.3054 | 0.0044988 | 0.0077178 | 0.043485 | 15546.1369 | 0.012057 | 2905.0509 | 0.00018221 | 4871.8494 | 5792.1528 | 0.0018189 | 0.0013723 | 0.00043749
VIC1 | Wind | 168817.2831 | 245443.8424 | 738892.2324 | 133861.5852 | 207812.1536 | 154373.5757 | 96383.9731 | 0.065281 | 0.068346 | 0.031969 | 94086.5855 | 0.11166 | 0.013093 | 0.11018 | 133375.2926 | 168122.6268 | 28881.9094 | 42064.4263 | 15979.3838 | 90531.7051 | 74307.2645 | 0.0027358 | 0.041462 | 38504.9828 | 20635.9046
VIC1 | Solar PV | 2.1841 | 1.6624 | 99103.8976 | 168664.6281 | 30003.7352 | 39589.4058 | 117151.0677 | 111554.6737 | 0.0039727 | 86198.6745 | 63911.2827 | 217699.8414 | 156607.8738 | 0.11412 | 11009.0036 | 0.0072314 | 44365.3253 | 0.030181 | 46484.4305 | 0.013075 | 80348.3045 | 0.0012958 | 0.0075415 | 602.7686 | 4102.2186
VIC1 | Grid Battery | 3.6667 | 15788.4086 | 32447.1418 | 237609.9779 | 44450.8041 | 0.19164 | 155454.9074 | 8635.7959 | 0.047445 | 46545.7009 | 31824.143 | 90491.1991 | 186778.9299 | 0.07225 | 0.055877 | 0.061723 | 28169.8275 | 0.0036598 | 33573.5168 | 0.01418 | 59804.3247 | 0.059874 | 1.1366 | 1551.2176 | 5044.3075
VIC1 | Pumped Hydro | 0 | 0 | 14.3093 | 48674.3407 | 0.13271 | 0.010804 | 0.0031604 | 0.0055295 | 0.0025306 | 0.0048933 | 0.0057973 | 0.0080287 | 0.0081922 | 0.0070675 | 0.0068054 | 0.0050013 | 0.0071075 | 0.003435 | 0.0056933 | 0.0050407 | 0.0060361 | 0.0019967 | 0.0014418 | 0.0020108 | 0.0012577
VIC1 | VPP | 0 | 0 | 0 | 0 | 0 | 0 | 0 | 0 | 0 | 0 | 0 | 0 | 0 | 0 | 0 | 0 | 0 | 0 | 0 | 0 | 0 | 0 | 0 | 0 | 0
Total excluding storage |  | 168822.2473 | 245445.9148 | -1980095.8131 | -355965.325 | 237754.072 | 109780.9639 | -936450.3942 | 111549.4363 | -10.5649 | 86198.6789 | 157997.8588 | 217699.9517 | 180952.2775 | 0.16436 | 144384.3042 | 168122.656 | 88793.3777 | 42064.4625 | 65368.9008 | 90531.7143 | 159529.722 | 10185.1867 | 0.050395 | 39107.7629 | 24738.1252
Region | Technology | 2023-24 | 2024-25 | 2025-26 | 2026-27 | 2027-28 | 2028-29 | 2029-30 | 2030-31 | 2031-32 | 2032-33 | 2033-34 | 2034-35 | 2035-36 | 2036-37 | 2037-38 | 2038-39 | 2039-40 | 2040-41 | 2041-42 | 2042-43 | 2043-44 | 2044-45 | 2045-46 | 2046-47 | 2047-48
SA1 | Black Coal | 0 | 0 | 0 | 0 | 0 | 0 | 0 | 0 | 0 | 0 | 0 | 0 | 0 | 0 | 0 | 0 | 0 | 0 | 0 | 0 | 0 | 0 | 0 | 0 | 0
SA1 | Brown Coal | 0 | 0 | 0 | 0 | 0 | 0 | 0 | 0 | 0 | 0 | 0 | 0 | 0 | 0 | 0 | 0 | 0 | 0 | 0 | 0 | 0 | 0 | 0 | 0 | 0
SA1 | CCGT | 0 | 0.16544 | 0.021879 | 7.8577e-05 | 9.7944e-05 | 0.0075721 | 0.00019686 | 0.00054631 | 6.2903e-05 | 6.1978e-05 | 0.0049189 | 0.00030594 | 7.1831e-05 | 0.00054297 | 0.005336 | 9.7394e-05 | 0.0022259 | 0.024179 | 0.0053602 | 0.0028894 | 0.0052062 | 4.0941e-06 | 5.706e-06 | 0.0048837 | 2.9601e-05
SA1 | Gas - Steam | 0 | 0 | 0 | 0 | 0 | 0 | 0 | 0 | 0 | 0 | 0 | 0 | 0 | 0 | 0 | 0 | 0 | 0 | 0 | 0 | 0 | 0 | 0 | 0 | 0
SA1 | OCGT / Diesel | 0.52036 | 0.0030058 | 0.011872 | 0.0067294 | 0.0097688 | 0.020309 | 0.015426 | 0.021267 | 0.015309 | 0.0087084 | 0.018726 | 0.014358 | 0.011289 | 0.016977 | 0.014417 | 0.0099136 | 0.013498 | 0.021955 | 0.0072682 | 0.0098738 | 0.020717 | 0.00092088 | 0.0013014 | 0.0049349 | 0.0012544
SA1 | Hydro | 0 | 0 | 0 | 0 | 0 | 0 | 0 | 0 | 0 | 0 | 0 | 0 | 0 | 0 | 0 | 0 | 0 | 0 | 0 | 0 | 0 | 0 | 0 | 0 | 0
SA1 | Hydrogen Turbine | 0 | 0 | 0 | 0 | 0 | 0 | 0 | 0.20389 | 0.012145 | 0.0050071 | 0.023444 | 0.018889 | 0.0016406 | 0.0083376 | 0.056348 | 0.0025654 | 0.0079153 | 0.00072819 | 0.0016142 | 0.015407 | 0.075707 | 0.00014557 | 0.00012503 | 0.00030816 | 6.495e-05
SA1 | Wind | 310570.255 | 11249.0527 | 43781.7231 | 324625.7971 | 22115.4306 | 747881.4914 | 144464.2235 | 117368.0667 | 0.018192 | 0.0093788 | 249103.1777 | 0.0085597 | 189513.1431 | 263540.1906 | 432742.6632 | 126788.1223 | 0.47838 | 96638.3168 | 282990.0364 | 110482.6197 | 78296.8857 | 0.0017056 | 0.0016532 | 71980.1804 | 33640.4062
SA1 | Solar PV | 4.3589 | 0.43783 | 11692.5632 | 42172.4257 | 59432.4352 | 241489.8896 | 6182.676 | 335189.1989 | 6729.4279 | 221950.5082 | 452613.7182 | 289512.7606 | 0.02508 | 251252.6841 | 174711.8799 | 0.054447 | 47275.549 | 0.049313 | 606921.5698 | 2323.9091 | 242220.3122 | 0.00062052 | 0.00073509 | 25369.8585 | 4294.9048
SA1 | Grid Battery | 2.5576 | 0.45135 | 1.0841 | 1.0218 | 2.1336 | 0.0036448 | 2.3706 | 100096.1058 | 125868.1856 | 227275.6651 | 188546.8782 | 136094.2851 | 30415.2138 | 112404.8148 | 0.024474 | 0.057059 | 23598.831 | 0.020356 | 346135.6645 | 0.012343 | 151448.7282 | 0.0057248 | 0.0029025 | 0.0036499 | 0.018503
SA1 | Pumped Hydro | 0 | 0 | 2.2027 | 0.21968 | 0.45957 | 0.43585 | 0.17941 | 0.080329 | 0.0025079 | 0.016701 | 0.057075 | 0.065681 | 0.019067 | 0.086485 | 0.015377 | 0.0072891 | 0.064115 | 0.011371 | 0.054223 | 0.028822 | 0.072419 | 5.4806e-05 | 7.4287e-05 | 9.1041e-05 | 0.00019376
SA1 | VPP | 0 | 0 | 0 | 0 | 0 | 0 | 0 | 0 | 0 | 0 | 0 | 0 | 0 | 0 | 0 | 0 | 0 | 0 | 0 | 0 | 0 | 0 | 0 | 0 | 0
Total excluding storage |  | 310575.1342 | 11249.659 | 55474.32 | 366798.2296 | 81547.8757 | 989371.4089 | 150646.9152 | 452557.4913 | 6729.4737 | 221950.5313 | 701716.943 | 289512.8027 | 189513.1812 | 514792.9006 | 607454.6192 | 126788.1893 | 47276.051 | 96638.413 | 889911.6204 | 112806.557 | 320517.2995 | 0.0033966 | 0.0038205 | 97350.049 | 37935.3124
Region | Technology | 2023-24 | 2024-25 | 2025-26 | 2026-27 | 2027-28 | 2028-29 | 2029-30 | 2030-31 | 2031-32 | 2032-33 | 2033-34 | 2034-35 | 2035-36 | 2036-37 | 2037-38 | 2038-39 | 2039-40 | 2040-41 | 2041-42 | 2042-43 | 2043-44 | 2044-45 | 2045-46 | 2046-47 | 2047-48
TAS1 | Black Coal | 0 | 0 | 0 | 0 | 0 | 0 | 0 | 0 | 0 | 0 | 0 | 0 | 0 | 0 | 0 | 0 | 0 | 0 | 0 | 0 | 0 | 0 | 0 | 0 | 0
TAS1 | Brown Coal | 0 | 0 | 0 | 0 | 0 | 0 | 0 | 0 | 0 | 0 | 0 | 0 | 0 | 0 | 0 | 0 | 0 | 0 | 0 | 0 | 0 | 0 | 0 | 0 | 0
TAS1 | CCGT | 0 | 0.096153 | 0.0038698 | 0.0047448 | 0.0066586 | 0.014591 | 0.0092771 | 0.0019181 | 0.001234 | 0.0013783 | 0.004575 | 0.0015516 | 0.00012154 | 0.00087647 | 0.0079757 | 0.00046785 | 0.0019924 | 0.018357 | 0.0011735 | 0.0014442 | 0.002519 | 7.8523e-06 | 1.2641e-05 | 0.0069579 | 5.5436e-05
TAS1 | Gas - Steam | 0 | 0 | 0 | 0 | 0 | 0 | 0 | 0 | 0 | 0 | 0 | 0 | 0 | 0 | 0 | 0 | 0 | 0 | 0 | 0 | 0 | 0 | 0 | 0 | 0
TAS1 | OCGT / Diesel | 0.40645 | 0.022623 | 0.021747 | 0.024871 | 0.03073 | 0.018198 | 0.013282 | 0.014638 | 0.022328 | 0.023233 | 0.0090038 | 0.014752 | 0.012448 | 0.018997 | 0.014186 | 0.010631 | 0.010967 | 0.023979 | 0.011895 | 0.004695 | 0.010521 | 0.002428 | 0.0035593 | 0.0063447 | 0.00097277
TAS1 | Hydro | 0 | 0 | 0 | 0 | 0 | 0 | 0 | 0 | 0 | 0 | 0 | 0 | 0 | 0 | 0 | 0 | 0 | 0 | 0 | 0 | 0 | 0 | 0 | 0 | 0
TAS1 | Hydrogen Turbine | 0 | 0 | 0 | 0 | 0 | 0 | 0 | 0.16548 | 0.020391 | 0.017406 | 0.0056422 | 0.025011 | 0.0018436 | 0.013748 | 0.203 | 0.0020216 | 0.0034967 | 0.00087245 | 0.00088376 | 0.012497 | 0.068271 | 0.0003175 | 0.00027829 | 482.2373 | 0.00013397
TAS1 | Wind | 338037.8724 | 3.4954 | 171556.7387 | 42631.3851 | 457271.6733 | 126050.8289 | 365466.6673 | 4059.3181 | 263505.2674 | 81918.0125 | 155114.3267 | 315185.0129 | 2743.8579 | 220185.0343 | 364141.2425 | 11158.7834 | 1216.1029 | 72602.4659 | 68326.0087 | 0.066631 | 52043.4458 | 0.0020038 | 0.0079402 | 65108.9856 | 16108.462
TAS1 | Solar PV | 0.72449 | 0.46201 | 0.41496 | 1.5212 | 2383.9845 | 41218.8847 | 47631.2239 | 125207.0075 | 0.0038725 | 1226.6281 | 270825.731 | 239977.4713 | 25416.606 | 69670.2151 | 122334.9425 | 17262.0004 | 57264.2901 | 8186.9483 | 14796.6258 | 78334.8247 | 19824.4857 | 0.00064497 | 0.00085551 | 54554.0138 | 17200.9576
TAS1 | Grid Battery | 1.6092 | 0.32738 | 0.39609 | 0.32216 | 0.63923 | 0.0090687 | 0.4513 | 0.94233 | 2.2368 | 1.065 | 1.4299 | 0.5721 | 0.81375 | 2.3153 | 39.8824 | 18277.2625 | 0.30908 | 0.017642 | 28336.5353 | 36215.7777 | 2759.4971 | 0.01704 | 0.0075751 | 34045.0442 | 20218.7171
TAS1 | Pumped Hydro | 0 | 0 | 4.5091 | 0.86585 | 1.4954 | 12400.1072 | 63602.9958 | 19112.6056 | 13798.5075 | 38643.659 | 32643.671 | 40699.7224 | 16662.7158 | 0.82641 | 6.9541 | 0.042532 | 0.0043441 | 0.0018322 | 0.053064 | 0.031149 | 0.0056619 | 0.00019587 | 7.7787e-05 | 0.01264 | 0.0054977
TAS1 | VPP | 0 | 0 | 0 | 0 | 0 | 0 | 0 | 0 | 0 | 0 | 0 | 0 | 0 | 0 | 0 | 0 | 0 | 0 | 0 | 0 | 0 | 0 | 0 | 0 | 0
Total excluding storage |  | 338039.0033 | 4.0762 | 171557.1793 | 42632.9359 | 459655.6952 | 167269.7464 | 413097.9137 | 129266.5076 | 263505.3152 | 83144.6827 | 425940.0769 | 555162.5255 | 28160.4784 | 289855.2831 | 486476.4102 | 28420.7969 | 58480.4094 | 80789.4575 | 83122.6485 | 78334.91 | 71868.0127 | 0.0054022 | 0.012646 | 120145.25 | 33309.4207

## BaseCase_Fuel Cost
Fuel cost by technology ($000s) - BaseCase, Hydrogen Superpower Scenario
Fuel | Real June 2021 dollars discounted to 1 July 2021
Explicitly modelled generation
Region | Technology | 2023-24 | 2024-25 | 2025-26 | 2026-27 | 2027-28 | 2028-29 | 2029-30 | 2030-31 | 2031-32 | 2032-33 | 2033-34 | 2034-35 | 2035-36 | 2036-37 | 2037-38 | 2038-39 | 2039-40 | 2040-41 | 2041-42 | 2042-43 | 2043-44 | 2044-45 | 2045-46 | 2046-47 | 2047-48
NEM | Black Coal | 1324839.288 | 1217624.016 | 820291.2369 | 616487.1246 | 338308.9211 | 349059.0708 | 145213.1754 | 91745.4757 | 17617.458 | 4.7293 | 3.5336 | 3.2493 | 2.2563 | 1.8554 | 1.5956 | 1.2773 | 1.1252 | 1.2424 | 1.195 | 1.0224 | 0.88832 | 0.7079 | 0.53259 | 0.45223 | 0.4155
NEM | Brown Coal | 178523.109 | 155503.3695 | 60450.4794 | 38261.146 | 37503.6685 | 31990.3476 | 1.0037 | 0.76072 | 0.38185 | 0.36802 | 0.34949 | 0.3355 | 0.29316 | 0.27459 | 0.27911 | 0.25653 | 0.2359 | 0.25919 | 0.24736 | 0.22759 | 0.21658 | 0.17592 | 0.049997 | 0.070534 | 0
NEM | CCGT | 165609.9552 | 173291.9794 | 332626.8899 | 300418.8151 | 258737.2353 | 284913.5944 | 339279.1214 | 322292.7126 | 353310.0966 | 254747.9565 | 300945.3553 | 285643.3192 | 130360.0336 | 105938.2613 | 140067.8879 | 76449.6989 | 49619.1674 | 170683.1996 | 141011.4291 | 131064.5075 | 88908.8343 | 81782.0798 | 32347.3868 | 24666.4558 | 21368.526
NEM | Gas - Steam | 10572.7232 | 14085.7809 | 116400.052 | 60920.224 | 64158.746 | 102269.993 | 68000.874 | 108238.849 | 45006.0705 | 34003.415 | 13912.0886 | 16923.8908 | 7983.001 | 4833.531 | 14415.756 | 7051.615 | 0 | 0 | 0 | 0 | 0 | 0 | 0 | 0 | 0
NEM | OCGT / Diesel | 16423.0751 | 18246.8765 | 105202.4998 | 78631.1241 | 67630.8366 | 124982.9764 | 97214.8757 | 173465.8407 | 83043.9021 | 50438.8415 | 13690.7412 | 36357.8157 | 11477.7169 | 6141.8593 | 13053.275 | 5938.8975 | 11227.1497 | 32831.7792 | 11797.8841 | 15716.7437 | 92869.8134 | 5487.5211 | 2871.7955 | 61343.3647 | 1593.6672
NEM | Hydro | 0 | 0 | 0 | 0 | 0 | 0 | 0 | 0 | 0 | 0 | 0 | 0 | 0 | 0 | 0 | 0 | 0 | 0 | 0 | 0 | 0 | 0 | 0 | 0 | 0
NEM | Hydrogen Turbine | 0 | 0 | 0 | 0 | 0 | 0 | 0 | 1.8061 | 2.1195 | 1.7461 | 2.16 | 2.3155 | 2719.2238 | 15186.7503 | 38166.9395 | 97731.4385 | 108978.2397 | 154980.7947 | 167608.1441 | 176003.9187 | 185269.6334 | 180488.5313 | 209463.3688 | 228679.247 | 232917.1265
NEM | Wind | 0 | 0 | 0 | 0 | 0 | 0 | 0 | 0 | 0 | 0 | 0 | 0 | 0 | 0 | 0 | 0 | 0 | 0 | 0 | 0 | 0 | 0 | 0 | 0 | 0
NEM | Solar PV | 0 | 0 | 0 | 0 | 0 | 0 | 0 | 0 | 0 | 0 | 0 | 0 | 0 | 0 | 0 | 0 | 0 | 0 | 0 | 0 | 0 | 0 | 0 | 0 | 0
NEM | Grid Battery | 0 | 0 | 0 | 0 | 0 | 0 | 0 | 0 | 0 | 0 | 0 | 0 | 0 | 0 | 0 | 0 | 0 | 0 | 0 | 0 | 0 | 0 | 0 | 0 | 0
NEM | Pumped Hydro | 0 | 0 | 0 | 0 | 0 | 0 | 0 | 0 | 0 | 0 | 0 | 0 | 0 | 0 | 0 | 0 | 0 | 0 | 0 | 0 | 0 | 0 | 0 | 0 | 0
NEM | VPP | 0 | 0 | 0 | 0 | 0 | 0 | 0 | 0 | 0 | 0 | 0 | 0 | 0 | 0 | 0 | 0 | 0 | 0 | 0 | 0 | 0 | 0 | 0 | 0 | 0
Total excluding storage |  | 1695968.1505 | 1578752.0223 | 1434971.158 | 1094718.4338 | 766339.4074 | 893215.9822 | 649709.0502 | 695745.4448 | 498980.0286 | 339197.0565 | 328554.2282 | 338930.926 | 152542.5247 | 132102.5318 | 205705.7331 | 187173.1838 | 169825.9178 | 358497.2751 | 320418.8997 | 322786.4199 | 367049.3861 | 267759.016 | 244683.1337 | 314689.5902 | 255879.7353
Region | Technology | 2023-24 | 2024-25 | 2025-26 | 2026-27 | 2027-28 | 2028-29 | 2029-30 | 2030-31 | 2031-32 | 2032-33 | 2033-34 | 2034-35 | 2035-36 | 2036-37 | 2037-38 | 2038-39 | 2039-40 | 2040-41 | 2041-42 | 2042-43 | 2043-44 | 2044-45 | 2045-46 | 2046-47 | 2047-48
NSW1 | Black Coal | 745464.748 | 670731.194 | 483115.9444 | 324556.7844 | 152771.3683 | 189577.4115 | 90720.2164 | 53282.0408 | 17613.3688 | 1.4072 | 0.50961 | 0.48314 | 0.41566 | 0.34174 | 0.36308 | 0.20874 | 0.17227 | 0 | 0 | 0 | 0 | 0 | 0 | 0 | 0
NSW1 | Brown Coal | 0 | 0 | 0 | 0 | 0 | 0 | 0 | 0 | 0 | 0 | 0 | 0 | 0 | 0 | 0 | 0 | 0 | 0 | 0 | 0 | 0 | 0 | 0 | 0 | 0
NSW1 | CCGT | 1405.2511 | 3169.4482 | 62096.3829 | 56894.9971 | 51349.5575 | 53682.2768 | 63968.5558 | 61782.5267 | 68040.5248 | 54001.5813 | 60148.09 | 56378.4064 | 33694.7356 | 39539.8379 | 40944.7536 | 37443.7783 | 20844.0481 | 51755.5585 | 44526.9264 | 41402.9652 | 0.63696 | 0.56989 | 0.54587 | 0.96944 | 0.8851
NSW1 | Gas - Steam | 0 | 0 | 0 | 0 | 0 | 0 | 0 | 0 | 0 | 0 | 0 | 0 | 0 | 0 | 0 | 0 | 0 | 0 | 0 | 0 | 0 | 0 | 0 | 0 | 0
NSW1 | OCGT / Diesel | 234.2111 | 644.4461 | 9233.4463 | 6719.8986 | 1642.9663 | 2620.4977 | 6843.3144 | 18222.035 | 15255.3617 | 10329.7819 | 1270.6977 | 2470.5119 | 0.83742 | 0.82929 | 1957.5442 | 0.82302 | 1921.7717 | 957.1234 | 402.798 | 835.3183 | 18495.5046 | 723.5847 | 0.74168 | 16476.746 | 1.2394
NSW1 | Hydro | 0 | 0 | 0 | 0 | 0 | 0 | 0 | 0 | 0 | 0 | 0 | 0 | 0 | 0 | 0 | 0 | 0 | 0 | 0 | 0 | 0 | 0 | 0 | 0 | 0
NSW1 | Hydrogen Turbine | 0 | 0 | 0 | 0 | 0 | 0 | 0 | 0.69765 | 0.87219 | 0.65382 | 0.82802 | 0.83107 | 0.62459 | 0.72852 | 11696.49 | 11254.466 | 9264.537 | 9483.546 | 6207.64 | 6919.3905 | 9569.068 | 3778.3415 | 6225.8605 | 8360.75 | 6055.451
NSW1 | Wind | 0 | 0 | 0 | 0 | 0 | 0 | 0 | 0 | 0 | 0 | 0 | 0 | 0 | 0 | 0 | 0 | 0 | 0 | 0 | 0 | 0 | 0 | 0 | 0 | 0
NSW1 | Solar PV | 0 | 0 | 0 | 0 | 0 | 0 | 0 | 0 | 0 | 0 | 0 | 0 | 0 | 0 | 0 | 0 | 0 | 0 | 0 | 0 | 0 | 0 | 0 | 0 | 0
NSW1 | Grid Battery | 0 | 0 | 0 | 0 | 0 | 0 | 0 | 0 | 0 | 0 | 0 | 0 | 0 | 0 | 0 | 0 | 0 | 0 | 0 | 0 | 0 | 0 | 0 | 0 | 0
NSW1 | Pumped Hydro | 0 | 0 | 0 | 0 | 0 | 0 | 0 | 0 | 0 | 0 | 0 | 0 | 0 | 0 | 0 | 0 | 0 | 0 | 0 | 0 | 0 | 0 | 0 | 0 | 0
NSW1 | VPP | 0 | 0 | 0 | 0 | 0 | 0 | 0 | 0 | 0 | 0 | 0 | 0 | 0 | 0 | 0 | 0 | 0 | 0 | 0 | 0 | 0 | 0 | 0 | 0 | 0
Total excluding storage |  | 747104.2102 | 674545.0882 | 554445.7735 | 388171.6801 | 205763.8921 | 245880.186 | 161532.0866 | 133287.3001 | 100910.1275 | 64333.4243 | 61420.1254 | 58850.2325 | 33696.6133 | 39541.7374 | 54599.1509 | 48699.276 | 32030.529 | 62196.2279 | 51137.3645 | 49157.674 | 28065.2095 | 4502.4961 | 6227.148 | 24838.4654 | 6057.5755
Region | Technology | 2023-24 | 2024-25 | 2025-26 | 2026-27 | 2027-28 | 2028-29 | 2029-30 | 2030-31 | 2031-32 | 2032-33 | 2033-34 | 2034-35 | 2035-36 | 2036-37 | 2037-38 | 2038-39 | 2039-40 | 2040-41 | 2041-42 | 2042-43 | 2043-44 | 2044-45 | 2045-46 | 2046-47 | 2047-48
QLD1 | Black Coal | 579374.54 | 546892.822 | 337175.2925 | 291930.3402 | 185537.5528 | 159481.6593 | 54492.9589 | 38463.4349 | 4.0893 | 3.3221 | 3.024 | 2.7661 | 1.8406 | 1.5136 | 1.2325 | 1.0686 | 0.95291 | 1.2424 | 1.195 | 1.0224 | 0.88832 | 0.7079 | 0.53259 | 0.45223 | 0.4155
QLD1 | Brown Coal | 0 | 0 | 0 | 0 | 0 | 0 | 0 | 0 | 0 | 0 | 0 | 0 | 0 | 0 | 0 | 0 | 0 | 0 | 0 | 0 | 0 | 0 | 0 | 0 | 0
QLD1 | CCGT | 72831.3721 | 90788.5367 | 167169.7213 | 152250.8521 | 131556.5608 | 133537.119 | 189058.7965 | 169407.5846 | 205948.6403 | 162390.4533 | 170943.7166 | 163701.8193 | 91758.9725 | 63401.1363 | 99121.711 | 39004.5915 | 28773.7681 | 118925.9639 | 96482.5594 | 89659.6688 | 88905.9918 | 81779.601 | 32345.0287 | 24663.0471 | 21365.2471
QLD1 | Gas - Steam | 0 | 0 | 0 | 0 | 0 | 0 | 0 | 0 | 0 | 0 | 0 | 0 | 0 | 0 | 0 | 0 | 0 | 0 | 0 | 0 | 0 | 0 | 0 | 0 | 0
QLD1 | OCGT / Diesel | 7.7142 | 0.93045 | 1787.1169 | 5912.2086 | 3788.4969 | 2120.5303 | 13674.9793 | 25230.364 | 23396.8217 | 9254.7564 | 1172.4682 | 0.6035 | 0.55649 | 0.53508 | 234.9207 | 0.50408 | 2162.524 | 2234.6582 | 112.8749 | 0.78584 | 0.80495 | 0.6893 | 0.6649 | 33836.6818 | 0.96731
QLD1 | Hydro | 0 | 0 | 0 | 0 | 0 | 0 | 0 | 0 | 0 | 0 | 0 | 0 | 0 | 0 | 0 | 0 | 0 | 0 | 0 | 0 | 0 | 0 | 0 | 0 | 0
QLD1 | Hydrogen Turbine | 0 | 0 | 0 | 0 | 0 | 0 | 0 | 0.38809 | 0.49222 | 0.39887 | 0.45067 | 0.39121 | 0.39207 | 0.43207 | 0.72435 | 0.5951 | 0.43243 | 0.45581 | 0.36524 | 0.39437 | 0.45284 | 0.39678 | 0.41718 | 1.0814 | 0.47
QLD1 | Wind | 0 | 0 | 0 | 0 | 0 | 0 | 0 | 0 | 0 | 0 | 0 | 0 | 0 | 0 | 0 | 0 | 0 | 0 | 0 | 0 | 0 | 0 | 0 | 0 | 0
QLD1 | Solar PV | 0 | 0 | 0 | 0 | 0 | 0 | 0 | 0 | 0 | 0 | 0 | 0 | 0 | 0 | 0 | 0 | 0 | 0 | 0 | 0 | 0 | 0 | 0 | 0 | 0
QLD1 | Grid Battery | 0 | 0 | 0 | 0 | 0 | 0 | 0 | 0 | 0 | 0 | 0 | 0 | 0 | 0 | 0 | 0 | 0 | 0 | 0 | 0 | 0 | 0 | 0 | 0 | 0
QLD1 | Pumped Hydro | 0 | 0 | 0 | 0 | 0 | 0 | 0 | 0 | 0 | 0 | 0 | 0 | 0 | 0 | 0 | 0 | 0 | 0 | 0 | 0 | 0 | 0 | 0 | 0 | 0
QLD1 | VPP | 0 | 0 | 0 | 0 | 0 | 0 | 0 | 0 | 0 | 0 | 0 | 0 | 0 | 0 | 0 | 0 | 0 | 0 | 0 | 0 | 0 | 0 | 0 | 0 | 0
Total excluding storage |  | 652213.6263 | 637682.2892 | 506132.1307 | 450093.401 | 320882.6104 | 295139.3085 | 257226.7347 | 233101.7716 | 229350.0435 | 171648.9306 | 172119.6594 | 163705.5801 | 91761.7617 | 63403.6171 | 99358.5885 | 39006.7593 | 30937.6775 | 121162.3204 | 96596.9946 | 89661.8714 | 88908.1379 | 81781.395 | 32346.6434 | 58501.2625 | 21367.0999
Region | Technology | 2023-24 | 2024-25 | 2025-26 | 2026-27 | 2027-28 | 2028-29 | 2029-30 | 2030-31 | 2031-32 | 2032-33 | 2033-34 | 2034-35 | 2035-36 | 2036-37 | 2037-38 | 2038-39 | 2039-40 | 2040-41 | 2041-42 | 2042-43 | 2043-44 | 2044-45 | 2045-46 | 2046-47 | 2047-48
VIC1 | Black Coal | 0 | 0 | 0 | 0 | 0 | 0 | 0 | 0 | 0 | 0 | 0 | 0 | 0 | 0 | 0 | 0 | 0 | 0 | 0 | 0 | 0 | 0 | 0 | 0 | 0
VIC1 | Brown Coal | 178523.109 | 155503.3695 | 60450.4794 | 38261.146 | 37503.6685 | 31990.3476 | 1.0037 | 0.76072 | 0.38185 | 0.36802 | 0.34949 | 0.3355 | 0.29316 | 0.27459 | 0.27911 | 0.25653 | 0.2359 | 0.25919 | 0.24736 | 0.22759 | 0.21658 | 0.17592 | 0.049997 | 0.070534 | 0
VIC1 | CCGT | 0 | 0.59988 | 1.1721 | 1.0957 | 1.0401 | 1.0336 | 0.97084 | 0.9292 | 0.84945 | 0.80957 | 0.77258 | 0.74531 | 0.68099 | 0.6503 | 0.65261 | 0.60056 | 0.62722 | 0.65921 | 0.92534 | 0.86766 | 1.1247 | 0.95244 | 0.90752 | 1.2205 | 1.239
VIC1 | Gas - Steam | 1485.1982 | 1786.6149 | 77623.248 | 40620.276 | 50554.98 | 85894.92 | 58752.988 | 96104.008 | 39723.924 | 31996.2 | 13911.894 | 15224.258 | 7983.001 | 4833.531 | 14415.756 | 7051.615 | 0 | 0 | 0 | 0 | 0 | 0 | 0 | 0 | 0
VIC1 | OCGT / Diesel | 2004.2413 | 1609.3153 | 50207.7201 | 35477.3069 | 39175.9053 | 76400.8093 | 48275.525 | 87763.5766 | 25435.8284 | 25520.9176 | 8634.4712 | 28909.9775 | 10870.7027 | 5542.5548 | 9006.3767 | 5936.1353 | 6443.3254 | 6631.5378 | 7990.7171 | 186.472 | 21789.4091 | 4761.948 | 2869.144 | 11028.2384 | 1589.9687
VIC1 | Hydro | 0 | 0 | 0 | 0 | 0 | 0 | 0 | 0 | 0 | 0 | 0 | 0 | 0 | 0 | 0 | 0 | 0 | 0 | 0 | 0 | 0 | 0 | 0 | 0 | 0
VIC1 | Hydrogen Turbine | 0 | 0 | 0 | 0 | 0 | 0 | 0 | 0 | 0 | 0 | 0 | 0 | 2717.4088 | 15184.66 | 26467.026 | 86474.064 | 99710.776 | 145494.816 | 161398.288 | 169082.048 | 175695.776 | 176708.096 | 203235.424 | 207895.2 | 215201.792
VIC1 | Wind | 0 | 0 | 0 | 0 | 0 | 0 | 0 | 0 | 0 | 0 | 0 | 0 | 0 | 0 | 0 | 0 | 0 | 0 | 0 | 0 | 0 | 0 | 0 | 0 | 0
VIC1 | Solar PV | 0 | 0 | 0 | 0 | 0 | 0 | 0 | 0 | 0 | 0 | 0 | 0 | 0 | 0 | 0 | 0 | 0 | 0 | 0 | 0 | 0 | 0 | 0 | 0 | 0
VIC1 | Grid Battery | 0 | 0 | 0 | 0 | 0 | 0 | 0 | 0 | 0 | 0 | 0 | 0 | 0 | 0 | 0 | 0 | 0 | 0 | 0 | 0 | 0 | 0 | 0 | 0 | 0
VIC1 | Pumped Hydro | 0 | 0 | 0 | 0 | 0 | 0 | 0 | 0 | 0 | 0 | 0 | 0 | 0 | 0 | 0 | 0 | 0 | 0 | 0 | 0 | 0 | 0 | 0 | 0 | 0
VIC1 | VPP | 0 | 0 | 0 | 0 | 0 | 0 | 0 | 0 | 0 | 0 | 0 | 0 | 0 | 0 | 0 | 0 | 0 | 0 | 0 | 0 | 0 | 0 | 0 | 0 | 0
Total excluding storage |  | 182012.5485 | 158899.8996 | 188282.6196 | 114359.8246 | 127235.5939 | 194287.1105 | 107030.4876 | 183869.2745 | 65160.9837 | 57518.2952 | 22547.4873 | 44135.3163 | 21572.0866 | 25561.6707 | 49890.0904 | 99462.6714 | 106154.9645 | 152127.2722 | 169390.1778 | 169269.6153 | 197486.5264 | 181471.1724 | 206105.5255 | 218924.7295 | 216792.9997
Region | Technology | 2023-24 | 2024-25 | 2025-26 | 2026-27 | 2027-28 | 2028-29 | 2029-30 | 2030-31 | 2031-32 | 2032-33 | 2033-34 | 2034-35 | 2035-36 | 2036-37 | 2037-38 | 2038-39 | 2039-40 | 2040-41 | 2041-42 | 2042-43 | 2043-44 | 2044-45 | 2045-46 | 2046-47 | 2047-48
SA1 | Black Coal | 0 | 0 | 0 | 0 | 0 | 0 | 0 | 0 | 0 | 0 | 0 | 0 | 0 | 0 | 0 | 0 | 0 | 0 | 0 | 0 | 0 | 0 | 0 | 0 | 0
SA1 | Brown Coal | 0 | 0 | 0 | 0 | 0 | 0 | 0 | 0 | 0 | 0 | 0 | 0 | 0 | 0 | 0 | 0 | 0 | 0 | 0 | 0 | 0 | 0 | 0 | 0 | 0
SA1 | CCGT | 91373.332 | 79333.0455 | 103359.2676 | 91271.5227 | 75829.719 | 97692.762 | 86250.3727 | 91101.2584 | 79319.684 | 38354.7281 | 69852.3844 | 65561.9634 | 4905.2786 | 2996.2833 | 0.37995 | 0.35624 | 0.35392 | 0.50937 | 0.52656 | 0.52482 | 0.57996 | 0.5045 | 0.47566 | 0.59203 | 0.55971
SA1 | Gas - Steam | 9087.525 | 12299.166 | 38776.804 | 20299.948 | 13603.766 | 16375.073 | 9247.886 | 12134.841 | 5282.1465 | 2007.215 | 0.19464 | 1699.6328 | 0 | 0 | 0 | 0 | 0 | 0 | 0 | 0 | 0 | 0 | 0 | 0 | 0
SA1 | OCGT / Diesel | 14176.4093 | 15991.6832 | 43973.7181 | 30393.9319 | 22901.5737 | 43756.1322 | 28420.4541 | 42249.2731 | 18835.9689 | 4463.6428 | 2612.546 | 4976.1513 | 605.1141 | 597.4385 | 1853.8713 | 0.91798 | 699.0045 | 23007.9129 | 3290.97 | 14693.6561 | 52583.3767 | 0.86156 | 0.82179 | 0.993 | 0.87091
SA1 | Hydro | 0 | 0 | 0 | 0 | 0 | 0 | 0 | 0 | 0 | 0 | 0 | 0 | 0 | 0 | 0 | 0 | 0 | 0 | 0 | 0 | 0 | 0 | 0 | 0 | 0
SA1 | Hydrogen Turbine | 0 | 0 | 0 | 0 | 0 | 0 | 0 | 0.48038 | 0.46671 | 0.40083 | 0.545 | 0.61154 | 0.44982 | 0.50585 | 0.92067 | 0.7017 | 0.84917 | 0.63538 | 0.61388 | 0.76219 | 2.0378 | 0.60258 | 0.54034 | 1.1596 | 0.89855
SA1 | Wind | 0 | 0 | 0 | 0 | 0 | 0 | 0 | 0 | 0 | 0 | 0 | 0 | 0 | 0 | 0 | 0 | 0 | 0 | 0 | 0 | 0 | 0 | 0 | 0 | 0
SA1 | Solar PV | 0 | 0 | 0 | 0 | 0 | 0 | 0 | 0 | 0 | 0 | 0 | 0 | 0 | 0 | 0 | 0 | 0 | 0 | 0 | 0 | 0 | 0 | 0 | 0 | 0
SA1 | Grid Battery | 0 | 0 | 0 | 0 | 0 | 0 | 0 | 0 | 0 | 0 | 0 | 0 | 0 | 0 | 0 | 0 | 0 | 0 | 0 | 0 | 0 | 0 | 0 | 0 | 0
SA1 | Pumped Hydro | 0 | 0 | 0 | 0 | 0 | 0 | 0 | 0 | 0 | 0 | 0 | 0 | 0 | 0 | 0 | 0 | 0 | 0 | 0 | 0 | 0 | 0 | 0 | 0 | 0
SA1 | VPP | 0 | 0 | 0 | 0 | 0 | 0 | 0 | 0 | 0 | 0 | 0 | 0 | 0 | 0 | 0 | 0 | 0 | 0 | 0 | 0 | 0 | 0 | 0 | 0 | 0
Total excluding storage |  | 114637.2663 | 107623.8947 | 186109.7897 | 141965.4026 | 112335.0587 | 157823.9672 | 123918.7128 | 145485.8529 | 103438.2661 | 44825.9867 | 72465.6701 | 72238.3591 | 5510.8425 | 3594.2277 | 1855.1719 | 1.9759 | 700.2076 | 23009.0577 | 3292.1105 | 14694.9431 | 52585.9944 | 1.9686 | 1.8378 | 2.7447 | 2.3292
Region | Technology | 2023-24 | 2024-25 | 2025-26 | 2026-27 | 2027-28 | 2028-29 | 2029-30 | 2030-31 | 2031-32 | 2032-33 | 2033-34 | 2034-35 | 2035-36 | 2036-37 | 2037-38 | 2038-39 | 2039-40 | 2040-41 | 2041-42 | 2042-43 | 2043-44 | 2044-45 | 2045-46 | 2046-47 | 2047-48
TAS1 | Black Coal | 0 | 0 | 0 | 0 | 0 | 0 | 0 | 0 | 0 | 0 | 0 | 0 | 0 | 0 | 0 | 0 | 0 | 0 | 0 | 0 | 0 | 0 | 0 | 0 | 0
TAS1 | Brown Coal | 0 | 0 | 0 | 0 | 0 | 0 | 0 | 0 | 0 | 0 | 0 | 0 | 0 | 0 | 0 | 0 | 0 | 0 | 0 | 0 | 0 | 0 | 0 | 0 | 0
TAS1 | CCGT | 0 | 0.34912 | 0.34607 | 0.34743 | 0.35784 | 0.40305 | 0.42553 | 0.41368 | 0.39804 | 0.38424 | 0.3918 | 0.3848 | 0.3658 | 0.35343 | 0.39079 | 0.37236 | 0.37004 | 0.50862 | 0.49131 | 0.48102 | 0.50089 | 0.45197 | 0.42903 | 0.6267 | 0.59518
TAS1 | Gas - Steam | 0 | 0 | 0 | 0 | 0 | 0 | 0 | 0 | 0 | 0 | 0 | 0 | 0 | 0 | 0 | 0 | 0 | 0 | 0 | 0 | 0 | 0 | 0 | 0 | 0
TAS1 | OCGT / Diesel | 0.49925 | 0.50148 | 0.49845 | 127.7781 | 121.8944 | 85.007 | 0.60292 | 0.59195 | 119.9214 | 869.7429 | 0.55807 | 0.57149 | 0.50623 | 0.50159 | 0.56213 | 0.51711 | 0.5241 | 0.54669 | 0.52402 | 0.51144 | 0.71813 | 0.43747 | 0.42318 | 0.70544 | 0.62088
TAS1 | Hydro | 0 | 0 | 0 | 0 | 0 | 0 | 0 | 0 | 0 | 0 | 0 | 0 | 0 | 0 | 0 | 0 | 0 | 0 | 0 | 0 | 0 | 0 | 0 | 0 | 0
TAS1 | Hydrogen Turbine | 0 | 0 | 0 | 0 | 0 | 0 | 0 | 0.24 | 0.28836 | 0.29261 | 0.3363 | 0.48172 | 0.34848 | 0.42383 | 1.7785 | 1.6117 | 1.6451 | 1.3415 | 1.237 | 1.3236 | 2.2988 | 1.0944 | 1.1268 | 12421.056 | 11658.515
TAS1 | Wind | 0 | 0 | 0 | 0 | 0 | 0 | 0 | 0 | 0 | 0 | 0 | 0 | 0 | 0 | 0 | 0 | 0 | 0 | 0 | 0 | 0 | 0 | 0 | 0 | 0
TAS1 | Solar PV | 0 | 0 | 0 | 0 | 0 | 0 | 0 | 0 | 0 | 0 | 0 | 0 | 0 | 0 | 0 | 0 | 0 | 0 | 0 | 0 | 0 | 0 | 0 | 0 | 0
TAS1 | Grid Battery | 0 | 0 | 0 | 0 | 0 | 0 | 0 | 0 | 0 | 0 | 0 | 0 | 0 | 0 | 0 | 0 | 0 | 0 | 0 | 0 | 0 | 0 | 0 | 0 | 0
TAS1 | Pumped Hydro | 0 | 0 | 0 | 0 | 0 | 0 | 0 | 0 | 0 | 0 | 0 | 0 | 0 | 0 | 0 | 0 | 0 | 0 | 0 | 0 | 0 | 0 | 0 | 0 | 0
TAS1 | VPP | 0 | 0 | 0 | 0 | 0 | 0 | 0 | 0 | 0 | 0 | 0 | 0 | 0 | 0 | 0 | 0 | 0 | 0 | 0 | 0 | 0 | 0 | 0 | 0 | 0
Total excluding storage |  | 0.49925 | 0.8506 | 0.84452 | 128.1255 | 122.2522 | 85.41 | 1.0285 | 1.2456 | 120.6078 | 870.4198 | 1.2862 | 1.438 | 1.2205 | 1.2789 | 2.7314 | 2.5012 | 2.5392 | 2.3968 | 2.2524 | 2.3161 | 3.5178 | 1.9839 | 1.979 | 12422.3881 | 11659.7311

## BaseCase_Build Cost
New generation build cost (CAPEX) by technology ($000s) - BaseCase, Hydrogen Superpower Scenario
CAPEX (Install) | Real June 2021 dollars discounted to 1 July 2021. The total capital costs are annualised for modelling purposes.
Explicitly modelled generation
Region | Technology | 2023-24 | 2024-25 | 2025-26 | 2026-27 | 2027-28 | 2028-29 | 2029-30 | 2030-31 | 2031-32 | 2032-33 | 2033-34 | 2034-35 | 2035-36 | 2036-37 | 2037-38 | 2038-39 | 2039-40 | 2040-41 | 2041-42 | 2042-43 | 2043-44 | 2044-45 | 2045-46 | 2046-47 | 2047-48
NEM | Black Coal | 0 | 0 | 0 | 0 | 0 | 0 | 0 | 0 | 0 | 0 | 0 | 0 | 0 | 0 | 0 | 0 | 0 | 0 | 0 | 0 | 0 | 0 | 0 | 0 | 0
NEM | Brown Coal | 0 | 0 | 0 | 0 | 0 | 0 | 0 | 0 | 0 | 0 | 0 | 0 | 0 | 0 | 0 | 0 | 0 | 0 | 0 | 0 | 0 | 0 | 0 | 0 | 0
NEM | CCGT | 0 | 10.9323 | 4.8871 | 0.073244 | 0.09233 | 0.35201 | 0.12656 | 0.033092 | 0.017543 | 0.0194 | 0.12602 | 0.026544 | 0.0035716 | 0.01988 | 0.52682 | 0.0080068 | 0.1626 | 1.4288 | 0.54015 | 0.10363 | 0.54096 | 0.0018143 | 0.0021051 | 0.79897 | 0.017498
NEM | Gas - Steam | 0 | 0 | 0 | 0 | 0 | 0 | 0 | 0 | 0 | 0 | 0 | 0 | 0 | 0 | 0 | 0 | 0 | 0 | 0 | 0 | 0 | 0 | 0 | 0 | 0
NEM | OCGT / Diesel | 37.2885 | 10.7227 | 6.4641 | 0.62309 | 0.41421 | 0.40233 | 0.27816 | 0.33586 | 0.34776 | 0.3017 | 0.27615 | 0.2832 | 8.6018 | 0.34343 | 22671.2725 | 0.2014 | 0.24027 | 0.47539 | 0.19715 | 0.17174 | 3694.4535 | 31818.4901 | 3537.1286 | 12135.1786 | 0.023927
NEM | Hydro | 0 | 0 | 0 | 0 | 0 | 0 | 0 | 0 | 0 | 0 | 0 | 0 | 0 | 0 | 0 | 0 | 0 | 0 | 0 | 0 | 0 | 0 | 0 | 0 | 0
NEM | Hydrogen Turbine | 0 | 0 | 0 | 0 | 0 | 0 | 0 | 9.3931 | 0.36715 | 0.27572 | 0.31608 | 0.47615 | 229994.699 | 0.33846 | 21648.2681 | 0.46729 | 145676.6631 | 0.15238 | 27154.6629 | 0.31158 | 45389.7158 | 53827.7876 | 0.056227 | 4450.0646 | 0.0069735
NEM | Wind | 18710089.4332 | 2132066.2158 | 12273564.1425 | 7519220.0758 | 13079196.7344 | 7697682.6371 | 9801905.8301 | 745559.012 | 4013743.994 | 2401952.4628 | 6247746.0862 | 10247542.3523 | 2741645.4662 | 5190441.6641 | 9398704.6146 | 2746281.55 | 184756.9448 | 2224602.8047 | 3512055.8152 | 4810948.4695 | 2120568.1105 | 748811.968 | 1462321.55 | 2862900.3245 | 439882.7372
NEM | Solar PV | 50.2814 | 20.7391 | 1652652.9218 | 1179980.3392 | 1339919.8044 | 3037876.576 | 1728152.2555 | 2801488.0916 | 1781655.2595 | 2210391.8287 | 4439409.4492 | 5415189.8995 | 904784.8479 | 1597421.6827 | 2699822.8613 | 70716.4325 | 541910.2872 | 852453.078 | 2876889.8155 | 2171258.6491 | 1857003.1966 | 553564.3323 | 357100.8354 | 806238.5542 | 99704.4001
NEM | Grid Battery | 104.8271 | 87920.4467 | 2083290.3216 | 1183278.6341 | 593777.0869 | 1746127.4985 | 743314.5055 | 2177018.9241 | 1183176.6693 | 2816237.8263 | 2070717.0592 | 1826198.3698 | 1531097.2757 | 397753.6871 | 634548.3963 | 62515.2673 | 183663.8189 | 422129.0242 | 1515115.8802 | 1054410.633 | 905940.093 | 347304.8501 | 25962.4919 | 147716.5244 | 76512.1814
NEM | Pumped Hydro | 0 | 0 | 1683886.6754 | 1551512.3395 | 59828.8575 | 306333.3385 | 448182.4546 | 134680.3141 | 112635.4359 | 352155.143 | 297035.1917 | 369674.6254 | 151074.9495 | 8.9013 | 55.9794 | 0.65745 | 1.4064 | 0.7832 | 1.5609 | 1.2944 | 1.6178 | 0.19248 | 0.064997 | 0.39585 | 0.067268
NEM | VPP | 0 | 0 | 0 | 0 | 0 | 0 | 0 | 0 | 0 | 0 | 0 | 0 | 0 | 0 | 0 | 0 | 0 | 0 | 0 | 0 | 0 | 0 | 0 | 0 | 0
Total excluding storage |  | 18710177.0031 | 2132108.61 | 13926228.4154 | 8699201.1114 | 14419117.0454 | 10735559.9674 | 11530058.4903 | 3547056.8656 | 5795399.986 | 4612344.8883 | 10687156.2536 | 15662733.0377 | 3876433.6186 | 6787864.0485 | 12142847.5433 | 2816998.6591 | 872344.2979 | 3077057.9394 | 6416101.0309 | 6982207.7056 | 4026656.0174 | 1388022.5798 | 1822959.5723 | 3685724.9208 | 539587.1856
Region | Technology | 2023-24 | 2024-25 | 2025-26 | 2026-27 | 2027-28 | 2028-29 | 2029-30 | 2030-31 | 2031-32 | 2032-33 | 2033-34 | 2034-35 | 2035-36 | 2036-37 | 2037-38 | 2038-39 | 2039-40 | 2040-41 | 2041-42 | 2042-43 | 2043-44 | 2044-45 | 2045-46 | 2046-47 | 2047-48
NSW1 | Black Coal | 0 | 0 | 0 | 0 | 0 | 0 | 0 | 0 | 0 | 0 | 0 | 0 | 0 | 0 | 0 | 0 | 0 | 0 | 0 | 0 | 0 | 0 | 0 | 0 | 0
NSW1 | Brown Coal | 0 | 0 | 0 | 0 | 0 | 0 | 0 | 0 | 0 | 0 | 0 | 0 | 0 | 0 | 0 | 0 | 0 | 0 | 0 | 0 | 0 | 0 | 0 | 0 | 0
NSW1 | CCGT | 0 | 2.7281 | 0.64886 | 0.00033751 | 0.00018202 | 0.00048211 | 0.00020355 | 0.00014903 | 0.00012141 | 0.00010567 | 0.00012848 | 0.00014834 | 0.0001546 | 0.00033867 | 0.34807 | 0.00018365 | 0.0001563 | 0.20151 | 0.0010169 | 0.029488 | 0.12435 | 7.8246e-05 | 0.00024403 | 0.21863 | 4.123e-05
NSW1 | Gas - Steam | 0 | 0 | 0 | 0 | 0 | 0 | 0 | 0 | 0 | 0 | 0 | 0 | 0 | 0 | 0 | 0 | 0 | 0 | 0 | 0 | 0 | 0 | 0 | 0 | 0
NSW1 | OCGT / Diesel | 3.6903 | 8.2035 | 0.13971 | 0.0042749 | 0.0071032 | 0.010877 | 0.011098 | 0.0089173 | 0.012499 | 0.011394 | 0.013889 | 0.013386 | 0.013496 | 0.01625 | 22671.0131 | 0.011309 | 0.011455 | 0.011087 | 0.0092321 | 0.0095769 | 3677.3858 | 0.005682 | 3537.0571 | 12134.8394 | 0.0016225
NSW1 | Hydro | 0 | 0 | 0 | 0 | 0 | 0 | 0 | 0 | 0 | 0 | 0 | 0 | 0 | 0 | 0 | 0 | 0 | 0 | 0 | 0 | 0 | 0 | 0 | 0 | 0
NSW1 | Hydrogen Turbine | 0 | 0 | 0 | 0 | 0 | 0 | 0 | 3.3218 | 0.044537 | 0.046761 | 0.028685 | 0.038985 | 0.011535 | 0.052408 | 21645.429 | 0.0079838 | 0.017116 | 0.013633 | 0.0052392 | 0.010471 | 0.033714 | 0.00030418 | 0.00043991 | 0.029628 | 0.00070041
NSW1 | Wind | 6711203.252 | 260408.603 | 1381737.4975 | 2257716.6268 | 5629598.9236 | 572243.9247 | 1097490.644 | 0.45128 | 516009.4266 | 1806615.6786 | 379508.4468 | 391309.0935 | 1.1052 | 347167.662 | 331668.1718 | 314762.5474 | 0.51102 | 894726.0642 | 586759.916 | 84821.5372 | 218780.7376 | 0.051518 | 16556.9267 | 400139.0239 | 0.041969
NSW1 | Solar PV | 8.2004 | 6.4096 | 1187131.9696 | 396686.0391 | 706522.2143 | 792919.3266 | 551838.1052 | 544068.9677 | 569512.4343 | 166382.733 | 169446.1776 | 103063.099 | 0.019848 | 206490.6875 | 997238.2001 | 0.29663 | 0.021085 | 182461.3784 | 4.6611 | 179506.2265 | 149855.0683 | 0.0058078 | 0.01969 | 175326.319 | 0.0035951
NSW1 | Grid Battery | 44.5072 | 71.0114 | 1550150.2197 | 4.3667 | 381270.0952 | 285594.7518 | 67739.0651 | 1446406.9082 | 17.3591 | 654662.1215 | 9.6409 | 0.3962 | 381283.7769 | 0.36481 | 634407.4773 | 0.41453 | 1.1587 | 4.8979 | 8.8728 | 96620.2377 | 6.1593 | 61919.4452 | 25951.2225 | 21173.06 | 1794.5114
NSW1 | Pumped Hydro | 0 | 0 | 858331.6575 | 2.1274 | 59807.548 | 218934.545 | 0.48176 | 0.32942 | 0.10242 | 0.24332 | 0.36214 | 0.35442 | 0.31436 | 0.15402 | 1.0355 | 0.098719 | 0.12911 | 0.26378 | 0.12085 | 0.12685 | 0.10651 | 0.068753 | 0.029543 | 0.18675 | 0.0067655
NSW1 | VPP | 0 | 0 | 0 | 0 | 0 | 0 | 0 | 0 | 0 | 0 | 0 | 0 | 0 | 0 | 0 | 0 | 0 | 0 | 0 | 0 | 0 | 0 | 0 | 0 | 0
Total excluding storage |  | 6711215.1427 | 260425.9442 | 2568870.2557 | 2654402.6705 | 6336121.1451 | 1365163.2627 | 1649328.7605 | 544072.7498 | 1085521.9181 | 1972998.4699 | 548954.6671 | 494372.245 | 1.1502 | 553658.4185 | 1373223.1621 | 314762.8635 | 0.56084 | 1077187.6689 | 586764.5926 | 264327.8132 | 372313.3498 | 0.06339 | 20094.0041 | 587600.4305 | 0.047928
Region | Technology | 2023-24 | 2024-25 | 2025-26 | 2026-27 | 2027-28 | 2028-29 | 2029-30 | 2030-31 | 2031-32 | 2032-33 | 2033-34 | 2034-35 | 2035-36 | 2036-37 | 2037-38 | 2038-39 | 2039-40 | 2040-41 | 2041-42 | 2042-43 | 2043-44 | 2044-45 | 2045-46 | 2046-47 | 2047-48
QLD1 | Black Coal | 0 | 0 | 0 | 0 | 0 | 0 | 0 | 0 | 0 | 0 | 0 | 0 | 0 | 0 | 0 | 0 | 0 | 0 | 0 | 0 | 0 | 0 | 0 | 0 | 0
QLD1 | Brown Coal | 0 | 0 | 0 | 0 | 0 | 0 | 0 | 0 | 0 | 0 | 0 | 0 | 0 | 0 | 0 | 0 | 0 | 0 | 0 | 0 | 0 | 0 | 0 | 0 | 0
QLD1 | CCGT | 0 | 2.1805 | 1.6497 | 0.0057303 | 0.0011323 | 0.056484 | 0.00037334 | 0.00027033 | 0.00025777 | 0.00026425 | 0.00088322 | 0.0018597 | 0.0007764 | 0.0008898 | 0.0045862 | 0.00031917 | 0.00025387 | 0.59846 | 0.0013967 | 0.017857 | 0.020632 | 0.0014914 | 0.0015844 | 0.30473 | 4.023e-05
QLD1 | Gas - Steam | 0 | 0 | 0 | 0 | 0 | 0 | 0 | 0 | 0 | 0 | 0 | 0 | 0 | 0 | 0 | 0 | 0 | 0 | 0 | 0 | 0 | 0 | 0 | 0 | 0
QLD1 | OCGT / Diesel | 3.7458 | 0.1763 | 5.8321 | 0.014768 | 0.014932 | 0.030281 | 0.011608 | 0.010124 | 0.012189 | 0.012648 | 0.012791 | 0.01275 | 0.010184 | 0.012908 | 0.01082 | 0.010052 | 0.0099751 | 0.069783 | 0.016646 | 0.032656 | 0.040814 | 0.014235 | 0.029289 | 0.24311 | 0.00234
QLD1 | Hydro | 0 | 0 | 0 | 0 | 0 | 0 | 0 | 0 | 0 | 0 | 0 | 0 | 0 | 0 | 0 | 0 | 0 | 0 | 0 | 0 | 0 | 0 | 0 | 0 | 0
QLD1 | Hydrogen Turbine | 0 | 0 | 0 | 0 | 0 | 0 | 0 | 2.5529 | 0.013519 | 0.01666 | 0.011748 | 0.022326 | 0.014354 | 0.035983 | 0.33126 | 0.0074178 | 0.010383 | 0.010896 | 0.0094347 | 0.039653 | 0.070437 | 0.011035 | 0.035197 | 0.19464 | 0.0003979
QLD1 | Wind | 6588708.9564 | 188432.2648 | 4652907.7745 | 2111613.5874 | 2906948.3621 | 740269.2168 | 4555154.3399 | 1.4808 | 1637511.7106 | 174.9974 | 2734861.3656 | 7587332.1304 | 1590131.5631 | 1715370.3388 | 3249763.2577 | 482176.6049 | 0.017534 | 5.6697 | 639952.8342 | 3454476.3437 | 603413.9339 | 748811.8846 | 1445764.3737 | 1381456.4847 | 0.0065564
QLD1 | Solar PV | 10.0716 | 3.4552 | 68237.2207 | 287.0855 | 298964.5678 | 1223852.8697 | 526759.6642 | 331708.583 | 1192946.9883 | 1054963.1986 | 1573501.2552 | 2697084.2767 | 186838.339 | 424733.7238 | 675441.444 | 0.020733 | 0.010507 | 636668.9822 | 608306.629 | 1668108.792 | 484055.4564 | 553564.3164 | 357100.781 | 323619.9184 | 0.0035458
QLD1 | Grid Battery | 13.7446 | 4.374 | 361856.5079 | 41.9868 | 52.025 | 1460531.7854 | 0.13954 | 289868.8954 | 698938.9055 | 1128824.3365 | 1250936.3469 | 994365.4995 | 368173.731 | 0.095064 | 0.067882 | 0.24333 | 9502.5518 | 422123.985 | 185979.9947 | 841369.2988 | 230525.6845 | 285385.1448 | 7.7197 | 19434.2689 | 0.0093024
QLD1 | Pumped Hydro | 0 | 0 | 825308.3055 | 825993.4792 | 0.17341 | 4.7338 | 0.11921 | 0.055223 | 0.041735 | 0.17458 | 0.61687 | 0.92035 | 0.18082 | 0.061264 | 0.16171 | 0.047965 | 0.035117 | 0.24231 | 0.088518 | 0.27694 | 0.11436 | 0.098307 | 0.017362 | 0.085664 | 0.00035474
QLD1 | VPP | 0 | 0 | 0 | 0 | 0 | 0 | 0 | 0 | 0 | 0 | 0 | 0 | 0 | 0 | 0 | 0 | 0 | 0 | 0 | 0 | 0 | 0 | 0 | 0 | 0
Total excluding storage |  | 6588722.7738 | 188438.0767 | 4721152.477 | 2111900.6934 | 3205912.946 | 1964122.1733 | 5081914.0161 | 331712.6271 | 2830458.7248 | 1055138.2256 | 4308362.6462 | 10284416.444 | 1776969.9274 | 2140104.1123 | 3925205.0483 | 482176.6434 | 0.048653 | 636675.331 | 1248259.4907 | 5122585.2259 | 1087469.5222 | 1302376.2277 | 1802865.2208 | 1705077.1456 | 0.01288
Region | Technology | 2023-24 | 2024-25 | 2025-26 | 2026-27 | 2027-28 | 2028-29 | 2029-30 | 2030-31 | 2031-32 | 2032-33 | 2033-34 | 2034-35 | 2035-36 | 2036-37 | 2037-38 | 2038-39 | 2039-40 | 2040-41 | 2041-42 | 2042-43 | 2043-44 | 2044-45 | 2045-46 | 2046-47 | 2047-48
VIC1 | Black Coal | 0 | 0 | 0 | 0 | 0 | 0 | 0 | 0 | 0 | 0 | 0 | 0 | 0 | 0 | 0 | 0 | 0 | 0 | 0 | 0 | 0 | 0 | 0 | 0 | 0
VIC1 | Brown Coal | 0 | 0 | 0 | 0 | 0 | 0 | 0 | 0 | 0 | 0 | 0 | 0 | 0 | 0 | 0 | 0 | 0 | 0 | 0 | 0 | 0 | 0 | 0 | 0 | 0
VIC1 | CCGT | 0 | 2.521 | 2.2445 | 0.0027397 | 0.00090057 | 0.00032797 | 0.00011451 | 0 | 0 | 0 | 0 | 9.6751e-05 | 0.0001034 | 5.9304e-05 | 0.0001057 | 0.00012511 | 0.10726 | 0.076015 | 0.45306 | 0.00019469 | 0.29616 | 9.0479e-05 | 4.0284e-05 | 0.12337 | 0.016326
VIC1 | Gas - Steam | 0 | 0 | 0 | 0 | 0 | 0 | 0 | 0 | 0 | 0 | 0 | 0 | 0 | 0 | 0 | 0 | 0 | 0 | 0 | 0 | 0 | 0 | 0 | 0 | 0
VIC1 | OCGT / Diesel | 21.9589 | 2.125 | 0.19792 | 0.33824 | 0.046908 | 0.030923 | 0.013519 | 0.011658 | 0.0087012 | 0.011789 | 0.018831 | 0.01102 | 8.3817 | 0.01643 | 0.0089569 | 0.01036 | 0.017056 | 0.011883 | 0.013611 | 0.008947 | 16.766 | 31818.4436 | 0.0032381 | 0.0030635 | 0.0020041
VIC1 | Hydro | 0 | 0 | 0 | 0 | 0 | 0 | 0 | 0 | 0 | 0 | 0 | 0 | 0 | 0 | 0 | 0 | 0 | 0 | 0 | 0 | 0 | 0 | 0 | 0 | 0
VIC1 | Hydrogen Turbine | 0 | 0 | 0 | 0 | 0 | 0 | 0 | 0 | 0.0001442 | 0.00010554 | 0.00014115 | 0.00026737 | 229994.6402 | 0.0424 | 0.072679 | 0.40883 | 145676.5288 | 0.11289 | 27154.6249 | 0.0016989 | 45388.2727 | 53827.772 | 0.016862 | 0.01271 | 0.004042
VIC1 | Wind | 1104064.3272 | 1610958.5433 | 4789955.0057 | 875632.3226 | 1309163.1379 | 971300.0846 | 672747.6337 | 0.18814 | 0.17809 | 0.093387 | 641569.8977 | 0.45611 | 0.060649 | 0.45047 | 874024.7618 | 1118927.1508 | 176500.0521 | 276439.0219 | 104467.6009 | 588797.6496 | 477877.5744 | 0.014932 | 0.21756 | 236424.0353 | 128479.5612
VIC1 | Solar PV | 9.7695 | 7.0472 | 356418.3655 | 631374.443 | 117164.5092 | 143439.9413 | 433033.2639 | 429217.6231 | 0.015111 | 322648.3075 | 254224.6984 | 849409.7034 | 612816.3921 | 0.44326 | 35567.8953 | 0.026497 | 166371.5201 | 0.11584 | 175391.8285 | 0.045043 | 300331.5493 | 0.0046796 | 0.028193 | 2277.0299 | 15514.8295
VIC1 | Grid Battery | 21.7976 | 87840.7362 | 171275.8323 | 1183225.5364 | 212441.5786 | 0.90036 | 675562.8245 | 35086.8179 | 0.18739 | 175951.2439 | 118664.9322 | 332768.5374 | 672448.9212 | 0.26298 | 0.19948 | 0.21486 | 94900.9165 | 0.012448 | 109653.147 | 0.045949 | 189175.2224 | 0.18878 | 3.5175 | 4667.6328 | 14918.979
VIC1 | Pumped Hydro | 0 | 0 | 172.0973 | 725505.9045 | 1.909 | 0.12959 | 0.035832 | 0.065572 | 0.028431 | 0.057493 | 0.06866 | 0.099061 | 0.10337 | 0.087962 | 0.083674 | 0.060756 | 0.088164 | 0.039654 | 0.067463 | 0.060053 | 0.075625 | 0.022935 | 0.016116 | 0.024475 | 0.014677
VIC1 | VPP | 0 | 0 | 0 | 0 | 0 | 0 | 0 | 0 | 0 | 0 | 0 | 0 | 0 | 0 | 0 | 0 | 0 | 0 | 0 | 0 | 0 | 0 | 0 | 0 | 0
Total excluding storage |  | 1104096.0557 | 1610970.2364 | 5146375.8137 | 1507007.1065 | 1426327.6948 | 1114740.0571 | 1105780.9112 | 429217.8229 | 0.20204 | 322648.4128 | 895794.6151 | 849410.1709 | 842819.4748 | 0.95262 | 909592.7389 | 1118927.5966 | 488548.2253 | 276439.3385 | 307014.521 | 588797.7055 | 823614.4584 | 85646.2352 | 0.26589 | 238701.2043 | 143994.4131
Region | Technology | 2023-24 | 2024-25 | 2025-26 | 2026-27 | 2027-28 | 2028-29 | 2029-30 | 2030-31 | 2031-32 | 2032-33 | 2033-34 | 2034-35 | 2035-36 | 2036-37 | 2037-38 | 2038-39 | 2039-40 | 2040-41 | 2041-42 | 2042-43 | 2043-44 | 2044-45 | 2045-46 | 2046-47 | 2047-48
SA1 | Black Coal | 0 | 0 | 0 | 0 | 0 | 0 | 0 | 0 | 0 | 0 | 0 | 0 | 0 | 0 | 0 | 0 | 0 | 0 | 0 | 0 | 0 | 0 | 0 | 0 | 0
SA1 | Brown Coal | 0 | 0 | 0 | 0 | 0 | 0 | 0 | 0 | 0 | 0 | 0 | 0 | 0 | 0 | 0 | 0 | 0 | 0 | 0 | 0 | 0 | 0 | 0 | 0 | 0
SA1 | CCGT | 0 | 2.2132 | 0.29222 | 0.0010472 | 0.0013032 | 0.10053 | 0.0026091 | 0.0072287 | 0.00083048 | 0.00081691 | 0.064691 | 0.0040169 | 0.000941 | 0.0071011 | 0.069668 | 0.0012688 | 0.028948 | 0.31392 | 0.069435 | 0.037365 | 0.067211 | 5.2735e-05 | 7.3372e-05 | 0.062691 | 0.00037911
SA1 | Gas - Steam | 0 | 0 | 0 | 0 | 0 | 0 | 0 | 0 | 0 | 0 | 0 | 0 | 0 | 0 | 0 | 0 | 0 | 0 | 0 | 0 | 0 | 0 | 0 | 0 | 0
SA1 | OCGT / Diesel | 4.4215 | 0.025616 | 0.1095 | 0.057025 | 0.084726 | 0.17432 | 0.12819 | 0.18078 | 0.12688 | 0.071817 | 0.15529 | 0.12109 | 0.092984 | 0.14051 | 0.12047 | 0.081496 | 0.11104 | 0.18355 | 0.059804 | 0.081212 | 0.17269 | 0.0074539 | 0.010239 | 0.040125 | 0.010084
SA1 | Hydro | 0 | 0 | 0 | 0 | 0 | 0 | 0 | 0 | 0 | 0 | 0 | 0 | 0 | 0 | 0 | 0 | 0 | 0 | 0 | 0 | 0 | 0 | 0 | 0 | 0
SA1 | Hydrogen Turbine | 0 | 0 | 0 | 0 | 0 | 0 | 0 | 1.9453 | 0.11559 | 0.04754 | 0.22222 | 0.17876 | 0.0155 | 0.07858 | 0.53063 | 0.024118 | 0.074171 | 0.0068179 | 0.015088 | 0.14366 | 0.70532 | 0.0013529 | 0.0011591 | 0.0028542 | 0.00060008
SA1 | Wind | 1936773.8174 | 72243.8865 | 266569.3846 | 1983279.9396 | 137931.3605 | 4551632.0818 | 886399.0612 | 715776.6769 | 0.11129 | 0.058686 | 1512443.7062 | 0.054155 | 1131851.5232 | 1567006.4876 | 2687164.8786 | 754362.0638 | 2.7774 | 568734.0061 | 1727976.7629 | 682852.682 | 479640.0291 | 0.010755 | 0.010228 | 424544.9174 | 208165.4385
SA1 | Solar PV | 18.7442 | 1.7645 | 40863.6262 | 151626.8371 | 208665.1615 | 734475.4721 | 17952.2841 | 970662.9517 | 19195.8048 | 661202.8006 | 1304501.6059 | 769848.9248 | 0.076151 | 678942.5944 | 488798.2957 | 0.17319 | 141705.3129 | 0.15522 | 2033157.141 | 6876.5173 | 842857.7124 | 0.0025217 | 0.0028389 | 87296.1306 | 15769.7351
SA1 | Grid Battery | 15.1933 | 2.5046 | 5.6815 | 5.1233 | 10.2858 | 0.017402 | 10.4735 | 405652.3675 | 484211.3536 | 856796.0354 | 701100.632 | 499061.7715 | 109187.9095 | 397744.5528 | 0.087492 | 0.19884 | 79258.1099 | 0.068984 | 1126924.9183 | 0.040067 | 477503.9259 | 0.01787 | 0.0088979 | 0.010988 | 0.054282
SA1 | Pumped Hydro | 0 | 0 | 38.8161 | 4.0037 | 7.5632 | 7.2589 | 3.4957 | 1.6527 | 0.04686 | 0.3133 | 1.0528 | 1.1309 | 0.37256 | 1.7413 | 0.30899 | 0.11821 | 1.1201 | 0.22318 | 0.8728 | 0.58947 | 1.2775 | 0.00096002 | 0.0013656 | 0.0018414 | 0.003284
SA1 | VPP | 0 | 0 | 0 | 0 | 0 | 0 | 0 | 0 | 0 | 0 | 0 | 0 | 0 | 0 | 0 | 0 | 0 | 0 | 0 | 0 | 0 | 0 | 0 | 0 | 0
Total excluding storage |  | 1936796.9831 | 72247.8899 | 307433.4125 | 2134906.8347 | 346596.608 | 5286107.8287 | 904351.4761 | 1686441.7618 | 19196.1594 | 661202.9795 | 2816945.7542 | 769849.2828 | 1131851.7087 | 2245949.3082 | 3175963.895 | 754362.3438 | 141708.3045 | 568734.6656 | 3761134.0482 | 689729.4616 | 1322498.6867 | 0.022136 | 0.024538 | 511841.1537 | 223935.1846
Region | Technology | 2023-24 | 2024-25 | 2025-26 | 2026-27 | 2027-28 | 2028-29 | 2029-30 | 2030-31 | 2031-32 | 2032-33 | 2033-34 | 2034-35 | 2035-36 | 2036-37 | 2037-38 | 2038-39 | 2039-40 | 2040-41 | 2041-42 | 2042-43 | 2043-44 | 2044-45 | 2045-46 | 2046-47 | 2047-48
TAS1 | Black Coal | 0 | 0 | 0 | 0 | 0 | 0 | 0 | 0 | 0 | 0 | 0 | 0 | 0 | 0 | 0 | 0 | 0 | 0 | 0 | 0 | 0 | 0 | 0 | 0 | 0
TAS1 | Brown Coal | 0 | 0 | 0 | 0 | 0 | 0 | 0 | 0 | 0 | 0 | 0 | 0 | 0 | 0 | 0 | 0 | 0 | 0 | 0 | 0 | 0 | 0 | 0 | 0 | 0
TAS1 | CCGT | 0 | 1.2895 | 0.051813 | 0.06339 | 0.088812 | 0.19419 | 0.12326 | 0.025444 | 0.016333 | 0.018213 | 0.060318 | 0.020423 | 0.0015962 | 0.011491 | 0.1044 | 0.0061101 | 0.025977 | 0.23894 | 0.01524 | 0.018724 | 0.032603 | 0.0001014 | 0.00016297 | 0.089547 | 0.00071183
TAS1 | Gas - Steam | 0 | 0 | 0 | 0 | 0 | 0 | 0 | 0 | 0 | 0 | 0 | 0 | 0 | 0 | 0 | 0 | 0 | 0 | 0 | 0 | 0 | 0 | 0 | 0 | 0
TAS1 | OCGT / Diesel | 3.4719 | 0.19238 | 0.18481 | 0.20879 | 0.26054 | 0.15594 | 0.11375 | 0.12438 | 0.18748 | 0.19405 | 0.075345 | 0.12495 | 0.1035 | 0.15733 | 0.1191 | 0.088181 | 0.090742 | 0.19908 | 0.097859 | 0.039347 | 0.088204 | 0.019157 | 0.028789 | 0.052945 | 0.0078764
TAS1 | Hydro | 0 | 0 | 0 | 0 | 0 | 0 | 0 | 0 | 0 | 0 | 0 | 0 | 0 | 0 | 0 | 0 | 0 | 0 | 0 | 0 | 0 | 0 | 0 | 0 | 0
TAS1 | Hydrogen Turbine | 0 | 0 | 0 | 0 | 0 | 0 | 0 | 1.5731 | 0.19336 | 0.16466 | 0.053285 | 0.23582 | 0.017354 | 0.12909 | 1.9046 | 0.018936 | 0.032644 | 0.0081383 | 0.0082301 | 0.11609 | 0.63366 | 0.0029395 | 0.0025701 | 4449.8247 | 0.0012331
TAS1 | Wind | 2369339.0801 | 22.9182 | 1182394.4802 | 290977.5995 | 3095554.9504 | 862237.3292 | 2590114.1512 | 29780.215 | 1860222.5675 | 595161.6346 | 979362.6698 | 2268900.6181 | 19661.2141 | 1560896.7252 | 2256083.5447 | 76053.1832 | 8253.5868 | 484698.0428 | 452898.7013 | 0.25703 | 340855.8355 | 0.0062481 | 0.021849 | 420335.8632 | 103237.6889
TAS1 | Solar PV | 3.4957 | 2.0627 | 1.7398 | 5.9346 | 8603.3516 | 143188.9663 | 198568.9381 | 525829.9661 | 0.017047 | 5194.789 | 1137735.7122 | 995783.8957 | 105130.0208 | 287254.2338 | 502777.0261 | 70715.9155 | 233833.4225 | 33322.4464 | 60029.5559 | 316767.0682 | 79903.4102 | 0.0028154 | 0.0036326 | 217719.1562 | 68419.8284
TAS1 | Grid Battery | 9.5844 | 1.8206 | 2.0803 | 1.6209 | 3.1023 | 0.043596 | 2.0029 | 3.9351 | 8.8637 | 4.0889 | 5.5072 | 2.1652 | 2.9371 | 8.4115 | 140.5641 | 62514.1957 | 1.0821 | 0.059871 | 92548.9474 | 116421.0105 | 8729.1009 | 0.053407 | 0.023313 | 102441.5517 | 59798.6274
TAS1 | Pumped Hydro | 0 | 0 | 35.799 | 6.8247 | 11.664 | 87386.6712 | 448178.3222 | 134678.2112 | 112635.2165 | 352154.3543 | 297033.0912 | 369672.1206 | 151073.9784 | 6.8568 | 54.3895 | 0.3318 | 0.033913 | 0.014281 | 0.4113 | 0.24109 | 0.043786 | 0.0015264 | 0.00061026 | 0.097127 | 0.042187
TAS1 | VPP | 0 | 0 | 0 | 0 | 0 | 0 | 0 | 0 | 0 | 0 | 0 | 0 | 0 | 0 | 0 | 0 | 0 | 0 | 0 | 0 | 0 | 0 | 0 | 0 | 0
Total excluding storage |  | 2369346.0478 | 26.4628 | 1182396.4566 | 290983.8062 | 3104158.6514 | 1005426.6456 | 2788683.3264 | 555611.904 | 1860222.9817 | 600356.8005 | 2117098.5709 | 3264684.895 | 124791.3573 | 1848151.2569 | 2758862.6989 | 146769.2119 | 242087.1587 | 518020.9353 | 512928.3785 | 316767.4994 | 420760.0002 | 0.031262 | 0.057004 | 642504.9867 | 171657.5271

## BaseCase_REHAB Cost
Rehabilition cost by technology ($000s) - BaseCase, Hydrogen Superpower Scenario
REHAB | Real June 2021 dollars discounted to 1 July 2021
Explicitly modelled generation
Region | Technology | 2023-24 | 2024-25 | 2025-26 | 2026-27 | 2027-28 | 2028-29 | 2029-30 | 2030-31 | 2031-32 | 2032-33 | 2033-34 | 2034-35 | 2035-36 | 2036-37 | 2037-38 | 2038-39 | 2039-40 | 2040-41 | 2041-42 | 2042-43 | 2043-44 | 2044-45 | 2045-46 | 2046-47 | 2047-48
NEM | Black Coal | 0 | 0 | 183979.2737 | 35390.4011 | 142208.8875 | 21258.5524 | 127802.7492 | 40978.374 | 63456.0128 | 7929.2849 | 0.032278 | 0.012633 | 0.0098272 | 0.0033672 | 0.00027023 | 0.024471 | 0.0055411 | 0.00050583 | 0.0012437 | 0.0005107 | 0.00033924 | 0.00020806 | 9.4727e-05 | 2.0666e-05 | 0.00032538
NEM | Brown Coal | 0 | 0 | 180840.191 | 42256.154 | 3.9672 | 5402.0572 | 73795.8733 | 0.34036 | 0.68267 | 0.00186 | 0.00074422 | 0.00017919 | 0.00075492 | 0.0042562 | 5.3962e-05 | 0.0014654 | 0.00027556 | 0.00085526 | 0.00010253 | 0.00032645 | 1.4327e-05 | 0.00025749 | 5.3066e-05 | 8.7822e-07 | 0
NEM | CCGT | 0 | 0 | 0 | 0 | 0 | 0 | 0 | 0 | 0 | 0 | 0 | 0 | 0 | 0 | 0 | 0 | 0 | 0 | 0 | 0 | 0 | 0 | 0 | 0 | 0
NEM | Gas - Steam | 0 | 0 | 0 | 0 | 0 | 0 | 0 | 0 | 0 | 0 | 0 | 0 | 0 | 0 | 0 | 0 | 0 | 0 | 0 | 0 | 0 | 0 | 0 | 0 | 0
NEM | OCGT / Diesel | 0 | 0 | 0 | 0 | 0 | 0 | 0 | 0 | 0 | 0 | 0 | 0 | 0 | 0 | 0 | 0 | 0 | 0 | 0 | 0 | 0 | 0 | 0 | 0 | 0
NEM | Hydro | 0 | 0 | 0 | 0 | 0 | 0 | 0 | 0 | 0 | 0 | 0 | 0 | 0 | 0 | 0 | 0 | 0 | 0 | 0 | 0 | 0 | 0 | 0 | 0 | 0
NEM | Hydrogen Turbine | 0 | 0 | 0 | 0 | 0 | 0 | 0 | 0 | 0 | 0 | 0 | 0 | 0 | 0 | 0 | 0 | 0 | 0 | 0 | 0 | 0 | 0 | 0 | 0 | 0
NEM | Wind | 0 | 0 | 0 | 0 | 0 | 0 | 0 | 0 | 0 | 0 | 0 | 0 | 0 | 0 | 0 | 0 | 0 | 0 | 0 | 0 | 0 | 0 | 0 | 0 | 0
NEM | Solar PV | 0 | 0 | 0 | 0 | 0 | 0 | 0 | 0 | 0 | 0 | 0 | 0 | 0 | 0 | 0 | 0 | 0 | 0 | 0 | 0 | 0 | 0 | 0 | 0 | 0
NEM | Grid Battery | 0 | 0 | 0 | 0 | 0 | 0 | 0 | 0 | 0 | 0 | 0 | 0 | 0 | 0 | 0 | 0 | 0 | 0 | 0 | 0 | 0 | 0 | 0 | 0 | 0
NEM | Pumped Hydro | 0 | 0 | 0 | 0 | 0 | 0 | 0 | 0 | 0 | 0 | 0 | 0 | 0 | 0 | 0 | 0 | 0 | 0 | 0 | 0 | 0 | 0 | 0 | 0 | 0
NEM | VPP | 0 | 0 | 0 | 0 | 0 | 0 | 0 | 0 | 0 | 0 | 0 | 0 | 0 | 0 | 0 | 0 | 0 | 0 | 0 | 0 | 0 | 0 | 0 | 0 | 0
Total excluding storage |  | 0 | 0 | 364819.4647 | 77646.5551 | 142212.8547 | 26660.6096 | 201598.6225 | 40978.7144 | 63456.6954 | 7929.2868 | 0.033023 | 0.012812 | 0.010582 | 0.0076234 | 0.00032419 | 0.025937 | 0.0058167 | 0.0013611 | 0.0013462 | 0.00083715 | 0.00035356 | 0.00046555 | 0.00014779 | 2.1545e-05 | 0.00032538
Region | Technology | 2023-24 | 2024-25 | 2025-26 | 2026-27 | 2027-28 | 2028-29 | 2029-30 | 2030-31 | 2031-32 | 2032-33 | 2033-34 | 2034-35 | 2035-36 | 2036-37 | 2037-38 | 2038-39 | 2039-40 | 2040-41 | 2041-42 | 2042-43 | 2043-44 | 2044-45 | 2045-46 | 2046-47 | 2047-48
NSW1 | Black Coal | 0 | 0 | 1545.2374 | 21909.6895 | 80097.8842 | 0.0046757 | 13668.3681 | 21616.3513 | 9221.9262 | 7929.0437 | 0.0006688 | 8.577e-05 | 0.00099937 | 6.1468e-05 | 7.6769e-06 | 0.020858 | 0.00039033 | 0 | 0 | 0 | 0 | 0 | 0 | 0 | 0
NSW1 | Brown Coal | 0 | 0 | 0 | 0 | 0 | 0 | 0 | 0 | 0 | 0 | 0 | 0 | 0 | 0 | 0 | 0 | 0 | 0 | 0 | 0 | 0 | 0 | 0 | 0 | 0
NSW1 | CCGT | 0 | 0 | 0 | 0 | 0 | 0 | 0 | 0 | 0 | 0 | 0 | 0 | 0 | 0 | 0 | 0 | 0 | 0 | 0 | 0 | 0 | 0 | 0 | 0 | 0
NSW1 | Gas - Steam | 0 | 0 | 0 | 0 | 0 | 0 | 0 | 0 | 0 | 0 | 0 | 0 | 0 | 0 | 0 | 0 | 0 | 0 | 0 | 0 | 0 | 0 | 0 | 0 | 0
NSW1 | OCGT / Diesel | 0 | 0 | 0 | 0 | 0 | 0 | 0 | 0 | 0 | 0 | 0 | 0 | 0 | 0 | 0 | 0 | 0 | 0 | 0 | 0 | 0 | 0 | 0 | 0 | 0
NSW1 | Hydro | 0 | 0 | 0 | 0 | 0 | 0 | 0 | 0 | 0 | 0 | 0 | 0 | 0 | 0 | 0 | 0 | 0 | 0 | 0 | 0 | 0 | 0 | 0 | 0 | 0
NSW1 | Hydrogen Turbine | 0 | 0 | 0 | 0 | 0 | 0 | 0 | 0 | 0 | 0 | 0 | 0 | 0 | 0 | 0 | 0 | 0 | 0 | 0 | 0 | 0 | 0 | 0 | 0 | 0
NSW1 | Wind | 0 | 0 | 0 | 0 | 0 | 0 | 0 | 0 | 0 | 0 | 0 | 0 | 0 | 0 | 0 | 0 | 0 | 0 | 0 | 0 | 0 | 0 | 0 | 0 | 0
NSW1 | Solar PV | 0 | 0 | 0 | 0 | 0 | 0 | 0 | 0 | 0 | 0 | 0 | 0 | 0 | 0 | 0 | 0 | 0 | 0 | 0 | 0 | 0 | 0 | 0 | 0 | 0
NSW1 | Grid Battery | 0 | 0 | 0 | 0 | 0 | 0 | 0 | 0 | 0 | 0 | 0 | 0 | 0 | 0 | 0 | 0 | 0 | 0 | 0 | 0 | 0 | 0 | 0 | 0 | 0
NSW1 | Pumped Hydro | 0 | 0 | 0 | 0 | 0 | 0 | 0 | 0 | 0 | 0 | 0 | 0 | 0 | 0 | 0 | 0 | 0 | 0 | 0 | 0 | 0 | 0 | 0 | 0 | 0
NSW1 | VPP | 0 | 0 | 0 | 0 | 0 | 0 | 0 | 0 | 0 | 0 | 0 | 0 | 0 | 0 | 0 | 0 | 0 | 0 | 0 | 0 | 0 | 0 | 0 | 0 | 0
Total excluding storage |  | 0 | 0 | 1545.2374 | 21909.6895 | 80097.8842 | 0.0046757 | 13668.3681 | 21616.3513 | 9221.9262 | 7929.0437 | 0.0006688 | 8.577e-05 | 0.00099937 | 6.1468e-05 | 7.6769e-06 | 0.020858 | 0.00039033 | 0 | 0 | 0 | 0 | 0 | 0 | 0 | 0
Region | Technology | 2023-24 | 2024-25 | 2025-26 | 2026-27 | 2027-28 | 2028-29 | 2029-30 | 2030-31 | 2031-32 | 2032-33 | 2033-34 | 2034-35 | 2035-36 | 2036-37 | 2037-38 | 2038-39 | 2039-40 | 2040-41 | 2041-42 | 2042-43 | 2043-44 | 2044-45 | 2045-46 | 2046-47 | 2047-48
QLD1 | Black Coal | 0 | 0 | 182434.0363 | 13480.7116 | 62111.0032 | 21258.5477 | 114134.3811 | 19362.0227 | 54234.0865 | 0.24119 | 0.03161 | 0.012547 | 0.0088278 | 0.0033057 | 0.00026255 | 0.0036138 | 0.0051508 | 0.00050583 | 0.0012437 | 0.0005107 | 0.00033924 | 0.00020806 | 9.4727e-05 | 2.0666e-05 | 0.00032538
QLD1 | Brown Coal | 0 | 0 | 0 | 0 | 0 | 0 | 0 | 0 | 0 | 0 | 0 | 0 | 0 | 0 | 0 | 0 | 0 | 0 | 0 | 0 | 0 | 0 | 0 | 0 | 0
QLD1 | CCGT | 0 | 0 | 0 | 0 | 0 | 0 | 0 | 0 | 0 | 0 | 0 | 0 | 0 | 0 | 0 | 0 | 0 | 0 | 0 | 0 | 0 | 0 | 0 | 0 | 0
QLD1 | Gas - Steam | 0 | 0 | 0 | 0 | 0 | 0 | 0 | 0 | 0 | 0 | 0 | 0 | 0 | 0 | 0 | 0 | 0 | 0 | 0 | 0 | 0 | 0 | 0 | 0 | 0
QLD1 | OCGT / Diesel | 0 | 0 | 0 | 0 | 0 | 0 | 0 | 0 | 0 | 0 | 0 | 0 | 0 | 0 | 0 | 0 | 0 | 0 | 0 | 0 | 0 | 0 | 0 | 0 | 0
QLD1 | Hydro | 0 | 0 | 0 | 0 | 0 | 0 | 0 | 0 | 0 | 0 | 0 | 0 | 0 | 0 | 0 | 0 | 0 | 0 | 0 | 0 | 0 | 0 | 0 | 0 | 0
QLD1 | Hydrogen Turbine | 0 | 0 | 0 | 0 | 0 | 0 | 0 | 0 | 0 | 0 | 0 | 0 | 0 | 0 | 0 | 0 | 0 | 0 | 0 | 0 | 0 | 0 | 0 | 0 | 0
QLD1 | Wind | 0 | 0 | 0 | 0 | 0 | 0 | 0 | 0 | 0 | 0 | 0 | 0 | 0 | 0 | 0 | 0 | 0 | 0 | 0 | 0 | 0 | 0 | 0 | 0 | 0
QLD1 | Solar PV | 0 | 0 | 0 | 0 | 0 | 0 | 0 | 0 | 0 | 0 | 0 | 0 | 0 | 0 | 0 | 0 | 0 | 0 | 0 | 0 | 0 | 0 | 0 | 0 | 0
QLD1 | Grid Battery | 0 | 0 | 0 | 0 | 0 | 0 | 0 | 0 | 0 | 0 | 0 | 0 | 0 | 0 | 0 | 0 | 0 | 0 | 0 | 0 | 0 | 0 | 0 | 0 | 0
QLD1 | Pumped Hydro | 0 | 0 | 0 | 0 | 0 | 0 | 0 | 0 | 0 | 0 | 0 | 0 | 0 | 0 | 0 | 0 | 0 | 0 | 0 | 0 | 0 | 0 | 0 | 0 | 0
QLD1 | VPP | 0 | 0 | 0 | 0 | 0 | 0 | 0 | 0 | 0 | 0 | 0 | 0 | 0 | 0 | 0 | 0 | 0 | 0 | 0 | 0 | 0 | 0 | 0 | 0 | 0
Total excluding storage |  | 0 | 0 | 182434.0363 | 13480.7116 | 62111.0032 | 21258.5477 | 114134.3811 | 19362.0227 | 54234.0865 | 0.24119 | 0.03161 | 0.012547 | 0.0088278 | 0.0033057 | 0.00026255 | 0.0036138 | 0.0051508 | 0.00050583 | 0.0012437 | 0.0005107 | 0.00033924 | 0.00020806 | 9.4727e-05 | 2.0666e-05 | 0.00032538
Region | Technology | 2023-24 | 2024-25 | 2025-26 | 2026-27 | 2027-28 | 2028-29 | 2029-30 | 2030-31 | 2031-32 | 2032-33 | 2033-34 | 2034-35 | 2035-36 | 2036-37 | 2037-38 | 2038-39 | 2039-40 | 2040-41 | 2041-42 | 2042-43 | 2043-44 | 2044-45 | 2045-46 | 2046-47 | 2047-48
VIC1 | Black Coal | 0 | 0 | 0 | 0 | 0 | 0 | 0 | 0 | 0 | 0 | 0 | 0 | 0 | 0 | 0 | 0 | 0 | 0 | 0 | 0 | 0 | 0 | 0 | 0 | 0
VIC1 | Brown Coal | 0 | 0 | 180840.191 | 42256.154 | 3.9672 | 5402.0572 | 73795.8733 | 0.34036 | 0.68267 | 0.00186 | 0.00074422 | 0.00017919 | 0.00075492 | 0.0042562 | 5.3962e-05 | 0.0014654 | 0.00027556 | 0.00085526 | 0.00010253 | 0.00032645 | 1.4327e-05 | 0.00025749 | 5.3066e-05 | 8.7822e-07 | 0
VIC1 | CCGT | 0 | 0 | 0 | 0 | 0 | 0 | 0 | 0 | 0 | 0 | 0 | 0 | 0 | 0 | 0 | 0 | 0 | 0 | 0 | 0 | 0 | 0 | 0 | 0 | 0
VIC1 | Gas - Steam | 0 | 0 | 0 | 0 | 0 | 0 | 0 | 0 | 0 | 0 | 0 | 0 | 0 | 0 | 0 | 0 | 0 | 0 | 0 | 0 | 0 | 0 | 0 | 0 | 0
VIC1 | OCGT / Diesel | 0 | 0 | 0 | 0 | 0 | 0 | 0 | 0 | 0 | 0 | 0 | 0 | 0 | 0 | 0 | 0 | 0 | 0 | 0 | 0 | 0 | 0 | 0 | 0 | 0
VIC1 | Hydro | 0 | 0 | 0 | 0 | 0 | 0 | 0 | 0 | 0 | 0 | 0 | 0 | 0 | 0 | 0 | 0 | 0 | 0 | 0 | 0 | 0 | 0 | 0 | 0 | 0
VIC1 | Hydrogen Turbine | 0 | 0 | 0 | 0 | 0 | 0 | 0 | 0 | 0 | 0 | 0 | 0 | 0 | 0 | 0 | 0 | 0 | 0 | 0 | 0 | 0 | 0 | 0 | 0 | 0
VIC1 | Wind | 0 | 0 | 0 | 0 | 0 | 0 | 0 | 0 | 0 | 0 | 0 | 0 | 0 | 0 | 0 | 0 | 0 | 0 | 0 | 0 | 0 | 0 | 0 | 0 | 0
VIC1 | Solar PV | 0 | 0 | 0 | 0 | 0 | 0 | 0 | 0 | 0 | 0 | 0 | 0 | 0 | 0 | 0 | 0 | 0 | 0 | 0 | 0 | 0 | 0 | 0 | 0 | 0
VIC1 | Grid Battery | 0 | 0 | 0 | 0 | 0 | 0 | 0 | 0 | 0 | 0 | 0 | 0 | 0 | 0 | 0 | 0 | 0 | 0 | 0 | 0 | 0 | 0 | 0 | 0 | 0
VIC1 | Pumped Hydro | 0 | 0 | 0 | 0 | 0 | 0 | 0 | 0 | 0 | 0 | 0 | 0 | 0 | 0 | 0 | 0 | 0 | 0 | 0 | 0 | 0 | 0 | 0 | 0 | 0
VIC1 | VPP | 0 | 0 | 0 | 0 | 0 | 0 | 0 | 0 | 0 | 0 | 0 | 0 | 0 | 0 | 0 | 0 | 0 | 0 | 0 | 0 | 0 | 0 | 0 | 0 | 0
Total excluding storage |  | 0 | 0 | 180840.191 | 42256.154 | 3.9672 | 5402.0572 | 73795.8733 | 0.34036 | 0.68267 | 0.00186 | 0.00074422 | 0.00017919 | 0.00075492 | 0.0042562 | 5.3962e-05 | 0.0014654 | 0.00027556 | 0.00085526 | 0.00010253 | 0.00032645 | 1.4327e-05 | 0.00025749 | 5.3066e-05 | 8.7822e-07 | 0
Region | Technology | 2023-24 | 2024-25 | 2025-26 | 2026-27 | 2027-28 | 2028-29 | 2029-30 | 2030-31 | 2031-32 | 2032-33 | 2033-34 | 2034-35 | 2035-36 | 2036-37 | 2037-38 | 2038-39 | 2039-40 | 2040-41 | 2041-42 | 2042-43 | 2043-44 | 2044-45 | 2045-46 | 2046-47 | 2047-48
SA1 | Black Coal | 0 | 0 | 0 | 0 | 0 | 0 | 0 | 0 | 0 | 0 | 0 | 0 | 0 | 0 | 0 | 0 | 0 | 0 | 0 | 0 | 0 | 0 | 0 | 0 | 0
SA1 | Brown Coal | 0 | 0 | 0 | 0 | 0 | 0 | 0 | 0 | 0 | 0 | 0 | 0 | 0 | 0 | 0 | 0 | 0 | 0 | 0 | 0 | 0 | 0 | 0 | 0 | 0
SA1 | CCGT | 0 | 0 | 0 | 0 | 0 | 0 | 0 | 0 | 0 | 0 | 0 | 0 | 0 | 0 | 0 | 0 | 0 | 0 | 0 | 0 | 0 | 0 | 0 | 0 | 0
SA1 | Gas - Steam | 0 | 0 | 0 | 0 | 0 | 0 | 0 | 0 | 0 | 0 | 0 | 0 | 0 | 0 | 0 | 0 | 0 | 0 | 0 | 0 | 0 | 0 | 0 | 0 | 0
SA1 | OCGT / Diesel | 0 | 0 | 0 | 0 | 0 | 0 | 0 | 0 | 0 | 0 | 0 | 0 | 0 | 0 | 0 | 0 | 0 | 0 | 0 | 0 | 0 | 0 | 0 | 0 | 0
SA1 | Hydro | 0 | 0 | 0 | 0 | 0 | 0 | 0 | 0 | 0 | 0 | 0 | 0 | 0 | 0 | 0 | 0 | 0 | 0 | 0 | 0 | 0 | 0 | 0 | 0 | 0
SA1 | Hydrogen Turbine | 0 | 0 | 0 | 0 | 0 | 0 | 0 | 0 | 0 | 0 | 0 | 0 | 0 | 0 | 0 | 0 | 0 | 0 | 0 | 0 | 0 | 0 | 0 | 0 | 0
SA1 | Wind | 0 | 0 | 0 | 0 | 0 | 0 | 0 | 0 | 0 | 0 | 0 | 0 | 0 | 0 | 0 | 0 | 0 | 0 | 0 | 0 | 0 | 0 | 0 | 0 | 0
SA1 | Solar PV | 0 | 0 | 0 | 0 | 0 | 0 | 0 | 0 | 0 | 0 | 0 | 0 | 0 | 0 | 0 | 0 | 0 | 0 | 0 | 0 | 0 | 0 | 0 | 0 | 0
SA1 | Grid Battery | 0 | 0 | 0 | 0 | 0 | 0 | 0 | 0 | 0 | 0 | 0 | 0 | 0 | 0 | 0 | 0 | 0 | 0 | 0 | 0 | 0 | 0 | 0 | 0 | 0
SA1 | Pumped Hydro | 0 | 0 | 0 | 0 | 0 | 0 | 0 | 0 | 0 | 0 | 0 | 0 | 0 | 0 | 0 | 0 | 0 | 0 | 0 | 0 | 0 | 0 | 0 | 0 | 0
SA1 | VPP | 0 | 0 | 0 | 0 | 0 | 0 | 0 | 0 | 0 | 0 | 0 | 0 | 0 | 0 | 0 | 0 | 0 | 0 | 0 | 0 | 0 | 0 | 0 | 0 | 0
Total excluding storage |  | 0 | 0 | 0 | 0 | 0 | 0 | 0 | 0 | 0 | 0 | 0 | 0 | 0 | 0 | 0 | 0 | 0 | 0 | 0 | 0 | 0 | 0 | 0 | 0 | 0
Region | Technology | 2023-24 | 2024-25 | 2025-26 | 2026-27 | 2027-28 | 2028-29 | 2029-30 | 2030-31 | 2031-32 | 2032-33 | 2033-34 | 2034-35 | 2035-36 | 2036-37 | 2037-38 | 2038-39 | 2039-40 | 2040-41 | 2041-42 | 2042-43 | 2043-44 | 2044-45 | 2045-46 | 2046-47 | 2047-48
TAS1 | Black Coal | 0 | 0 | 0 | 0 | 0 | 0 | 0 | 0 | 0 | 0 | 0 | 0 | 0 | 0 | 0 | 0 | 0 | 0 | 0 | 0 | 0 | 0 | 0 | 0 | 0
TAS1 | Brown Coal | 0 | 0 | 0 | 0 | 0 | 0 | 0 | 0 | 0 | 0 | 0 | 0 | 0 | 0 | 0 | 0 | 0 | 0 | 0 | 0 | 0 | 0 | 0 | 0 | 0
TAS1 | CCGT | 0 | 0 | 0 | 0 | 0 | 0 | 0 | 0 | 0 | 0 | 0 | 0 | 0 | 0 | 0 | 0 | 0 | 0 | 0 | 0 | 0 | 0 | 0 | 0 | 0
TAS1 | Gas - Steam | 0 | 0 | 0 | 0 | 0 | 0 | 0 | 0 | 0 | 0 | 0 | 0 | 0 | 0 | 0 | 0 | 0 | 0 | 0 | 0 | 0 | 0 | 0 | 0 | 0
TAS1 | OCGT / Diesel | 0 | 0 | 0 | 0 | 0 | 0 | 0 | 0 | 0 | 0 | 0 | 0 | 0 | 0 | 0 | 0 | 0 | 0 | 0 | 0 | 0 | 0 | 0 | 0 | 0
TAS1 | Hydro | 0 | 0 | 0 | 0 | 0 | 0 | 0 | 0 | 0 | 0 | 0 | 0 | 0 | 0 | 0 | 0 | 0 | 0 | 0 | 0 | 0 | 0 | 0 | 0 | 0
TAS1 | Hydrogen Turbine | 0 | 0 | 0 | 0 | 0 | 0 | 0 | 0 | 0 | 0 | 0 | 0 | 0 | 0 | 0 | 0 | 0 | 0 | 0 | 0 | 0 | 0 | 0 | 0 | 0
TAS1 | Wind | 0 | 0 | 0 | 0 | 0 | 0 | 0 | 0 | 0 | 0 | 0 | 0 | 0 | 0 | 0 | 0 | 0 | 0 | 0 | 0 | 0 | 0 | 0 | 0 | 0
TAS1 | Solar PV | 0 | 0 | 0 | 0 | 0 | 0 | 0 | 0 | 0 | 0 | 0 | 0 | 0 | 0 | 0 | 0 | 0 | 0 | 0 | 0 | 0 | 0 | 0 | 0 | 0
TAS1 | Grid Battery | 0 | 0 | 0 | 0 | 0 | 0 | 0 | 0 | 0 | 0 | 0 | 0 | 0 | 0 | 0 | 0 | 0 | 0 | 0 | 0 | 0 | 0 | 0 | 0 | 0
TAS1 | Pumped Hydro | 0 | 0 | 0 | 0 | 0 | 0 | 0 | 0 | 0 | 0 | 0 | 0 | 0 | 0 | 0 | 0 | 0 | 0 | 0 | 0 | 0 | 0 | 0 | 0 | 0
TAS1 | VPP | 0 | 0 | 0 | 0 | 0 | 0 | 0 | 0 | 0 | 0 | 0 | 0 | 0 | 0 | 0 | 0 | 0 | 0 | 0 | 0 | 0 | 0 | 0 | 0 | 0
Total excluding storage |  | 0 | 0 | 0 | 0 | 0 | 0 | 0 | 0 | 0 | 0 | 0 | 0 | 0 | 0 | 0 | 0 | 0 | 0 | 0 | 0 | 0 | 0 | 0 | 0 | 0

## BaseCase_REZ Tx Cost
REZ transmission expansion cost by region ($000s) - BaseCase, Hydrogen Superpower Scenario
REZ Expansion | Real June 2021 dollars discounted to 1 July 2021. As with the total capital costs, the REZ transmission expansion costs are annualised for modelling purposes.
Explicitly modelled generation
Region | Technology | 2023-24 | 2024-25 | 2025-26 | 2026-27 | 2027-28 | 2028-29 | 2029-30 | 2030-31 | 2031-32 | 2032-33 | 2033-34 | 2034-35 | 2035-36 | 2036-37 | 2037-38 | 2038-39 | 2039-40 | 2040-41 | 2041-42 | 2042-43 | 2043-44 | 2044-45 | 2045-46 | 2046-47 | 2047-48
NSW1 | Transmission | 0.87488 | 0.19333 | 101344.3029 | 59230.7229 | 125366.7727 | 4912.2255 | 115492.1323 | 50596.3459 | 0.17872 | 765.6722 | 26907.1183 | 45736.6435 | 5468.724 | 85937.1121 | 241230.735 | 50642.8297 | 0.041058 | 99495.8875 | 20338.4122 | 25726.7743 | 24681.122 | 32.7848 | 5028.869 | 33162.7925 | 415.923
QLD1 | Transmission | 31079.4799 | 102.2993 | 621465.3799 | 790310.2655 | 1082049.3679 | 501705.2374 | 1379783.633 | 98632.7633 | 575671.3365 | 253239.4646 | 466845.8643 | 2598392.4852 | 790578.8392 | 701699.2038 | 740209.6643 | 272284.1919 | 6421.929 | 150054.9519 | 177306.1447 | 391132.249 | 69554.6673 | 250698.0042 | 225262.7198 | 569525.7059 | 8230.8674
VIC1 | Transmission | 0.26597 | 5865.9557 | 186767.8899 | 2520.1789 | 25728.3795 | 26722.3897 | 80294.7196 | 10923.8283 | 12323.6081 | 13926.8888 | 34279.8626 | 0.046529 | 5662.0703 | 865.6796 | 27971.8908 | 47642.6293 | 4457.8371 | 17056.9533 | 7027.5017 | 31086.0425 | 73666.2177 | 0.011939 | 254.1647 | 610.3772 | 10750.6285
SA1 | Transmission | 364733.5626 | 1812.1826 | 43311.4693 | 133004.3142 | 3405.4254 | 520773.357 | 69769.0923 | 62085.1498 | 37791.8321 | 13575.5767 | 311647.521 | 255130.3163 | 87730.6446 | 318724.6239 | 214260.5321 | 92266.8636 | 55883.2172 | 78248.3633 | 526269.6951 | 52131.7243 | 290914.8082 | 45.4232 | 2784.2932 | 32946.3615 | 20640.6665
TAS1 | Transmission | 77507.0684 | 178.3405 | 75408.1196 | 18699.2588 | 180132.7632 | 22047.1239 | 83970.7024 | 28147.8754 | 55714.2413 | 35428.9365 | 118810.0798 | 228046.0507 | 14249.6959 | 116272.5228 | 170590.3668 | 18739.8406 | 17852.2454 | 8055.8533 | 10353.381 | 34835.0096 | 14480.2049 | 0.014952 | 679.0433 | 22004.4235 | 7779.4649
NEM | Total | 473321.2517 | 7958.9714 | 1028297.1616 | 1003764.7402 | 1416682.7087 | 1076160.3336 | 1729310.2797 | 250385.9629 | 681501.1967 | 316936.5387 | 958490.446 | 3127305.5423 | 903689.9741 | 1223499.1423 | 1394263.1889 | 481576.3552 | 84615.2698 | 352912.0093 | 741295.1347 | 534911.7997 | 473297.0201 | 250776.239 | 234009.09 | 658249.6605 | 47817.5502

## BaseCase_USE+DSP Cost
USE and USE / DSP cost by region ($000s) - BaseCase, Hydrogen Superpower Scenario
USE / DSP | Real June 2021 dollars discounted to 1 July 2021
Explicitly modelled generation
Region | Technology | 2023-24 | 2024-25 | 2025-26 | 2026-27 | 2027-28 | 2028-29 | 2029-30 | 2030-31 | 2031-32 | 2032-33 | 2033-34 | 2034-35 | 2035-36 | 2036-37 | 2037-38 | 2038-39 | 2039-40 | 2040-41 | 2041-42 | 2042-43 | 2043-44 | 2044-45 | 2045-46 | 2046-47 | 2047-48
NSW1 | USE / DSP | 5.1931 | 45226.061 | 69679.3883 | 4599.0696 | 6.4828 | 19089.8966 | 2814.4533 | 8360.2433 | 4.9155 | 316.3488 | 4.8774 | 4.8972 | 4.8004 | 4.8188 | 5775.1634 | 4.8779 | 4.845 | 4.838 | 4.7864 | 4.8207 | 4.9572 | 4.7342 | 4.7559 | 4.9012 | 4.8556
QLD1 | USE / DSP | 0.59687 | 0.59809 | 18171.6206 | 29829.3286 | 4457.1099 | 43904.2855 | 5630.3399 | 2805.263 | 524.2477 | 1120.7868 | 0.62694 | 0.6261 | 0.62615 | 0.62486 | 0.64113 | 0.63206 | 1097.7078 | 0.62149 | 0.61508 | 0.61734 | 0.62094 | 0.61565 | 0.61435 | 0.63538 | 0.61273
VIC1 | USE / DSP | 18729.1547 | 12752.1472 | 2054.5242 | 22467.2825 | 11180.6434 | 2491.7285 | 10206.2681 | 5645.065 | 131.5682 | 107.2468 | 82.4471 | 807.0955 | 2406.4655 | 6.1788 | 41.6709 | 6.2693 | 2620.2791 | 6.1859 | 4275.4678 | 6.3388 | 2896.1703 | 2950.0014 | 6.1044 | 6.3004 | 15.7813
SA1 | USE / DSP | 616.2268 | 6.6481 | 62.6128 | 65.3317 | 19.8756 | 0.70755 | 0.69904 | 0.70727 | 0.70298 | 0.67726 | 0.69432 | 0.70176 | 0.68266 | 0.68349 | 0.70098 | 0.68541 | 0.69534 | 0.6854 | 0.68539 | 0.69189 | 0.7605 | 0.68425 | 0.68305 | 0.70375 | 0.7012
TAS1 | USE / DSP | 0.41113 | 0.41282 | 0.41355 | 0.41553 | 0.42125 | 8.3872 | 0.44491 | 0.44516 | 0.44635 | 0.44531 | 0.44787 | 0.45442 | 0.44274 | 0.44375 | 0.46701 | 0.45983 | 0.46675 | 0.45342 | 0.45088 | 0.45153 | 0.48476 | 0.43655 | 0.43532 | 0.46354 | 0.45825
NEM | Total | 19351.5825 | 57985.8672 | 89968.5596 | 56961.4279 | 15664.5329 | 65495.0053 | 18652.2052 | 16811.7237 | 661.8808 | 1545.505 | 89.0936 | 813.7749 | 2413.0175 | 12.7497 | 5818.6435 | 12.9246 | 3723.994 | 12.7842 | 4282.0056 | 12.9203 | 2902.9938 | 2956.472 | 12.593 | 13.0043 | 22.4091

## Option 1_Generation
Annual sent-out generation by technology (GWh) - Option 1, Hydrogen Superpower Scenario
Explicitly modelled generation
Region | Technology | 2023-24 | 2024-25 | 2025-26 | 2026-27 | 2027-28 | 2028-29 | 2029-30 | 2030-31 | 2031-32 | 2032-33 | 2033-34 | 2034-35 | 2035-36 | 2036-37 | 2037-38 | 2038-39 | 2039-40 | 2040-41 | 2041-42 | 2042-43 | 2043-44 | 2044-45 | 2045-46 | 2046-47 | 2047-48
NEM | Black Coal | 69355.822 | 67669.5492 | 51380.6924 | 43739.7983 | 26032.5423 | 25760.4285 | 12134.9576 | 7434.4344 | 1161.2167 | 0.53089 | 0.43201 | 0.43072 | 0.33738 | 0.30137 | 0.28436 | 0.25111 | 0.24053 | 0.28323 | 0.29013 | 0.25605 | 0.23713 | 0.20498 | 0.16398 | 0.1558 | 0.15064
NEM | Brown Coal | 24180.5423 | 22195.4078 | 9094.9063 | 6945.2933 | 7073.8818 | 6633.8593 | 1541.4844 | 0.097352 | 0.087811 | 0.088679 | 0.089497 | 0.091368 | 0.085705 | 0.085222 | 0.089998 | 0.08864 | 0.085831 | 0.098039 | 0.098067 | 0.095336 | 0.095476 | 0.082773 | 0.024454 | 0.036038 | 0
NEM | CCGT | 2385.8479 | 2662.7145 | 5834.946 | 5374.2793 | 4892.3289 | 5649.7034 | 7254.0553 | 7143.1276 | 8172.5737 | 5740.7091 | 6884.1243 | 7377.6603 | 3998.8153 | 2509.8183 | 4779.8849 | 2056.3419 | 1843.4306 | 6854.2048 | 5925.7603 | 5903.6751 | 4370.7408 | 4279.5923 | 1747.6396 | 1212.8616 | 1168.524
NEM | Gas - Steam | 104.5766 | 138.858 | 1350.5428 | 682.5144 | 800.2955 | 1239.5961 | 1090.9959 | 677.8533 | 376.0149 | 219.7499 | 79.2565 | 185.1023 | 120.4217 | 93.3063 | 219.8149 | 135.1034 | 0 | 0 | 0 | 0 | 0 | 0 | 0 | 0 | 0
NEM | OCGT / Diesel | 197.6084 | 233.0323 | 1180.305 | 853.1476 | 797.4503 | 1414.1497 | 1337.0307 | 1505.4213 | 788.2827 | 493.1824 | 86.4689 | 355.7458 | 201.1009 | 132.8131 | 238.8954 | 91.325 | 341.2243 | 1424.4027 | 223.5667 | 632.6895 | 2130.3146 | 125.2309 | 82.2648 | 2055.1663 | 33.2313
NEM | Hydro | 13243.1912 | 15568.1667 | 15294.1285 | 15166.2642 | 15974.1797 | 19155.9924 | 18637.9657 | 16595.235 | 16860.7636 | 15470.0323 | 16983.478 | 17417.4616 | 15880.0631 | 14121.5691 | 18157.6999 | 15823.7291 | 14708.082 | 16016.8513 | 14104.7759 | 14572.614 | 17071.9662 | 15527.6664 | 12885.5659 | 18679.1961 | 17877.5906
NEM | Hydrogen Turbine | 0 | 0 | 0 | 0 | 0 | 0 | 0 | 0.023109 | 0.027614 | 0.025239 | 0.031655 | 0.040929 | 0.050437 | 0.061002 | 481.4797 | 478.7145 | 934.5573 | 857.2709 | 830.6736 | 875.6758 | 4886.3645 | 4177.6471 | 4630.6554 | 7026.143 | 7409.2561
NEM | Wind | 60231.219 | 62944.0865 | 85681.5523 | 102132.9245 | 135768.9713 | 148370.8274 | 173222.8124 | 176812.2999 | 194784.0185 | 199989.3327 | 215760.9524 | 253687.7712 | 278542.6622 | 313651.5553 | 352835.9983 | 370500.3833 | 366831.9261 | 393766.1668 | 422286.5295 | 452720.0053 | 473500.4757 | 500181.3157 | 548912.832 | 647275.8918 | 692555.507
NEM | Solar PV | 18820.5529 | 18010.6756 | 25255.4854 | 29701.1453 | 35091.8535 | 41506.041 | 48915.8317 | 66266.8364 | 77490.0867 | 91029.3771 | 119849.7527 | 158663.8386 | 169651.1143 | 184914.5775 | 176165.0417 | 192999.7489 | 205535.6351 | 226557.5412 | 284303.8348 | 321708.0405 | 364840.3938 | 394690.4438 | 412271.0274 | 380302.5633 | 425973.6893
NEM | Grid Battery | 426.4545 | 526.5238 | 3140.0314 | 5046.6528 | 6031.798 | 8886.2731 | 9880.988 | 16688.5486 | 19383.278 | 27870.6645 | 33790.092 | 40333.1412 | 44574.102 | 47873.944 | 44166.0231 | 46830.025 | 50256.9444 | 52627.1929 | 70623.854 | 78918.023 | 89405.0319 | 99606.8101 | 99239.3828 | 87700.8589 | 96659.8517
NEM | Pumped Hydro | 875.2181 | 1104.9902 | 2740.3243 | 4544.3744 | 8359.6351 | 8244.6383 | 10114.4701 | 10436.4413 | 10517.0625 | 10870.1609 | 10924.9162 | 11693.8877 | 13244.026 | 12964.3919 | 12793.432 | 12745.694 | 12721.1329 | 12060.1769 | 13112.5128 | 12061.2157 | 11869.6207 | 12780.8652 | 11969.0698 | 12239.3778 | 12017.5622
NEM | VPP | 101.5961 | 156.8778 | 232.2063 | 336.1524 | 469.3981 | 577.1784 | 753.4602 | 894.7465 | 1115.6564 | 1400.3642 | 1698.4532 | 1977.8144 | 2358.7396 | 2737.2651 | 3018.4461 | 3362.1562 | 3804.7527 | 4032.2158 | 4601.8016 | 4883.325 | 5097.2594 | 5588.6857 | 5979.0089 | 6004.6345 | 6431.4682
Total excluding storage |  | 188519.3602 | 189422.4905 | 195072.5587 | 204595.3668 | 226431.5034 | 249730.5978 | 264135.1337 | 276435.3284 | 299633.0723 | 312943.0284 | 359644.586 | 437688.1427 | 468394.6511 | 515424.0872 | 552879.1891 | 582085.6859 | 590195.1817 | 645476.8189 | 727675.529 | 796413.0517 | 866800.5883 | 918982.1839 | 980530.1736 | 1056552.014 | 1145017.949
Region | Technology | 2023-24 | 2024-25 | 2025-26 | 2026-27 | 2027-28 | 2028-29 | 2029-30 | 2030-31 | 2031-32 | 2032-33 | 2033-34 | 2034-35 | 2035-36 | 2036-37 | 2037-38 | 2038-39 | 2039-40 | 2040-41 | 2041-42 | 2042-43 | 2043-44 | 2044-45 | 2045-46 | 2046-47 | 2047-48
NSW1 | Black Coal | 35605.7618 | 33893.6608 | 28155.3181 | 22086.1539 | 9658.7859 | 11166.8895 | 4866.9131 | 3560.6914 | 1160.7518 | 0.12367 | 0.044006 | 0.045394 | 0.042434 | 0.036895 | 0.042886 | 0.033794 | 0.030762 | 0 | 0 | 0 | 0 | 0 | 0 | 0 | 0
NSW1 | Brown Coal | 0 | 0 | 0 | 0 | 0 | 0 | 0 | 0 | 0 | 0 | 0 | 0 | 0 | 0 | 0 | 0 | 0 | 0 | 0 | 0 | 0 | 0 | 0 | 0 | 0
NSW1 | CCGT | 22.1188 | 50.8029 | 1064.6819 | 1026.4835 | 951.8857 | 1035.2083 | 1274.4367 | 1362.2154 | 1433.9979 | 1175.6568 | 1322.696 | 1472.4794 | 946.7632 | 918.8505 | 1285.0041 | 1080.923 | 853.4877 | 1849.6065 | 1650.2935 | 1679.9916 | 0.03104 | 0.029315 | 0.029576 | 0.055105 | 0.053859
NSW1 | Gas - Steam | 0 | 0 | 0 | 0 | 0 | 0 | 0 | 0 | 0 | 0 | 0 | 0 | 0 | 0 | 0 | 0 | 0 | 0 | 0 | 0 | 0 | 0 | 0 | 0 | 0
NSW1 | OCGT / Diesel | 1.8455 | 6.1049 | 92.2927 | 69.5401 | 17.9078 | 37.1284 | 98.8509 | 158.1094 | 130.3129 | 113.4189 | 15.3643 | 46.306 | 8.8355 | 7.4434 | 36.392 | 0.020134 | 39.0761 | 188.6741 | 28.8315 | 4.4178 | 306.1567 | 34.0917 | 10.3899 | 333.8749 | 6.9275
NSW1 | Hydro | 2466.15 | 3052.805 | 3283.3091 | 3124.9353 | 2814.2261 | 4027.6913 | 3474.0983 | 3109.7137 | 3032.7062 | 2799.5563 | 3236.0847 | 3425.7912 | 3188.6233 | 2680.8589 | 3928.6862 | 3317.0419 | 2946.3338 | 2915.9968 | 2778.16 | 3084.0906 | 3377.9421 | 3203.1098 | 2595.8843 | 3972.5191 | 3994.7145
NSW1 | Hydrogen Turbine | 0 | 0 | 0 | 0 | 0 | 0 | 0 | 0.0087211 | 0.010656 | 0.0088197 | 0.010936 | 0.014268 | 0.011823 | 0.013869 | 0.10112 | 0.10284 | 0.097086 | 0.10818 | 0.069962 | 0.089922 | 0.12818 | 0.065316 | 0.078894 | 0.12878 | 0.10603
NSW1 | Wind | 16427.7109 | 17393.3363 | 19325.727 | 23621.7954 | 35786.2052 | 36548.7711 | 38663.2087 | 38688.3074 | 38607.3388 | 47324.8744 | 47511.1062 | 48002.8629 | 50760.2444 | 54104.8941 | 55976.508 | 55554.3695 | 55879.9331 | 56719.0599 | 66522.7957 | 65086.9144 | 64117.0064 | 67053.8517 | 68555.0581 | 84663.0811 | 83113.5485
NSW1 | Solar PV | 8346.664 | 7956.088 | 12747.1765 | 14565.6486 | 18017.8137 | 18663.5473 | 21469.2711 | 28385.1319 | 31293.1871 | 32580.5199 | 32727.4363 | 33739.8462 | 36541.0224 | 37701.469 | 40663.4899 | 42221.0704 | 45661.0889 | 50706.0346 | 50680.3438 | 52908.8394 | 56416.1298 | 60305.6793 | 59756.3962 | 58941.2672 | 60843.7364
NSW1 | Grid Battery | 25.8477 | 24.9095 | 2123.2887 | 2247.3442 | 2893.5618 | 3325.4449 | 3548.9693 | 8429.4886 | 8166.3129 | 10600.9082 | 10337.2354 | 9970.9792 | 11955.4451 | 12110.0189 | 13696.4303 | 13715.7074 | 14857.7003 | 14231.8639 | 14953.1892 | 15651.7202 | 15632.2963 | 18376.0862 | 17465.9065 | 14991.155 | 15024.9492
NSW1 | Pumped Hydro | 244.6995 | 273.9638 | 1103.2694 | 1741.2263 | 5425.6375 | 5706.9254 | 6219.3277 | 6379.6085 | 6148.8293 | 6246.649 | 6069.1764 | 5880.6188 | 6319.4215 | 6275.1335 | 6233.6294 | 5913.7709 | 5895.8335 | 5464.6484 | 6133.0423 | 5516.7492 | 5584.9713 | 5953.2287 | 5627.4783 | 6185.8273 | 5867.4498
NSW1 | VPP | 22.929 | 41.7116 | 75.7372 | 114.7882 | 157.4773 | 200.5227 | 267.9194 | 319.2829 | 398.5427 | 485.8404 | 585.491 | 682.0838 | 817.4762 | 944.8775 | 1042.6565 | 1154.9008 | 1303.4177 | 1377.8115 | 1526.227 | 1597.0165 | 1654.3855 | 1824.2132 | 1948.341 | 1937.9091 | 2073.2206
Total excluding storage |  | 62870.251 | 62352.7979 | 64668.5055 | 64494.5568 | 67246.8245 | 71479.2359 | 69846.7787 | 75264.1778 | 75658.3055 | 83994.1588 | 84812.7425 | 86687.3453 | 91445.5429 | 95413.5665 | 101890.2242 | 102173.5615 | 105380.0474 | 112379.48 | 121660.4945 | 122764.3437 | 124217.3943 | 130596.8271 | 130917.837 | 147910.9261 | 147959.0868
Region | Technology | 2023-24 | 2024-25 | 2025-26 | 2026-27 | 2027-28 | 2028-29 | 2029-30 | 2030-31 | 2031-32 | 2032-33 | 2033-34 | 2034-35 | 2035-36 | 2036-37 | 2037-38 | 2038-39 | 2039-40 | 2040-41 | 2041-42 | 2042-43 | 2043-44 | 2044-45 | 2045-46 | 2046-47 | 2047-48
QLD1 | Black Coal | 33750.0602 | 33775.8884 | 23225.3742 | 21653.6443 | 16373.7564 | 14593.539 | 7268.0446 | 3873.743 | 0.46491 | 0.40721 | 0.388 | 0.38533 | 0.29494 | 0.26448 | 0.24148 | 0.21732 | 0.20977 | 0.28323 | 0.29013 | 0.25605 | 0.23713 | 0.20498 | 0.16398 | 0.1558 | 0.15064
QLD1 | Brown Coal | 0 | 0 | 0 | 0 | 0 | 0 | 0 | 0 | 0 | 0 | 0 | 0 | 0 | 0 | 0 | 0 | 0 | 0 | 0 | 0 | 0 | 0 | 0 | 0 | 0
QLD1 | CCGT | 1068.2325 | 1446.3234 | 3195.6626 | 2889.6866 | 2668.3435 | 2929.8259 | 4404.0709 | 4130.1162 | 5223.4172 | 4272.6774 | 4577.7611 | 4596.2885 | 2923.174 | 1506.0473 | 3494.8384 | 975.3766 | 989.8993 | 5004.532 | 4275.3981 | 4223.6128 | 4370.6288 | 4279.4869 | 1747.5341 | 1212.6899 | 1168.3525
QLD1 | Gas - Steam | 0 | 0 | 0 | 0 | 0 | 0 | 0 | 0 | 0 | 0 | 0 | 0 | 0 | 0 | 0 | 0 | 0 | 0 | 0 | 0 | 0 | 0 | 0 | 0 | 0
QLD1 | OCGT / Diesel | 0.088915 | 0.013011 | 23.1304 | 77.0277 | 53.9344 | 36.3444 | 198.4288 | 361.2393 | 338.9254 | 146.0213 | 11.4174 | 0.015952 | 0.015546 | 0.015553 | 2.2349 | 0.016204 | 65.4661 | 102.4219 | 3.3441 | 0.031971 | 0.03417 | 0.03148 | 0.031287 | 1518.7108 | 0.054432
QLD1 | Hydro | 701.7802 | 710.6664 | 735.4036 | 701.0947 | 706.7364 | 713.7382 | 705.7106 | 685.6572 | 698.6262 | 709.477 | 697.4488 | 691.0277 | 700.9627 | 683.3989 | 213.8505 | 224.2464 | 209.8122 | 212.7792 | 213.9275 | 0 | 0 | 0 | 0 | 0 | 0
QLD1 | Hydrogen Turbine | 0 | 0 | 0 | 0 | 0 | 0 | 0 | 0.0050778 | 0.0067094 | 0.006087 | 0.0068238 | 0.0072358 | 0.007966 | 0.0091279 | 0.017148 | 0.014298 | 0.011915 | 0.013798 | 0.011472 | 0.013634 | 0.016484 | 0.015853 | 0.016968 | 0.045829 | 0.022848
QLD1 | Wind | 14782.4312 | 14247.2528 | 23602.9929 | 28451.0954 | 36297.4447 | 38144.1493 | 49619.4464 | 52232.0698 | 54745.428 | 55029.8646 | 59383.224 | 88378.4475 | 98975.0822 | 111826.5681 | 126974.098 | 133054.8572 | 135616.6566 | 132594.2077 | 140941.8853 | 165474.8498 | 173010.0326 | 189335.5391 | 231641.3383 | 286191.7576 | 292709.0951
QLD1 | Solar PV | 7356.9545 | 7223.4666 | 8753.1912 | 8968.2864 | 9928.5404 | 12987.3404 | 16557.0479 | 19356.1077 | 27249.5641 | 34020.8155 | 49056.1735 | 74006.8392 | 76843.9386 | 78713.2791 | 70353.1765 | 80132.8329 | 81851.5203 | 97433.9107 | 107747.3496 | 144314.0482 | 155537.8241 | 177748.16 | 191719.7183 | 169469.7533 | 193043.0884
QLD1 | Grid Battery | 56.3679 | 55.1699 | 475.3109 | 490.0264 | 495.5534 | 3100.525 | 3326.4106 | 4297.8459 | 6301.0173 | 9548.3553 | 14051.8686 | 18783.8906 | 19782.1607 | 19619.2378 | 16539.2034 | 18484.5871 | 18942.7199 | 23341.991 | 25182.3213 | 34976.8791 | 38276.3068 | 43792.3921 | 42373.876 | 35640.9862 | 40251.4216
QLD1 | Pumped Hydro | 630.5187 | 831.0264 | 1443.4541 | 2447.1651 | 2568.5375 | 2060.6554 | 2623.4525 | 2804.7513 | 2627.8954 | 2650.2768 | 2570.8887 | 2427.8065 | 2469.233 | 2350.8974 | 2021.7527 | 2188.0987 | 2287.1153 | 2155.6876 | 2276.4133 | 2102.734 | 2089.2808 | 2098.2702 | 2024.8162 | 1882.2624 | 1944.1352
QLD1 | VPP | 12.473 | 19.9822 | 32.4399 | 52.2875 | 79.2408 | 107.7643 | 148.1044 | 184.876 | 255.0736 | 334.5084 | 424.5216 | 509.7184 | 608.2989 | 704.8518 | 774.5624 | 897.1128 | 1019.3981 | 1142.7838 | 1293.9646 | 1447.5066 | 1578.6937 | 1687.7451 | 1777.3988 | 1778.9365 | 1952.7042
Total excluding storage |  | 57659.5476 | 57403.6107 | 59535.7549 | 62740.8352 | 66028.7558 | 69404.9372 | 78752.7492 | 80638.9383 | 88256.4324 | 94179.2691 | 113726.4197 | 167673.0114 | 179443.476 | 192729.5826 | 201038.4569 | 214387.5609 | 218733.5761 | 235348.1485 | 253182.2063 | 314012.8125 | 332918.7732 | 371363.4383 | 425108.8029 | 458393.1132 | 486920.7639
Region | Technology | 2023-24 | 2024-25 | 2025-26 | 2026-27 | 2027-28 | 2028-29 | 2029-30 | 2030-31 | 2031-32 | 2032-33 | 2033-34 | 2034-35 | 2035-36 | 2036-37 | 2037-38 | 2038-39 | 2039-40 | 2040-41 | 2041-42 | 2042-43 | 2043-44 | 2044-45 | 2045-46 | 2046-47 | 2047-48
VIC1 | Black Coal | 0 | 0 | 0 | 0 | 0 | 0 | 0 | 0 | 0 | 0 | 0 | 0 | 0 | 0 | 0 | 0 | 0 | 0 | 0 | 0 | 0 | 0 | 0 | 0 | 0
VIC1 | Brown Coal | 24180.5423 | 22195.4078 | 9094.9063 | 6945.2933 | 7073.8818 | 6633.8593 | 1541.4844 | 0.097352 | 0.087811 | 0.088679 | 0.089497 | 0.091368 | 0.085705 | 0.085222 | 0.089998 | 0.08864 | 0.085831 | 0.098039 | 0.098067 | 0.095336 | 0.095476 | 0.082773 | 0.024454 | 0.036038 | 0
VIC1 | CCGT | 0 | 0.010798 | 0.018771 | 0.018397 | 0.018426 | 0.019111 | 0.019047 | 0.018516 | 0.018012 | 0.017899 | 0.01795 | 0.018206 | 0.01771 | 0.017587 | 0.018218 | 0.017884 | 0.018032 | 0.027799 | 0.028536 | 0.028471 | 0.033567 | 0.03141 | 0.031474 | 0.054203 | 0.05524
VIC1 | Gas - Steam | 13.3396 | 13.4983 | 941.7929 | 474.6125 | 647.8914 | 1077.8407 | 987.4504 | 550.4977 | 315.3503 | 197.0525 | 79.2527 | 161.4952 | 120.4217 | 93.3063 | 219.8149 | 135.1034 | 0 | 0 | 0 | 0 | 0 | 0 | 0 | 0 | 0
VIC1 | OCGT / Diesel | 15.691 | 11.9046 | 476.8321 | 268.1577 | 362.7824 | 666.2349 | 543.3082 | 361.3551 | 183.5177 | 160.5796 | 22.4852 | 213.0819 | 159.633 | 107.98 | 149.4793 | 91.2558 | 215.0244 | 341.4521 | 155.8191 | 35.4962 | 401.3863 | 91.0686 | 71.8051 | 202.5268 | 26.1992
VIC1 | Hydro | 2754.3573 | 3333.2351 | 3447.7819 | 3266.3565 | 2733.155 | 4100.6273 | 3423.9577 | 2962.082 | 2965.1431 | 2703.5901 | 3305.0957 | 3416.9692 | 3247.4831 | 2718.2714 | 4097.5137 | 3427.0537 | 2965.1533 | 2966.3521 | 2708.8781 | 3308.7943 | 3427.853 | 3248.6437 | 2724.0512 | 4101.6772 | 4110.5929
VIC1 | Hydrogen Turbine | 0 | 0 | 0 | 0 | 0 | 0 | 0 | 0 | 0 | 0 | 0 | 0 | 0.014501 | 0.018169 | 481.3158 | 478.5545 | 934.3842 | 857.091 | 830.5396 | 875.5033 | 4886.089 | 4177.4995 | 4630.4966 | 7025.4966 | 7408.677
VIC1 | Wind | 12752.3766 | 15284.2763 | 23056.3007 | 25261.2309 | 28911.3652 | 28593.1406 | 31061.8961 | 30814.9588 | 34612.0949 | 30920.8546 | 35832.7109 | 34441.48 | 35959.5005 | 38542.148 | 38195.1361 | 47024.3457 | 44847.3225 | 52077.3192 | 46914.7062 | 53773.0748 | 58195.615 | 58990.8426 | 60816.1763 | 61780.4948 | 78174.3252
VIC1 | Solar PV | 1931.8905 | 1760.3525 | 2496.9389 | 4450.7988 | 4590.1367 | 4020.7631 | 4226.0856 | 7542.7573 | 7255.2512 | 8217.3015 | 8013.9682 | 9027.7632 | 9582.7871 | 11428.2654 | 10439.2421 | 10654.8854 | 12826.0621 | 13098.3207 | 20165.8246 | 19716.2697 | 22766.1449 | 23662.5404 | 24757.1604 | 20946.0835 | 24460.0274
VIC1 | Grid Battery | 160.3805 | 260.8793 | 362.1739 | 2136.81 | 2464.4087 | 2296.2747 | 2843.084 | 3186.4295 | 2894.2502 | 3028.8379 | 2758.0425 | 2712.3171 | 3236.4895 | 4312.5231 | 4153.9922 | 4409.2732 | 5188.4745 | 4466.0539 | 6959.8272 | 6552.8598 | 6713.8423 | 7300.4967 | 7554.6611 | 7312.0451 | 7489.0259
VIC1 | Pumped Hydro | 0 | 0 | 193.4908 | 355.8547 | 365.2995 | 350.9504 | 332.7697 | 391.3668 | 381.8084 | 370.2528 | 364.8537 | 348.4349 | 374.3771 | 378.7462 | 325.5956 | 330.7766 | 357.6547 | 335.1968 | 362.082 | 343.2015 | 320.0848 | 357.4843 | 354.3874 | 319.2149 | 338.8767
VIC1 | VPP | 12.9021 | 21.5866 | 36.9295 | 62.0086 | 98.4011 | 117.4368 | 159.8566 | 185.2455 | 228.0281 | 290.9362 | 362.7481 | 411.5149 | 508.1017 | 602.9353 | 692.19 | 763.7442 | 870.4068 | 883.9313 | 1064.3189 | 1111.3436 | 1097.9439 | 1270.6433 | 1377.5126 | 1408.9007 | 1491.6625
Total excluding storage |  | 41648.1973 | 42598.6854 | 39514.5715 | 40666.4682 | 44319.2308 | 45092.4851 | 41784.2014 | 42231.7667 | 45331.463 | 42199.485 | 47253.6201 | 47260.8991 | 49069.9432 | 52890.092 | 53582.61 | 61811.305 | 61788.0504 | 69340.661 | 70775.8941 | 77709.2621 | 89677.2173 | 90170.7091 | 92999.7455 | 94056.3692 | 114179.877
Region | Technology | 2023-24 | 2024-25 | 2025-26 | 2026-27 | 2027-28 | 2028-29 | 2029-30 | 2030-31 | 2031-32 | 2032-33 | 2033-34 | 2034-35 | 2035-36 | 2036-37 | 2037-38 | 2038-39 | 2039-40 | 2040-41 | 2041-42 | 2042-43 | 2043-44 | 2044-45 | 2045-46 | 2046-47 | 2047-48
SA1 | Black Coal | 0 | 0 | 0 | 0 | 0 | 0 | 0 | 0 | 0 | 0 | 0 | 0 | 0 | 0 | 0 | 0 | 0 | 0 | 0 | 0 | 0 | 0 | 0 | 0 | 0
SA1 | Brown Coal | 0 | 0 | 0 | 0 | 0 | 0 | 0 | 0 | 0 | 0 | 0 | 0 | 0 | 0 | 0 | 0 | 0 | 0 | 0 | 0 | 0 | 0 | 0 | 0 | 0
SA1 | CCGT | 1295.4965 | 1165.5721 | 1574.577 | 1458.0848 | 1272.0748 | 1684.6425 | 1575.5202 | 1650.769 | 1515.132 | 292.3485 | 983.6399 | 1308.8647 | 128.851 | 84.8933 | 0.013327 | 0.013199 | 0.013861 | 0.021162 | 0.022763 | 0.024252 | 0.027885 | 0.025843 | 0.025626 | 0.033707 | 0.033664
SA1 | Gas - Steam | 91.237 | 125.3597 | 408.7499 | 207.9019 | 152.4042 | 161.7554 | 103.5455 | 127.3556 | 60.6646 | 22.6974 | 0.0038087 | 23.6071 | 0 | 0 | 0 | 0 | 0 | 0 | 0 | 0 | 0 | 0 | 0 | 0 | 0
SA1 | OCGT / Diesel | 179.9779 | 215.0044 | 588.0443 | 437.5833 | 362.334 | 674.0613 | 496.4342 | 624.7093 | 135.2853 | 67.4574 | 37.1931 | 96.3325 | 32.608 | 17.365 | 50.7788 | 0.022372 | 21.6466 | 791.8416 | 35.5597 | 592.7306 | 1422.7204 | 0.026364 | 0.025794 | 0.032612 | 0.029956
SA1 | Hydro | 0 | 0 | 0 | 0 | 0 | 0 | 0 | 0 | 0 | 0 | 0 | 0 | 0 | 0 | 0 | 0 | 0 | 0 | 0 | 0 | 0 | 0 | 0 | 0 | 0
SA1 | Hydrogen Turbine | 0 | 0 | 0 | 0 | 0 | 0 | 0 | 0.0061087 | 0.0064144 | 0.0059729 | 0.0082858 | 0.011291 | 0.0092393 | 0.010835 | 0.020517 | 0.01725 | 0.0235 | 0.019597 | 0.019507 | 0.026811 | 0.066922 | 0.026416 | 0.02269 | 0.045702 | 0.03848
SA1 | Wind | 9125.8194 | 9122.0436 | 9520.3964 | 13861.2695 | 14103.8645 | 23139.2168 | 25149.393 | 26415.3614 | 28474.1998 | 27006.1767 | 32438.7369 | 29463.8845 | 38306.5564 | 43909.8258 | 55817.3154 | 61862.8795 | 58506.033 | 67356.4534 | 80815.1445 | 87466.1957 | 88273.0219 | 95921.906 | 94796.96 | 108205.0002 | 128473.5371
SA1 | Solar PV | 1185.0389 | 1070.7581 | 1258.1641 | 1716.3754 | 2529.8145 | 5359.2209 | 5496.6588 | 9574.7326 | 10390.0261 | 14835.1589 | 23726.4385 | 30077.3857 | 32212.4337 | 41816.3612 | 39554.1014 | 42177.6907 | 45193.6646 | 45940.4299 | 85250.5469 | 78491.359 | 102128.9375 | 103471.7764 | 107578.0943 | 96670.9661 | 106347.6526
SA1 | Grid Battery | 183.8307 | 185.5333 | 179.2208 | 172.4299 | 178.2234 | 163.9775 | 162.4659 | 774.7097 | 2021.5791 | 4692.412 | 6642.7629 | 8865.7531 | 9599.7806 | 11831.8727 | 9775.8607 | 10002.8289 | 11043.7096 | 10368.8966 | 22803.759 | 19863.6121 | 26955.624 | 28167.3896 | 29829.8984 | 25097.4033 | 26214.42
SA1 | Pumped Hydro | 0 | 0 | 0.044398 | 0.049809 | 0.062938 | 0.068778 | 0.074646 | 0.077116 | 0.076654 | 0.078345 | 0.075429 | 0.081615 | 0.083852 | 0.087669 | 0.086291 | 0.086126 | 0.092808 | 0.094902 | 0.098 | 0.1 | 0.10905 | 0.11592 | 0.11895 | 0.11301 | 0.1137
SA1 | VPP | 52.2862 | 71.9693 | 84.4631 | 103.0143 | 127.5378 | 139.7539 | 164.5443 | 187.288 | 210.549 | 260.2282 | 295.5148 | 336.6226 | 381.7784 | 430.9242 | 451.9574 | 482.4862 | 534.6467 | 541.1071 | 623.1084 | 635.2534 | 664.3266 | 697.7521 | 754.2775 | 757.2331 | 781.671
Total excluding storage |  | 11877.5697 | 11698.7379 | 13349.9316 | 17681.2149 | 18420.4919 | 31018.8969 | 32821.5518 | 38392.9341 | 40575.3142 | 42223.8447 | 57186.0204 | 60970.0858 | 70680.4584 | 85828.4561 | 95422.2294 | 104040.623 | 103721.3815 | 114088.7656 | 166101.2934 | 166550.3363 | 191824.7747 | 199393.761 | 202375.1285 | 204876.0783 | 234821.2918
Region | Technology | 2023-24 | 2024-25 | 2025-26 | 2026-27 | 2027-28 | 2028-29 | 2029-30 | 2030-31 | 2031-32 | 2032-33 | 2033-34 | 2034-35 | 2035-36 | 2036-37 | 2037-38 | 2038-39 | 2039-40 | 2040-41 | 2041-42 | 2042-43 | 2043-44 | 2044-45 | 2045-46 | 2046-47 | 2047-48
TAS1 | Black Coal | 0 | 0 | 0 | 0 | 0 | 0 | 0 | 0 | 0 | 0 | 0 | 0 | 0 | 0 | 0 | 0 | 0 | 0 | 0 | 0 | 0 | 0 | 0 | 0 | 0
TAS1 | Brown Coal | 0 | 0 | 0 | 0 | 0 | 0 | 0 | 0 | 0 | 0 | 0 | 0 | 0 | 0 | 0 | 0 | 0 | 0 | 0 | 0 | 0 | 0 | 0 | 0 | 0
TAS1 | CCGT | 0 | 0.005366 | 0.0057687 | 0.0060338 | 0.006499 | 0.0076108 | 0.0084128 | 0.0084997 | 0.0085663 | 0.0086418 | 0.0092995 | 0.0095234 | 0.0094942 | 0.0096972 | 0.010874 | 0.011168 | 0.011733 | 0.017388 | 0.017327 | 0.018001 | 0.019535 | 0.018838 | 0.018824 | 0.028622 | 0.028761
TAS1 | Gas - Steam | 0 | 0 | 0 | 0 | 0 | 0 | 0 | 0 | 0 | 0 | 0 | 0 | 0 | 0 | 0 | 0 | 0 | 0 | 0 | 0 | 0 | 0 | 0 | 0 | 0
TAS1 | OCGT / Diesel | 0.0050482 | 0.0052905 | 0.0055344 | 0.83878 | 0.49165 | 0.3807 | 0.0085415 | 0.0082526 | 0.24137 | 5.7052 | 0.008886 | 0.0094294 | 0.008889 | 0.009213 | 0.010422 | 0.010477 | 0.011154 | 0.012931 | 0.012233 | 0.012936 | 0.017026 | 0.012669 | 0.012794 | 0.021315 | 0.020166
TAS1 | Hydro | 7320.9037 | 8471.4602 | 7827.6338 | 8073.8777 | 9720.0622 | 10313.9356 | 11034.1991 | 9837.7821 | 10164.2881 | 9257.4089 | 9744.8488 | 9883.6735 | 8742.9941 | 8039.0399 | 9917.6494 | 8855.3872 | 8586.7827 | 9921.7233 | 8403.8104 | 8179.7291 | 10266.1711 | 9075.9129 | 7565.6305 | 10604.9998 | 9772.2832
TAS1 | Hydrogen Turbine | 0 | 0 | 0 | 0 | 0 | 0 | 0 | 0.0032014 | 0.003835 | 0.0043598 | 0.0056093 | 0.0081349 | 0.006908 | 0.0090012 | 0.025117 | 0.025643 | 0.040577 | 0.038321 | 0.033061 | 0.042144 | 0.063886 | 0.039976 | 0.04021 | 0.42608 | 0.41171
TAS1 | Wind | 7142.8809 | 6897.1774 | 10176.1353 | 10937.5333 | 20670.0918 | 21945.5496 | 28728.8682 | 28661.6026 | 38344.9571 | 39707.5624 | 40595.1745 | 53401.0962 | 54541.2787 | 65268.1194 | 75872.9408 | 73003.9315 | 71981.9808 | 85019.1265 | 87091.9978 | 80918.9706 | 89904.7997 | 88879.1764 | 93103.2993 | 106435.5581 | 110085.0011
TAS1 | Solar PV | 0.0050241 | 0.010344 | 0.014796 | 0.03601 | 25.5482 | 475.1692 | 1166.7684 | 1408.1068 | 1302.0582 | 1375.5812 | 6325.7362 | 11812.0043 | 14470.9325 | 15255.2028 | 15155.0318 | 17813.2695 | 20003.2993 | 19378.8453 | 20459.7699 | 26277.5243 | 27991.3576 | 29502.2876 | 28459.6582 | 34274.4933 | 41279.1845
TAS1 | Grid Battery | 0.027532 | 0.031747 | 0.0372 | 0.042294 | 0.05074 | 0.051005 | 0.058156 | 0.074896 | 0.11849 | 0.1511 | 0.18259 | 0.20112 | 0.22616 | 0.29164 | 0.5366 | 217.6284 | 224.3402 | 218.3874 | 724.7572 | 1872.9518 | 1826.9625 | 1970.4456 | 2015.0408 | 4659.2694 | 7680.0349
TAS1 | Pumped Hydro | 0 | 0 | 0.065546 | 0.078572 | 0.097607 | 126.0383 | 938.8455 | 860.6375 | 1358.4528 | 1602.9039 | 1919.922 | 3036.9458 | 4080.9105 | 3959.5271 | 4212.3679 | 4312.9617 | 4180.4367 | 4104.5493 | 4340.8772 | 4098.4308 | 3875.1748 | 4371.7661 | 3962.269 | 3851.9601 | 3866.9868
TAS1 | VPP | 1.0058 | 1.6281 | 2.6365 | 4.0539 | 6.7412 | 11.7007 | 13.0356 | 18.0541 | 23.463 | 28.851 | 30.1777 | 37.8746 | 43.0844 | 53.6764 | 57.0797 | 63.9121 | 76.8834 | 86.5822 | 94.1826 | 92.2049 | 101.9098 | 108.332 | 121.4791 | 121.6551 | 132.2099
Total excluding storage |  | 14463.7946 | 15368.6586 | 18003.7952 | 19012.2918 | 30416.2003 | 32735.0427 | 40929.8526 | 39907.5114 | 49811.5571 | 50346.2708 | 56665.7833 | 75096.8011 | 77755.2306 | 88562.39 | 100945.6685 | 99672.6354 | 100572.1262 | 114319.7638 | 115955.6407 | 115376.2971 | 128162.4288 | 127457.4484 | 129128.6598 | 151315.5272 | 161136.9294
Explicitly modelled pumping
Region | Technology | 2023-24 | 2024-25 | 2025-26 | 2026-27 | 2027-28 | 2028-29 | 2029-30 | 2030-31 | 2031-32 | 2032-33 | 2033-34 | 2034-35 | 2035-36 | 2036-37 | 2037-38 | 2038-39 | 2039-40 | 2040-41 | 2041-42 | 2042-43 | 2043-44 | 2044-45 | 2045-46 | 2046-47 | 2047-48
NEM | Grid Battery pump | 504.9717 | 625.1777 | 3741.1133 | 6034.6882 | 7241.6754 | 10646.8357 | 11881.6703 | 20046.5112 | 23361.4623 | 33523.8335 | 40656.2706 | 48573.0385 | 53621.1176 | 57643.74 | 53301.2054 | 56354.5384 | 60406.422 | 63509.5771 | 84911.3706 | 95367.133 | 107367.1023 | 119996.2174 | 119837.0912 | 105538.5789 | 116274.1849
NEM | Pumped Hydro Pump | 2319.5191 | 2780.8139 | 4958.1702 | 7627.1951 | 12718.9467 | 12223.7301 | 15130.7962 | 15388.2713 | 15824.7307 | 15766.3983 | 16115.94 | 16806.3273 | 18959.1958 | 19140.2736 | 17904.555 | 18170.2072 | 18177.6018 | 17733.5314 | 18725.8661 | 17654.2931 | 16583.2854 | 18369.7424 | 17815.6291 | 16968.767 | 17272.8203
NEM | VPP pump | 119.3517 | 184.7721 | 273.1372 | 395.286 | 553.0606 | 678.2058 | 887.4818 | 1051.5858 | 1314.8165 | 1647.0082 | 1998.8506 | 2326.3716 | 2772.9849 | 3220.501 | 3556.4306 | 3957.5924 | 4468.5577 | 4753.6846 | 5404.8627 | 5757.4874 | 5983.8812 | 6577.3574 | 7047.9959 | 7051.9072 | 7562.1176
Region | Technology | 2023-24 | 2024-25 | 2025-26 | 2026-27 | 2027-28 | 2028-29 | 2029-30 | 2030-31 | 2031-32 | 2032-33 | 2033-34 | 2034-35 | 2035-36 | 2036-37 | 2037-38 | 2038-39 | 2039-40 | 2040-41 | 2041-42 | 2042-43 | 2043-44 | 2044-45 | 2045-46 | 2046-47 | 2047-48
NSW1 | Grid Battery pump | 30.6816 | 29.7424 | 2539.8624 | 2689.058 | 3475.0772 | 3981.6747 | 4263.3701 | 10133.1059 | 9846.2751 | 12736.0225 | 12440.268 | 11996.3215 | 14375.0664 | 14573.0242 | 16538.5729 | 16484.6151 | 17852.9725 | 17189.01 | 17942.5476 | 18878.7713 | 18776.0919 | 22122.5704 | 21113.6914 | 17991.211 | 18102.1618
NSW1 | Pumped Hydro Pump | 1414.7516 | 1599.8453 | 2744.0667 | 3888.1595 | 8780.5357 | 8857.4553 | 9934.0081 | 9992.7625 | 9995.0628 | 9630.583 | 9684.3165 | 9093.0554 | 9818.4565 | 10204.2336 | 9285.0982 | 9135.4709 | 9179.3664 | 8945.0151 | 9491.4597 | 8968.2687 | 8342.1409 | 9354.3322 | 9333.0337 | 9045.8795 | 9152.3375
NSW1 | VPP pump | 26.9365 | 49.2082 | 88.9766 | 135.0351 | 185.3529 | 235.8235 | 315.1994 | 375.6276 | 470.0445 | 570.5403 | 689.4286 | 802.7053 | 960.7322 | 1111.6205 | 1229.4938 | 1358.7434 | 1530.5568 | 1625.6024 | 1791.7911 | 1881.4462 | 1942.8549 | 2146.6501 | 2297.7366 | 2273.8052 | 2439.083
Region | Technology | 2023-24 | 2024-25 | 2025-26 | 2026-27 | 2027-28 | 2028-29 | 2029-30 | 2030-31 | 2031-32 | 2032-33 | 2033-34 | 2034-35 | 2035-36 | 2036-37 | 2037-38 | 2038-39 | 2039-40 | 2040-41 | 2041-42 | 2042-43 | 2043-44 | 2044-45 | 2045-46 | 2046-47 | 2047-48
QLD1 | Grid Battery pump | 66.926 | 65.76 | 560.7526 | 576.3575 | 584.0424 | 3722.3594 | 3994.7522 | 5165.1109 | 7601.4903 | 11469.9326 | 16922.9696 | 22633.225 | 23798.1101 | 23624.8452 | 19992.3549 | 22180.6433 | 22809.7504 | 28114.5402 | 30322.7442 | 42265.507 | 45965.5505 | 52751.0027 | 51101.1578 | 43070.9658 | 48313.2324
QLD1 | Pumped Hydro Pump | 904.7675 | 1180.9686 | 1958.9526 | 3271.0497 | 3453.8001 | 2742.3101 | 3515.6293 | 3755.9155 | 3537.3532 | 3518.7634 | 3438.5947 | 3264.9944 | 3281.862 | 3156.5452 | 2719.218 | 2896.5315 | 3055.0954 | 2889.2663 | 3040.2268 | 2832.4695 | 2775.7816 | 2810.171 | 2729.5369 | 2507.4416 | 2586.3019
QLD1 | VPP pump | 14.6524 | 23.5412 | 38.2146 | 61.4321 | 93.2814 | 126.7245 | 174.2404 | 217.5012 | 300.8976 | 392.7282 | 499.9613 | 599.9739 | 714.8166 | 829.2372 | 913.9122 | 1052.8633 | 1199.1931 | 1344.4559 | 1522.3073 | 1706.2421 | 1853.9932 | 1986.6974 | 2092.69 | 2094.4363 | 2292.9817
Region | Technology | 2023-24 | 2024-25 | 2025-26 | 2026-27 | 2027-28 | 2028-29 | 2029-30 | 2030-31 | 2031-32 | 2032-33 | 2033-34 | 2034-35 | 2035-36 | 2036-37 | 2037-38 | 2038-39 | 2039-40 | 2040-41 | 2041-42 | 2042-43 | 2043-44 | 2044-45 | 2045-46 | 2046-47 | 2047-48
VIC1 | Grid Battery pump | 190.4691 | 310.0851 | 428.6236 | 2565.267 | 2971.1117 | 2749.3297 | 3430.7524 | 3818.9281 | 3481.3312 | 3651.3362 | 3309.5693 | 3264.9546 | 3885.0192 | 5193.6811 | 4993.67 | 5329.4635 | 6221.4043 | 5400.453 | 8354.832 | 7926.453 | 8048.4848 | 8793.6905 | 9143.4007 | 8767.9417 | 9022.7461
VIC1 | Pumped Hydro Pump | 0 | 0 | 255.0058 | 467.8173 | 484.3981 | 458.0359 | 441.4409 | 511.3705 | 502.6718 | 486.884 | 482.9449 | 456.973 | 491.2197 | 500.1277 | 426.8836 | 436.411 | 469.1739 | 444.0872 | 473.6379 | 455.0684 | 417.4239 | 470.3741 | 470.0402 | 416.2787 | 445.8903
VIC1 | VPP pump | 15.1588 | 25.4574 | 43.4781 | 72.8582 | 116.0321 | 137.8948 | 188.518 | 217.4845 | 268.5661 | 342.6877 | 427.1336 | 483.1444 | 597.6787 | 709.3358 | 814.341 | 901.2308 | 1021.2995 | 1043.2597 | 1248.7994 | 1311.4868 | 1287.6748 | 1494.8745 | 1625.5918 | 1652.5413 | 1754.897
Region | Technology | 2023-24 | 2024-25 | 2025-26 | 2026-27 | 2027-28 | 2028-29 | 2029-30 | 2030-31 | 2031-32 | 2032-33 | 2033-34 | 2034-35 | 2035-36 | 2036-37 | 2037-38 | 2038-39 | 2039-40 | 2040-41 | 2041-42 | 2042-43 | 2043-44 | 2044-45 | 2045-46 | 2046-47 | 2047-48
SA1 | Grid Battery pump | 216.8622 | 219.5526 | 211.8306 | 203.9555 | 211.3837 | 193.4115 | 192.7264 | 929.2774 | 2432.2248 | 5666.3621 | 7983.2468 | 10678.2981 | 11562.653 | 14251.8415 | 11775.9694 | 12096.3945 | 13253.2542 | 12541.9128 | 27418.5058 | 24028.8114 | 32375.8398 | 33966.107 | 36039.9468 | 30106.0725 | 31583.0212
SA1 | Pumped Hydro Pump | 0 | 0 | 0.058482 | 0.065475 | 0.083192 | 0.09012 | 0.098684 | 0.1011 | 0.10081 | 0.10323 | 0.099342 | 0.10714 | 0.11041 | 0.11551 | 0.11344 | 0.11351 | 0.12184 | 0.12533 | 0.12863 | 0.13197 | 0.14288 | 0.15286 | 0.15686 | 0.14801 | 0.14979
SA1 | VPP pump | 61.4214 | 84.6476 | 99.3682 | 121.1932 | 150.4361 | 164.0246 | 194.1378 | 219.7826 | 247.7047 | 307.0119 | 346.8036 | 396.0264 | 449.1512 | 506.9695 | 531.7202 | 569.3217 | 627.2997 | 638.5053 | 731.1603 | 749.4806 | 779.4363 | 822.0709 | 888.625 | 888.4366 | 919.6149
Region | Technology | 2023-24 | 2024-25 | 2025-26 | 2026-27 | 2027-28 | 2028-29 | 2029-30 | 2030-31 | 2031-32 | 2032-33 | 2033-34 | 2034-35 | 2035-36 | 2036-37 | 2037-38 | 2038-39 | 2039-40 | 2040-41 | 2041-42 | 2042-43 | 2043-44 | 2044-45 | 2045-46 | 2046-47 | 2047-48
TAS1 | Grid Battery pump | 0.032708 | 0.037705 | 0.044181 | 0.050212 | 0.060356 | 0.060502 | 0.069156 | 0.088949 | 0.14095 | 0.18011 | 0.21696 | 0.23941 | 0.26898 | 0.34785 | 0.63825 | 263.4221 | 269.0405 | 263.661 | 872.7411 | 2267.5904 | 2201.1352 | 2362.8467 | 2438.8944 | 5602.3879 | 9253.0235
TAS1 | Pumped Hydro Pump | 0 | 0 | 0.086654 | 0.10308 | 0.12955 | 165.8387 | 1239.6193 | 1128.1217 | 1789.542 | 2130.0646 | 2509.9845 | 3991.1973 | 5367.5473 | 5279.2516 | 5473.2418 | 5701.6803 | 5473.8442 | 5455.0375 | 5720.4131 | 5398.3545 | 5047.7961 | 5734.7122 | 5282.8614 | 4999.0191 | 5088.1408
TAS1 | VPP pump | 1.1826 | 1.9178 | 3.0998 | 4.7673 | 7.958 | 13.7383 | 15.3862 | 21.1899 | 27.6036 | 34.0401 | 35.5236 | 44.5216 | 50.6062 | 63.3379 | 66.9634 | 75.4332 | 90.2086 | 101.8614 | 110.8046 | 108.8316 | 119.9219 | 127.0646 | 143.3525 | 142.6877 | 155.5411
Non-controllable capacity
Region | Technology | 2023-24 | 2024-25 | 2025-26 | 2026-27 | 2027-28 | 2028-29 | 2029-30 | 2030-31 | 2031-32 | 2032-33 | 2033-34 | 2034-35 | 2035-36 | 2036-37 | 2037-38 | 2038-39 | 2039-40 | 2040-41 | 2041-42 | 2042-43 | 2043-44 | 2044-45 | 2045-46 | 2046-47 | 2047-48
NEM | Distributed PV | 28799.5817 | 32116.5667 | 35314.1626 | 42204.8449 | 46649.2442 | 45581.3423 | 51738.475 | 57785.4475 | 62725.5144 | 66426.5735 | 68136.577 | 69455.3154 | 77921.7891 | 81295.9842 | 75616.5716 | 82371.9649 | 89097.3598 | 93968.3093 | 97170.1339 | 97695.7946 | 97584.6832 | 107466.5339 | 110617.4313 | 101961.0854 | 110157.6469
NEM | Behind the meter battery | 695.4795 | 1078.31 | 1407.5158 | 1668.4796 | 1891.1321 | 2035.3669 | 2318.3699 | 2682.8975 | 3007.6704 | 3349.5884 | 3854.3372 | 4362.6111 | 4815.8375 | 5174.2175 | 5472.1674 | 5686.3755 | 5767.9948 | 5751.488 | 5684.5392 | 5627.0459 | 5657.8927 | 5678.5314 | 5681.5411 | 5668.9685 | 5652.094
NEM | Behind the meter battery pump | 818.5544 | 1269.0039 | 1656.6188 | 1963.7018 | 2226.3498 | 2395.6583 | 2729.6635 | 3158.3233 | 3540.0508 | 3942.9332 | 4536.0569 | 5135.526 | 5666.6469 | 6089.088 | 6440.0449 | 6692.6191 | 6788.8211 | 6767.7334 | 6692.103 | 6622.8115 | 6659.9012 | 6683.7902 | 6688.1884 | 6674.2227 | 6651.1966
Region | Technology | 2023-24 | 2024-25 | 2025-26 | 2026-27 | 2027-28 | 2028-29 | 2029-30 | 2030-31 | 2031-32 | 2032-33 | 2033-34 | 2034-35 | 2035-36 | 2036-37 | 2037-38 | 2038-39 | 2039-40 | 2040-41 | 2041-42 | 2042-43 | 2043-44 | 2044-45 | 2045-46 | 2046-47 | 2047-48
NSW1 | Distributed PV | 9407.3661 | 10720.5927 | 11742.1658 | 14397.8061 | 15632.0745 | 15190.8166 | 16923.7376 | 19303.0071 | 21478.6918 | 22202.2205 | 23139.099 | 23515.4058 | 27142.038 | 27978.921 | 25986.664 | 27808.4798 | 30679.3489 | 33048.9675 | 33321.1994 | 33908.128 | 33701.1451 | 38073.7621 | 38675.8433 | 35512.0447 | 37604.7843
NSW1 | Behind the meter battery | 252.9115 | 378.037 | 474.1485 | 547.331 | 609.2417 | 653.1385 | 740.7787 | 859.1134 | 977.7677 | 1103.1377 | 1286.9308 | 1462.6095 | 1617.7382 | 1741.4018 | 1838.9315 | 1907.3373 | 1935.731 | 1922.4917 | 1901.0935 | 1886.0903 | 1903.6568 | 1915.6797 | 1915.479 | 1909.4832 | 1898.9576
NSW1 | Behind the meter battery pump | 297.7023 | 444.7794 | 558.0749 | 644.2993 | 717.3215 | 768.7553 | 872.248 | 1011.2844 | 1150.3951 | 1298.2238 | 1514.8648 | 1722.1033 | 1903.2334 | 2049.2668 | 2164.3233 | 2245.6489 | 2278.2933 | 2261.7711 | 2238.3987 | 2219.5942 | 2241.1434 | 2254.4028 | 2255.0101 | 2248.4295 | 2234.115
Region | Technology | 2023-24 | 2024-25 | 2025-26 | 2026-27 | 2027-28 | 2028-29 | 2029-30 | 2030-31 | 2031-32 | 2032-33 | 2033-34 | 2034-35 | 2035-36 | 2036-37 | 2037-38 | 2038-39 | 2039-40 | 2040-41 | 2041-42 | 2042-43 | 2043-44 | 2044-45 | 2045-46 | 2046-47 | 2047-48
QLD1 | Distributed PV | 8911.3693 | 9688.1654 | 11015.9678 | 12990.925 | 14302.248 | 13096.2391 | 15378.704 | 17066.6968 | 19087.6073 | 19930.9122 | 20187.4084 | 21394.8392 | 23734.534 | 24661.5463 | 21472.8334 | 24100.83 | 25820.3692 | 27964.3076 | 28444.0488 | 28166.4803 | 29214.9052 | 31712.3068 | 32565.065 | 28085.4432 | 31364.5325
QLD1 | Behind the meter battery | 181.2665 | 289.0141 | 391.4917 | 468.8781 | 532.3168 | 581.3976 | 669.2074 | 779.569 | 883.6256 | 989.0347 | 1143.3295 | 1298.0358 | 1437.1843 | 1537.8089 | 1608.6921 | 1660.6128 | 1673.0458 | 1661.0318 | 1631.3651 | 1613.8863 | 1625.1104 | 1627.3441 | 1630.9718 | 1624.2908 | 1612.1224
QLD1 | Behind the meter battery pump | 213.2543 | 340.2462 | 460.6993 | 551.7541 | 626.7357 | 684.3258 | 787.9237 | 917.8195 | 1040.183 | 1164.5336 | 1345.7307 | 1528.2039 | 1691.1987 | 1809.3424 | 1893.2555 | 1953.7127 | 1969.7027 | 1954.7257 | 1921.0578 | 1899.3158 | 1912.8431 | 1915.6437 | 1919.7836 | 1911.6785 | 1896.8122
Region | Technology | 2023-24 | 2024-25 | 2025-26 | 2026-27 | 2027-28 | 2028-29 | 2029-30 | 2030-31 | 2031-32 | 2032-33 | 2033-34 | 2034-35 | 2035-36 | 2036-37 | 2037-38 | 2038-39 | 2039-40 | 2040-41 | 2041-42 | 2042-43 | 2043-44 | 2044-45 | 2045-46 | 2046-47 | 2047-48
VIC1 | Distributed PV | 6115.7461 | 6915.3775 | 7519.8076 | 9087.5933 | 10330.89 | 10744.4437 | 12151.5059 | 13557.6687 | 13868.4604 | 15331.5404 | 15685.7461 | 15471.0214 | 17170.8572 | 18098.4779 | 17747.8602 | 19246.2525 | 20816.4593 | 20841.9765 | 22630.5571 | 22895.4755 | 22266.4419 | 24412.1799 | 25422.801 | 24766.6899 | 26673.7208
VIC1 | Behind the meter battery | 141.985 | 252.0634 | 349.4457 | 432.937 | 505.4843 | 536.1299 | 600.565 | 689.7169 | 743.6775 | 795.9704 | 894.4221 | 1007.657 | 1112.529 | 1203.1682 | 1302.9856 | 1369.3669 | 1406.369 | 1420.7544 | 1415.4477 | 1393.2785 | 1392.3727 | 1402.0557 | 1402.7054 | 1412.047 | 1421.34
VIC1 | Behind the meter battery pump | 167.126 | 296.5466 | 411.3566 | 509.4864 | 595.0346 | 631.1002 | 707.1206 | 811.8737 | 875.5397 | 936.8152 | 1052.3272 | 1185.5559 | 1309.2417 | 1416.0459 | 1533.213 | 1611.7067 | 1654.7681 | 1671.7196 | 1665.6276 | 1639.9112 | 1638.5908 | 1650.7579 | 1651.3687 | 1662.7403 | 1672.9268
Region | Technology | 2023-24 | 2024-25 | 2025-26 | 2026-27 | 2027-28 | 2028-29 | 2029-30 | 2030-31 | 2031-32 | 2032-33 | 2033-34 | 2034-35 | 2035-36 | 2036-37 | 2037-38 | 2038-39 | 2039-40 | 2040-41 | 2041-42 | 2042-43 | 2043-44 | 2044-45 | 2045-46 | 2046-47 | 2047-48
SA1 | Distributed PV | 3988.8021 | 4353.9387 | 4558.9171 | 5159.449 | 5757.7474 | 5880.7253 | 6555.7824 | 7057.6454 | 7447.7309 | 8040.0464 | 8153.1463 | 8098.8096 | 8788.5125 | 9427.2035 | 9263.0143 | 10019.2226 | 10507.0325 | 10807.4545 | 11385.3412 | 11291.6623 | 10990.3829 | 11720.118 | 12368.257 | 12006.1643 | 12872.9012
SA1 | Behind the meter battery | 99.7067 | 131.4791 | 158.1035 | 180.1246 | 200.9319 | 218.7478 | 256.2991 | 295.4642 | 336.07 | 385.4073 | 442.4572 | 496.031 | 540.5116 | 576.003 | 599.5596 | 622.0284 | 624.1324 | 618.7657 | 609.6769 | 606.4207 | 608.1841 | 604.8342 | 602.9923 | 594.5005 | 591.4601
SA1 | Behind the meter battery pump | 117.393 | 154.8013 | 186.097 | 212.0302 | 236.4823 | 257.3804 | 301.7169 | 347.8746 | 395.6049 | 453.8385 | 520.5384 | 583.9682 | 636.02 | 678.1084 | 705.6655 | 732.0113 | 734.5058 | 728.3476 | 717.5834 | 714.1417 | 716.0107 | 711.6125 | 709.7187 | 699.9711 | 696.4297
Region | Technology | 2023-24 | 2024-25 | 2025-26 | 2026-27 | 2027-28 | 2028-29 | 2029-30 | 2030-31 | 2031-32 | 2032-33 | 2033-34 | 2034-35 | 2035-36 | 2036-37 | 2037-38 | 2038-39 | 2039-40 | 2040-41 | 2041-42 | 2042-43 | 2043-44 | 2044-45 | 2045-46 | 2046-47 | 2047-48
TAS1 | Distributed PV | 376.2981 | 438.4925 | 477.3043 | 569.0714 | 626.2844 | 669.1176 | 728.7451 | 800.4295 | 843.0241 | 921.854 | 971.1773 | 975.2394 | 1085.8474 | 1129.8355 | 1146.1998 | 1197.1801 | 1274.1498 | 1305.6031 | 1388.9875 | 1434.0485 | 1411.808 | 1548.1672 | 1585.465 | 1590.7434 | 1641.7082
TAS1 | Behind the meter battery | 19.6098 | 27.7164 | 34.3264 | 39.2088 | 43.1573 | 45.9531 | 51.5197 | 59.034 | 66.5297 | 76.0382 | 87.1976 | 98.2779 | 107.8745 | 115.8357 | 121.9986 | 127.03 | 128.7166 | 128.4444 | 126.9559 | 127.37 | 128.5686 | 128.6176 | 129.3925 | 128.647 | 128.214
TAS1 | Behind the meter battery pump | 23.0788 | 32.6303 | 40.3909 | 46.1318 | 50.7758 | 54.0965 | 60.6543 | 69.471 | 78.3281 | 89.5221 | 102.5958 | 115.6947 | 126.953 | 136.3245 | 143.5876 | 149.5394 | 151.5513 | 151.1695 | 149.4355 | 149.8487 | 151.3131 | 151.3733 | 152.3073 | 151.4033 | 150.9129

## Option 1_Capacity
Installed capacity by technology (MW) - Option 1, Hydrogen Superpower Scenario
Capacity calculated on 1 July. In early study years some wind and solar projects enter later in the financial year and are therefore reflected in the following financial year's capacity.
Explicitly modelled generation
Region | Technology | 2023-24 | 2024-25 | 2025-26 | 2026-27 | 2027-28 | 2028-29 | 2029-30 | 2030-31 | 2031-32 | 2032-33 | 2033-34 | 2034-35 | 2035-36 | 2036-37 | 2037-38 | 2038-39 | 2039-40 | 2040-41 | 2041-42 | 2042-43 | 2043-44 | 2044-45 | 2045-46 | 2046-47 | 2047-48
NEM | Black Coal | 16456 | 16456 | 11622.784 | 8879.8183 | 5728.9812 | 5466.7309 | 3037.479 | 1984.8143 | 244.3802 | 0.11745 | 0.096841 | 0.096399 | 0.079202 | 0.072369 | 0.063837 | 0.06199 | 0.061624 | 0.053868 | 0.053721 | 0.04889 | 0.044161 | 0.039176 | 0.033717 | 0.027994 | 0.027949
NEM | Brown Coal | 4835 | 4835 | 1650.825 | 1328.3673 | 1328.367 | 1278.4643 | 268.2245 | 0.018812 | 0.017745 | 0.017698 | 0.017686 | 0.017681 | 0.017601 | 0.017586 | 0.017583 | 0.017537 | 0.017502 | 0.01744 | 0.017423 | 0.017388 | 0.017385 | 0.017309 | 0.0061794 | 0.0061788 | 0
NEM | CCGT | 2954.9 | 2774.9087 | 2774.9122 | 2774.9123 | 2774.9124 | 2774.9127 | 2774.9128 | 2774.9129 | 2774.9129 | 2774.9129 | 2774.9132 | 2774.9132 | 2774.9132 | 2389.9133 | 1860.9145 | 1860.9145 | 1716.5148 | 1716.5221 | 1716.5226 | 1716.5231 | 1276.5254 | 1276.5254 | 632.0255 | 388.0421 | 388.0423
NEM | Gas - Steam | 1300 | 1300 | 1300 | 1300 | 1300 | 1300 | 1300 | 1300 | 1300 | 1300 | 1300 | 1300 | 500 | 500 | 500 | 500 | 0 | 0 | 0 | 0 | 0 | 0 | 0 | 0 | 0
NEM | OCGT / Diesel | 7382.1884 | 8132.2004 | 8132.2097 | 8132.2104 | 8132.211 | 8132.2117 | 8132.2122 | 7749.7128 | 7749.7136 | 7472.8545 | 6879.3551 | 6762.3559 | 6682.3567 | 6682.358 | 6769.9054 | 6769.9063 | 6329.9077 | 6209.9106 | 6209.9121 | 6115.9137 | 6153.4245 | 5094.4339 | 5158.288 | 4793.2284 | 4209.2299
NEM | Hydro | 7507.42 | 7507.42 | 7507.42 | 7507.42 | 7507.42 | 7507.42 | 7507.42 | 7507.42 | 7507.42 | 7507.42 | 7507.42 | 7507.42 | 7507.42 | 7507.42 | 7421.02 | 7421.02 | 7421.02 | 7421.02 | 7421.02 | 7355.02 | 7355.02 | 7355.02 | 7355.02 | 7355.02 | 7355.02
NEM | Hydrogen Turbine | 0 | 0 | 0 | 0 | 0 | 0 | 0 | 0.016899 | 0.017575 | 0.018274 | 0.018885 | 0.020414 | 0.027817 | 0.02997 | 123.2225 | 123.2237 | 225.731 | 225.7318 | 225.7322 | 225.7353 | 1209.6948 | 1432.1957 | 1432.1966 | 1575.8867 | 1575.888
NEM | Wind | 19303.1265 | 21002.0231 | 27841.8343 | 32073.7981 | 40871.5573 | 46606.1132 | 54106.048 | 55691.4048 | 58122.2853 | 61784.62 | 69296.4748 | 80908.5928 | 84746.4206 | 92717.476 | 108060.0603 | 113091.2713 | 112941.3938 | 117601.9777 | 128881.9683 | 145641.4889 | 153590.9678 | 157629.0499 | 168920.5807 | 204055.5397 | 216034.897
NEM | Solar PV | 9555.0574 | 9955.0965 | 12350.7424 | 14201.7396 | 16481.8791 | 22337.3026 | 25338.0304 | 33032.0035 | 38056.6848 | 43971.7834 | 57918.1372 | 78085.3303 | 79673.1313 | 87510.3286 | 100356.7488 | 101311.1508 | 104605.2056 | 112069.4563 | 135805.9472 | 156464.6611 | 176593.0052 | 183989.4376 | 192006.8685 | 215596.0984 | 220763.618
NEM | Grid Battery | 1004.6904 | 1095.6978 | 2783.4301 | 3736.3148 | 4213.835 | 5834.9905 | 6269.6502 | 9248.3772 | 10888.648 | 15015.4689 | 18549.6675 | 22276.9445 | 24305.3746 | 26006.4763 | 27792.2615 | 28371.4591 | 29261.9761 | 31352.7428 | 39344.6814 | 47376.0713 | 53787.1462 | 57685.2645 | 56385.3835 | 59513.0997 | 61386.5124
NEM | Pumped Hydro | 810 | 810 | 1969.3803 | 2455.3625 | 4527.2773 | 4737.1857 | 5188.6459 | 5188.6487 | 5407.3138 | 5562.0984 | 5783.2066 | 6445.445 | 6978.2072 | 6978.2574 | 6978.3625 | 6978.397 | 6978.4003 | 6978.4029 | 6978.4092 | 6978.4144 | 6978.421 | 6978.4225 | 6978.4231 | 6978.429 | 6978.4321
NEM | VPP | 366.507 | 731.507 | 1218.992 | 1822.853 | 2558.481 | 3412.119 | 4696.274 | 5734.929 | 6792.702 | 7984.201 | 9451.121 | 11021.854 | 12642.581 | 14292.635 | 15915.47 | 17495.087 | 18665.873 | 19737.356 | 20683.069 | 21557.067 | 22491.289 | 23437.779 | 24407.052 | 25388.84 | 26393.639
Total excluding storage |  | 69293.6922 | 71962.6487 | 73180.7276 | 76198.266 | 84125.3279 | 95403.1553 | 102464.327 | 110040.3039 | 115755.4321 | 124811.7442 | 145676.4337 | 177338.7467 | 181884.3664 | 197307.6158 | 225091.9528 | 231077.5661 | 233239.8519 | 245244.6898 | 280261.1735 | 317519.4083 | 346178.6992 | 356776.719 | 375505.0191 | 433763.8493 | 450326.7231
Region | Technology | 2023-24 | 2024-25 | 2025-26 | 2026-27 | 2027-28 | 2028-29 | 2029-30 | 2030-31 | 2031-32 | 2032-33 | 2033-34 | 2034-35 | 2035-36 | 2036-37 | 2037-38 | 2038-39 | 2039-40 | 2040-41 | 2041-42 | 2042-43 | 2043-44 | 2044-45 | 2045-46 | 2046-47 | 2047-48
NSW1 | Black Coal | 8330 | 8330 | 6786.3395 | 4284.905 | 2368.7893 | 2368.7891 | 1586.2855 | 1165.342 | 244.2807 | 0.028316 | 0.009563 | 0.009559 | 0.0094914 | 0.0094832 | 0.0094821 | 0.0078181 | 0.0077166 | 0 | 0 | 0 | 0 | 0 | 0 | 0 | 0
NSW1 | Brown Coal | 0 | 0 | 0 | 0 | 0 | 0 | 0 | 0 | 0 | 0 | 0 | 0 | 0 | 0 | 0 | 0 | 0 | 0 | 0 | 0 | 0 | 0 | 0 | 0 | 0
NSW1 | CCGT | 440 | 440.0022 | 440.0027 | 440.0027 | 440.0027 | 440.0027 | 440.0027 | 440.0027 | 440.0027 | 440.0027 | 440.0027 | 440.0027 | 440.0027 | 440.0027 | 440.0035 | 440.0035 | 440.0035 | 440.0046 | 440.0046 | 440.0046 | 0.0054508 | 0.0054516 | 0.0054547 | 0.0095946 | 0.0095965
NSW1 | Gas - Steam | 0 | 0 | 0 | 0 | 0 | 0 | 0 | 0 | 0 | 0 | 0 | 0 | 0 | 0 | 0 | 0 | 0 | 0 | 0 | 0 | 0 | 0 | 0 | 0 | 0
NSW1 | OCGT / Diesel | 1889.0033 | 2639.0137 | 2639.0144 | 2639.0144 | 2639.0144 | 2639.0144 | 2639.0144 | 2639.0145 | 2639.0145 | 2639.0145 | 2639.0146 | 2639.0146 | 2639.0147 | 2639.0147 | 2726.561 | 2726.5611 | 2726.5611 | 2726.5612 | 2726.5613 | 2726.5614 | 2764.0689 | 1915.07 | 1978.9224 | 2316.8527 | 2316.8528
NSW1 | Hydro | 2525 | 2525 | 2525 | 2525 | 2525 | 2525 | 2525 | 2525 | 2525 | 2525 | 2525 | 2525 | 2525 | 2525 | 2525 | 2525 | 2525 | 2525 | 2525 | 2525 | 2525 | 2525 | 2525 | 2525 | 2525
NSW1 | Hydrogen Turbine | 0 | 0 | 0 | 0 | 0 | 0 | 0 | 0.0055712 | 0.0056846 | 0.0057899 | 0.0058567 | 0.0060721 | 0.0061401 | 0.0064655 | 0.032638 | 0.032676 | 0.03278 | 0.032866 | 0.032899 | 0.032971 | 0.033325 | 0.03333 | 0.033339 | 0.033534 | 0.033589
NSW1 | Wind | 5382.1461 | 5923.9326 | 6565.5781 | 7842.2498 | 11717.8724 | 12130.7044 | 13470.2711 | 13470.2723 | 13470.2859 | 16362.4764 | 16770.8664 | 17027.2118 | 17027.2134 | 18138.7665 | 18581.7165 | 19049.1263 | 19049.1278 | 19828.0834 | 22848.8337 | 22865.0382 | 22735.02 | 22735.0203 | 23030.5606 | 28483.469 | 28550.1475
NSW1 | Solar PV | 4201.0248 | 4455.035 | 6262.589 | 6866.062 | 8223.2659 | 9985.0714 | 11237.6106 | 13565.6092 | 15217.4438 | 15815.5914 | 15815.5938 | 16992.6004 | 16992.6004 | 17734.6965 | 22494.6475 | 22344.349 | 22344.3491 | 24362.4957 | 24362.5281 | 25639.8407 | 27932.3777 | 27932.3777 | 27932.3779 | 32781.0171 | 32675.7479
NSW1 | Grid Battery | 50.0402 | 50.1203 | 1302.2629 | 1302.27 | 1602.9157 | 1873.0092 | 1948.0223 | 4163.4986 | 4163.5099 | 5373.5385 | 5373.5742 | 5373.5762 | 6191.3089 | 6182.2553 | 7849.2466 | 7849.2508 | 7849.2706 | 7849.3454 | 7905.5492 | 8790.0332 | 9111.4863 | 9929.182 | 9074.646 | 9108.1655 | 8807.5979
NSW1 | Pumped Hydro | 240 | 240 | 704.025 | 704.0268 | 2775.9246 | 2905.8876 | 2905.8881 | 2905.8886 | 2905.8887 | 2905.889 | 2905.8894 | 2905.89 | 2905.8904 | 2905.8906 | 2905.8915 | 2905.8917 | 2905.8921 | 2905.8931 | 2905.8936 | 2905.8942 | 2905.8949 | 2905.8955 | 2905.8957 | 2905.8969 | 2905.8973
NSW1 | VPP | 113.448 | 234.462 | 391.152 | 583.147 | 817.88 | 1099.634 | 1524.355 | 1863.227 | 2229.794 | 2645.934 | 3161.719 | 3706.357 | 4261.722 | 4832.226 | 5385.068 | 5923.239 | 6317.153 | 6670.323 | 6979.899 | 7280.857 | 7600.332 | 7924.393 | 8255.877 | 8588.375 | 8928.242
Total excluding storage |  | 22767.1742 | 24312.9834 | 25218.5238 | 24597.2339 | 27913.9448 | 30088.582 | 31898.1843 | 33805.2463 | 34536.0333 | 37782.1191 | 38190.4929 | 39623.8451 | 39623.8469 | 41477.4964 | 46767.9706 | 47085.0803 | 47085.082 | 49882.1777 | 52902.9606 | 54196.4779 | 55956.5054 | 55107.5068 | 55466.8997 | 66106.382 | 66067.7914
Region | Technology | 2023-24 | 2024-25 | 2025-26 | 2026-27 | 2027-28 | 2028-29 | 2029-30 | 2030-31 | 2031-32 | 2032-33 | 2033-34 | 2034-35 | 2035-36 | 2036-37 | 2037-38 | 2038-39 | 2039-40 | 2040-41 | 2041-42 | 2042-43 | 2043-44 | 2044-45 | 2045-46 | 2046-47 | 2047-48
QLD1 | Black Coal | 8126 | 8126 | 4836.4444 | 4594.9133 | 3360.1919 | 3097.9418 | 1451.1935 | 819.4722 | 0.099554 | 0.089134 | 0.087278 | 0.08684 | 0.069711 | 0.062886 | 0.054354 | 0.054172 | 0.053908 | 0.053868 | 0.053721 | 0.04889 | 0.044161 | 0.039176 | 0.033717 | 0.027994 | 0.027949
QLD1 | Brown Coal | 0 | 0 | 0 | 0 | 0 | 0 | 0 | 0 | 0 | 0 | 0 | 0 | 0 | 0 | 0 | 0 | 0 | 0 | 0 | 0 | 0 | 0 | 0 | 0 | 0
QLD1 | CCGT | 1597.9 | 1597.9017 | 1597.9031 | 1597.9031 | 1597.9031 | 1597.9032 | 1597.9032 | 1597.9032 | 1597.9032 | 1597.9032 | 1597.9032 | 1597.9032 | 1597.9032 | 1212.9032 | 1212.9032 | 1212.9032 | 1068.5032 | 1068.5056 | 1068.5056 | 1068.5057 | 1068.5058 | 1068.5058 | 424.0059 | 180.012 | 180.012
QLD1 | Gas - Steam | 0 | 0 | 0 | 0 | 0 | 0 | 0 | 0 | 0 | 0 | 0 | 0 | 0 | 0 | 0 | 0 | 0 | 0 | 0 | 0 | 0 | 0 | 0 | 0 | 0
QLD1 | OCGT / Diesel | 1954.5042 | 1954.5045 | 1954.5122 | 1954.5122 | 1954.5122 | 1954.5122 | 1954.5123 | 1954.5123 | 1954.5123 | 1954.5124 | 1531.0124 | 1414.0124 | 1414.0125 | 1414.0125 | 1414.0126 | 1414.0126 | 1414.0127 | 1414.0131 | 1414.0132 | 1414.0135 | 1414.0138 | 1414.0141 | 1414.0146 | 865.0218 | 865.0219
QLD1 | Hydro | 152.4 | 152.4 | 152.4 | 152.4 | 152.4 | 152.4 | 152.4 | 152.4 | 152.4 | 152.4 | 152.4 | 152.4 | 152.4 | 152.4 | 66 | 66 | 66 | 66 | 66 | 0 | 0 | 0 | 0 | 0 | 0
QLD1 | Hydrogen Turbine | 0 | 0 | 0 | 0 | 0 | 0 | 0 | 0.0046799 | 0.0047069 | 0.0047381 | 0.0047728 | 0.0048486 | 0.0049178 | 0.0050762 | 0.0064134 | 0.006448 | 0.0065239 | 0.0066227 | 0.0066899 | 0.0070966 | 0.0078085 | 0.0079724 | 0.0085079 | 0.013649 | 0.013673
QLD1 | Wind | 4347.4182 | 4621.0847 | 7310.282 | 8618.1208 | 10518.2876 | 11133.2581 | 14623.5671 | 15476.5759 | 16327.9603 | 16578.6439 | 19720.7534 | 28627.6457 | 30739.9093 | 33235.3731 | 39039.4698 | 40128.715 | 40128.7151 | 40128.7366 | 42305.3599 | 55018.1329 | 57572.4074 | 62066.4891 | 73997.8564 | 91210.4359 | 91409.313
QLD1 | Solar PV | 3707.7995 | 3853.8053 | 3943.6747 | 3944.1697 | 4468.9268 | 6765.3165 | 8006.574 | 9377.971 | 12746.7918 | 15845.059 | 22496.2051 | 33957.179 | 34522.4284 | 36154.7194 | 40042.3816 | 40042.3817 | 40042.3817 | 44860.941 | 49352.5197 | 65897.8377 | 71584.8006 | 79361.7128 | 87417.6196 | 97240.7961 | 96507.8966
QLD1 | Grid Battery | 100.0122 | 100.0165 | 467.8134 | 467.8579 | 467.8837 | 1818.9446 | 1818.945 | 2297.8904 | 3208.9982 | 4713.7517 | 7003.2649 | 9551.9321 | 10222.1728 | 10222.1733 | 10222.1736 | 10374.2485 | 10507.3028 | 12597.9926 | 13140.6423 | 19200.8132 | 21040.7286 | 23978.8608 | 23611.3023 | 24051.2897 | 24051.2653
QLD1 | Pumped Hydro | 570 | 570 | 1167.1968 | 1576.0201 | 1576.0202 | 1576.0245 | 1576.0247 | 1576.0247 | 1576.0248 | 1576.025 | 1576.0259 | 1576.0272 | 1576.0274 | 1576.0276 | 1576.0279 | 1576.028 | 1576.0281 | 1576.0288 | 1576.0291 | 1576.0301 | 1576.0305 | 1576.031 | 1576.0311 | 1576.0323 | 1576.0323
QLD1 | VPP | 81.305 | 177.507 | 314.987 | 485.21 | 690.752 | 942.368 | 1319.332 | 1624.09 | 1944.028 | 2302.225 | 2742.346 | 3210.758 | 3693.741 | 4164.277 | 4602.442 | 5027.892 | 5334.133 | 5614.289 | 5855.818 | 6089.349 | 6341.701 | 6594.708 | 6854.74 | 7119.539 | 7388.347
Total excluding storage |  | 19886.0219 | 20305.6962 | 19795.2165 | 20862.0191 | 22052.2215 | 24701.3318 | 27786.1501 | 29378.8393 | 32779.6718 | 36128.6123 | 45498.3661 | 65749.232 | 68426.728 | 72169.4762 | 81774.828 | 82864.0731 | 82719.6731 | 87538.2568 | 94206.4588 | 123398.5458 | 131639.7797 | 143910.769 | 163253.5387 | 189496.3074 | 188962.285
Region | Technology | 2023-24 | 2024-25 | 2025-26 | 2026-27 | 2027-28 | 2028-29 | 2029-30 | 2030-31 | 2031-32 | 2032-33 | 2033-34 | 2034-35 | 2035-36 | 2036-37 | 2037-38 | 2038-39 | 2039-40 | 2040-41 | 2041-42 | 2042-43 | 2043-44 | 2044-45 | 2045-46 | 2046-47 | 2047-48
VIC1 | Black Coal | 0 | 0 | 0 | 0 | 0 | 0 | 0 | 0 | 0 | 0 | 0 | 0 | 0 | 0 | 0 | 0 | 0 | 0 | 0 | 0 | 0 | 0 | 0 | 0 | 0
VIC1 | Brown Coal | 4835 | 4835 | 1650.825 | 1328.3673 | 1328.367 | 1278.4643 | 268.2245 | 0.018812 | 0.017745 | 0.017698 | 0.017686 | 0.017681 | 0.017601 | 0.017586 | 0.017583 | 0.017537 | 0.017502 | 0.01744 | 0.017423 | 0.017388 | 0.017385 | 0.017309 | 0.0061794 | 0.0061788 | 0
VIC1 | CCGT | 0 | 0.002012 | 0.0033115 | 0.0033121 | 0.0033124 | 0.0033126 | 0.0033127 | 0.0033128 | 0.0033128 | 0.0033129 | 0.003313 | 0.0033131 | 0.0033133 | 0.0033135 | 0.0033139 | 0.0033143 | 0.003316 | 0.0049564 | 0.0050932 | 0.0051015 | 0.0058363 | 0.0058377 | 0.0058386 | 0.0093374 | 0.0094777
VIC1 | Gas - Steam | 500 | 500 | 500 | 500 | 500 | 500 | 500 | 500 | 500 | 500 | 500 | 500 | 500 | 500 | 500 | 500 | 0 | 0 | 0 | 0 | 0 | 0 | 0 | 0 | 0
VIC1 | OCGT / Diesel | 1900.0124 | 1900.0135 | 1900.0137 | 1900.0139 | 1900.014 | 1900.014 | 1900.014 | 1900.0141 | 1900.0141 | 1900.0141 | 1730.0141 | 1730.0142 | 1730.0142 | 1730.0143 | 1730.0143 | 1730.0144 | 1290.0145 | 1290.0146 | 1290.0149 | 1196.015 | 1196.0156 | 1196.0232 | 1196.0233 | 1196.0234 | 612.0236
VIC1 | Hydro | 2279.02 | 2279.02 | 2279.02 | 2279.02 | 2279.02 | 2279.02 | 2279.02 | 2279.02 | 2279.02 | 2279.02 | 2279.02 | 2279.02 | 2279.02 | 2279.02 | 2279.02 | 2279.02 | 2279.02 | 2279.02 | 2279.02 | 2279.02 | 2279.02 | 2279.02 | 2279.02 | 2279.02 | 2279.02
VIC1 | Hydrogen Turbine | 0 | 0 | 0 | 0 | 0 | 0 | 0 | 0 | 0 | 0 | 0 | 0 | 0.0071353 | 0.0080583 | 123.1677 | 123.1686 | 225.6719 | 225.6724 | 225.6726 | 225.6727 | 1209.6223 | 1432.123 | 1432.1233 | 1575.7262 | 1575.7273
VIC1 | Wind | 4692.5786 | 5538.5349 | 8145.4871 | 8579.9309 | 9547.2768 | 10458.5932 | 10534.6054 | 10723.9425 | 10723.9428 | 10723.9428 | 11985.0946 | 11797.8276 | 11797.8277 | 12171.2887 | 13092.1857 | 15025.8552 | 15202.6641 | 15711.7463 | 15777.0094 | 17322.9181 | 19375.7388 | 19063.7388 | 18471.5616 | 20942.357 | 24635.6779
VIC1 | Solar PV | 1081.587 | 1081.6006 | 1495.6078 | 2558.3307 | 2588.7633 | 2598.6633 | 2598.666 | 4335.5204 | 4335.5204 | 4594.8561 | 4594.8577 | 5517.92 | 5517.926 | 6311.3135 | 6732.9901 | 6732.9953 | 7868.6353 | 8211.6392 | 11966.1298 | 11966.1313 | 14049.4495 | 13938.9696 | 13907.8734 | 14381.0733 | 16133.2719
VIC1 | Grid Battery | 375.3478 | 466.2648 | 534.0487 | 1486.8735 | 1663.704 | 1663.705 | 2023.3254 | 2023.3263 | 2023.3268 | 2023.3302 | 1968.0316 | 1968.0331 | 2224.7755 | 2944.0576 | 3062.7249 | 3332.3177 | 3665.5615 | 3665.5617 | 4532.3075 | 4726.5598 | 5266.455 | 5408.7487 | 5340.9703 | 5761.8104 | 5585.1106
VIC1 | Pumped Hydro | 0 | 0 | 98.1086 | 175.2565 | 175.2568 | 175.2569 | 175.2569 | 175.257 | 175.257 | 175.257 | 175.2571 | 175.2572 | 175.2574 | 175.2575 | 175.2577 | 175.2579 | 175.2581 | 175.2583 | 175.2586 | 175.2589 | 175.2592 | 175.2594 | 175.2596 | 175.2601 | 175.2604
VIC1 | VPP | 60.468 | 148.648 | 275.348 | 442.274 | 652.45 | 876.237 | 1210.573 | 1471.452 | 1695.3 | 1937.424 | 2247.64 | 2595.903 | 2965.11 | 3357.506 | 3781.673 | 4195.058 | 4522.014 | 4833.262 | 5118.509 | 5352.788 | 5603.204 | 5858.669 | 6119.573 | 6385.683 | 6660.222
Total excluding storage |  | 15288.198 | 16134.1709 | 15970.9569 | 17145.6661 | 18143.4443 | 19014.7581 | 18080.5333 | 19738.5191 | 19738.5183 | 19997.8541 | 21089.0074 | 21824.8027 | 21824.8159 | 22991.6654 | 24457.3988 | 26391.0744 | 26866.0267 | 27718.1149 | 31537.8692 | 32989.7796 | 38109.8694 | 37909.8978 | 37286.6136 | 40374.2154 | 45235.7302
Region | Technology | 2023-24 | 2024-25 | 2025-26 | 2026-27 | 2027-28 | 2028-29 | 2029-30 | 2030-31 | 2031-32 | 2032-33 | 2033-34 | 2034-35 | 2035-36 | 2036-37 | 2037-38 | 2038-39 | 2039-40 | 2040-41 | 2041-42 | 2042-43 | 2043-44 | 2044-45 | 2045-46 | 2046-47 | 2047-48
SA1 | Black Coal | 0 | 0 | 0 | 0 | 0 | 0 | 0 | 0 | 0 | 0 | 0 | 0 | 0 | 0 | 0 | 0 | 0 | 0 | 0 | 0 | 0 | 0 | 0 | 0 | 0
SA1 | Brown Coal | 0 | 0 | 0 | 0 | 0 | 0 | 0 | 0 | 0 | 0 | 0 | 0 | 0 | 0 | 0 | 0 | 0 | 0 | 0 | 0 | 0 | 0 | 0 | 0 | 0
SA1 | CCGT | 709 | 529.0018 | 529.002 | 529.002 | 529.002 | 529.0021 | 529.0021 | 529.0021 | 529.0021 | 529.0021 | 529.0022 | 529.0022 | 529.0022 | 529.0023 | 0.0024447 | 0.0024489 | 0.002553 | 0.0038237 | 0.0040995 | 0.0043618 | 0.0047864 | 0.0047869 | 0.0047879 | 0.0060016 | 0.006021
SA1 | Gas - Steam | 800 | 800 | 800 | 800 | 800 | 800 | 800 | 800 | 800 | 800 | 800 | 800 | 0 | 0 | 0 | 0 | 0 | 0 | 0 | 0 | 0 | 0 | 0 | 0 | 0
SA1 | OCGT / Diesel | 1460.6646 | 1460.6646 | 1460.6651 | 1460.6652 | 1460.6654 | 1460.6656 | 1460.6659 | 1078.1662 | 1078.1665 | 801.3067 | 801.3071 | 801.3075 | 721.3078 | 721.3083 | 721.3089 | 721.3092 | 721.3098 | 721.3109 | 721.3113 | 721.312 | 721.3136 | 511.3138 | 511.3141 | 357.3153 | 357.316
SA1 | Hydro | 0 | 0 | 0 | 0 | 0 | 0 | 0 | 0 | 0 | 0 | 0 | 0 | 0 | 0 | 0 | 0 | 0 | 0 | 0 | 0 | 0 | 0 | 0 | 0 | 0
SA1 | Hydrogen Turbine | 0 | 0 | 0 | 0 | 0 | 0 | 0 | 0.0036191 | 0.003845 | 0.003946 | 0.0043541 | 0.0050659 | 0.0051205 | 0.0053675 | 0.0072231 | 0.0073448 | 0.008007 | 0.00805 | 0.0081294 | 0.0094686 | 0.015139 | 0.015163 | 0.015189 | 0.015287 | 0.015326
SA1 | Wind | 3219.8895 | 3257.3611 | 3521.4897 | 4588.2266 | 4658.5828 | 7921.3548 | 8623.645 | 9158.7341 | 9158.7342 | 9158.7343 | 10743.6487 | 10743.6487 | 12321.6407 | 14367.8929 | 18791.3384 | 20269.8004 | 19943.1104 | 21730.6795 | 26546.1228 | 29030.7563 | 31055.8305 | 31055.8306 | 30712.6306 | 35725.9486 | 41141.2066
SA1 | Solar PV | 564.6416 | 564.6481 | 648.8603 | 833.1546 | 1186.7268 | 2688.1863 | 2759.8526 | 4886.0408 | 4890.0667 | 6849.4136 | 11415.1604 | 14853.0802 | 14903.2538 | 18702.741 | 21137.1411 | 21137.143 | 22209.7687 | 22209.7709 | 37700.1577 | 37780.0738 | 46927.7186 | 46657.7186 | 46650.3386 | 49100.525 | 50348.1627
SA1 | Grid Battery | 479.2817 | 479.2858 | 479.2925 | 479.2987 | 479.3124 | 479.3125 | 479.3343 | 763.631 | 1492.7632 | 2904.7801 | 4204.7104 | 5383.3124 | 5667.0142 | 6657.8538 | 6657.8542 | 6657.8554 | 7081.9252 | 7081.9261 | 13229.1321 | 13229.133 | 16938.7965 | 16938.7924 | 16928.7863 | 16928.7813 | 16928.7704
SA1 | Pumped Hydro | 0 | 0 | 0.016716 | 0.018636 | 0.022916 | 0.026317 | 0.028391 | 0.028762 | 0.028783 | 0.028996 | 0.029915 | 0.031329 | 0.031773 | 0.033384 | 0.03382 | 0.033997 | 0.036255 | 0.036763 | 0.03906 | 0.04048 | 0.045192 | 0.045197 | 0.045205 | 0.045223 | 0.04529
SA1 | VPP | 103.374 | 155.053 | 211.022 | 272.84 | 342.292 | 420.23 | 540.44 | 653.106 | 777.048 | 924.007 | 1092.47 | 1267.579 | 1445.138 | 1625.646 | 1798.035 | 1965.933 | 2084.182 | 2187.814 | 2276.205 | 2360.962 | 2451.351 | 2543.459 | 2638.109 | 2734.439 | 2833.773
Total excluding storage |  | 6754.1957 | 6611.6756 | 6960.0171 | 8211.0484 | 8634.977 | 13399.2088 | 14173.1655 | 16451.9468 | 16455.9733 | 18138.4606 | 24289.1227 | 27727.0437 | 28475.2097 | 34320.9498 | 40649.7981 | 42128.2625 | 42874.1995 | 44661.7732 | 64967.6041 | 67532.1559 | 78704.8826 | 78224.8828 | 77874.3032 | 85183.8103 | 91846.7067
Region | Technology | 2023-24 | 2024-25 | 2025-26 | 2026-27 | 2027-28 | 2028-29 | 2029-30 | 2030-31 | 2031-32 | 2032-33 | 2033-34 | 2034-35 | 2035-36 | 2036-37 | 2037-38 | 2038-39 | 2039-40 | 2040-41 | 2041-42 | 2042-43 | 2043-44 | 2044-45 | 2045-46 | 2046-47 | 2047-48
TAS1 | Black Coal | 0 | 0 | 0 | 0 | 0 | 0 | 0 | 0 | 0 | 0 | 0 | 0 | 0 | 0 | 0 | 0 | 0 | 0 | 0 | 0 | 0 | 0 | 0 | 0 | 0
TAS1 | Brown Coal | 0 | 0 | 0 | 0 | 0 | 0 | 0 | 0 | 0 | 0 | 0 | 0 | 0 | 0 | 0 | 0 | 0 | 0 | 0 | 0 | 0 | 0 | 0 | 0 | 0
TAS1 | CCGT | 208 | 208.001 | 208.0011 | 208.0011 | 208.0012 | 208.0014 | 208.0016 | 208.0016 | 208.0016 | 208.0016 | 208.0017 | 208.0018 | 208.0018 | 208.0018 | 208.002 | 208.0021 | 208.0022 | 208.0032 | 208.0032 | 208.0033 | 208.0035 | 208.0035 | 208.0035 | 208.0052 | 208.0052
TAS1 | Gas - Steam | 0 | 0 | 0 | 0 | 0 | 0 | 0 | 0 | 0 | 0 | 0 | 0 | 0 | 0 | 0 | 0 | 0 | 0 | 0 | 0 | 0 | 0 | 0 | 0 | 0
TAS1 | OCGT / Diesel | 178.0039 | 178.0042 | 178.0044 | 178.0047 | 178.0051 | 178.0054 | 178.0056 | 178.0058 | 178.0062 | 178.0068 | 178.0069 | 178.0072 | 178.0076 | 178.0081 | 178.0086 | 178.009 | 178.0096 | 58.0107 | 58.0113 | 58.0117 | 58.0125 | 58.0129 | 58.0136 | 58.0152 | 58.0156
TAS1 | Hydro | 2551 | 2551 | 2551 | 2551 | 2551 | 2551 | 2551 | 2551 | 2551 | 2551 | 2551 | 2551 | 2551 | 2551 | 2551 | 2551 | 2551 | 2551 | 2551 | 2551 | 2551 | 2551 | 2551 | 2551 | 2551
TAS1 | Hydrogen Turbine | 0 | 0 | 0 | 0 | 0 | 0 | 0 | 0.0030288 | 0.0033388 | 0.0038005 | 0.0039013 | 0.0044272 | 0.004503 | 0.0050023 | 0.0084662 | 0.0086155 | 0.01174 | 0.011798 | 0.011851 | 0.01313 | 0.016202 | 0.016246 | 0.016294 | 0.098011 | 0.098086
TAS1 | Wind | 1661.0941 | 1661.1099 | 2298.9973 | 2445.27 | 4429.5376 | 4962.2027 | 6853.9594 | 6861.8801 | 8441.3621 | 8960.8226 | 10076.1117 | 12712.259 | 12859.8295 | 14804.1548 | 18555.3498 | 18617.7743 | 18617.7764 | 20202.7319 | 21404.6424 | 21404.6433 | 22851.9711 | 22707.9711 | 22707.9715 | 27693.3292 | 30298.5519
TAS1 | Solar PV | 0.0044764 | 0.0075384 | 0.010591 | 0.02261 | 14.1963 | 300.065 | 735.3272 | 866.862 | 866.862 | 866.8633 | 3596.3203 | 6764.5508 | 7736.9225 | 8606.8582 | 9949.5884 | 11054.2818 | 12140.0708 | 12424.6096 | 12424.6119 | 15180.7776 | 16098.6588 | 16098.6589 | 16098.659 | 22092.6868 | 25098.5389
TAS1 | Grid Battery | 0.0085383 | 0.010291 | 0.012658 | 0.01481 | 0.019174 | 0.019248 | 0.023231 | 0.030905 | 0.049882 | 0.068458 | 0.086365 | 0.090643 | 0.1032 | 0.13636 | 0.26219 | 157.7867 | 157.916 | 157.9169 | 537.0503 | 1429.5321 | 1429.6798 | 1429.6805 | 1429.6787 | 3663.0527 | 6013.7682
TAS1 | Pumped Hydro | 0 | 0 | 0.033287 | 0.040538 | 0.052862 | 79.9904 | 531.4479 | 531.4496 | 750.1145 | 904.8983 | 1126.0043 | 1788.2392 | 2321.0003 | 2321.0484 | 2321.1517 | 2321.1854 | 2321.1857 | 2321.1859 | 2321.1889 | 2321.1908 | 2321.1912 | 2321.1914 | 2321.1914 | 2321.1945 | 2321.1969
TAS1 | VPP | 7.912 | 15.837 | 26.483 | 39.382 | 55.107 | 73.65 | 101.574 | 123.054 | 146.532 | 174.611 | 206.946 | 241.257 | 276.87 | 312.98 | 348.252 | 382.965 | 408.391 | 431.668 | 452.638 | 473.111 | 494.701 | 516.55 | 538.753 | 560.804 | 583.055
Total excluding storage |  | 4598.1025 | 4598.1226 | 5236.0134 | 5382.2984 | 7380.7403 | 8199.2745 | 10526.2937 | 10665.7525 | 12245.2352 | 12764.6981 | 16609.4446 | 22413.8232 | 23533.7658 | 26348.0279 | 31441.9573 | 32609.0758 | 33694.8707 | 35444.3672 | 36646.2807 | 39402.4491 | 41767.6622 | 41623.6627 | 41623.6639 | 52603.1343 | 58214.2097
Explicitly modelled pumping
Region | Technology | 2023-24 | 2024-25 | 2025-26 | 2026-27 | 2027-28 | 2028-29 | 2029-30 | 2030-31 | 2031-32 | 2032-33 | 2033-34 | 2034-35 | 2035-36 | 2036-37 | 2037-38 | 2038-39 | 2039-40 | 2040-41 | 2041-42 | 2042-43 | 2043-44 | 2044-45 | 2045-46 | 2046-47 | 2047-48
NEM | Grid Battery pump | 1004.6904 | 1095.6978 | 2783.4301 | 3736.3148 | 4213.835 | 5834.9905 | 6269.6502 | 9248.3772 | 10888.648 | 15015.4689 | 18549.6675 | 22276.9445 | 24305.3746 | 26006.4763 | 27792.2615 | 28371.4591 | 29261.9761 | 31352.7428 | 39344.6814 | 47376.0713 | 53787.1462 | 57685.2645 | 56385.3835 | 59513.0997 | 61386.5124
NEM | Pumped Hydro Pump | 1310 | 1310 | 2469.3803 | 2955.3625 | 5027.2773 | 5237.1857 | 5688.6459 | 5688.6487 | 5907.3138 | 6062.0984 | 6283.2066 | 6945.445 | 7478.2072 | 7478.2574 | 7478.3625 | 7478.397 | 7478.4003 | 7478.4029 | 7478.4092 | 7478.4144 | 7478.421 | 7478.4225 | 7478.4231 | 7478.429 | 7478.4321
NEM | VPP pump | 366.507 | 731.507 | 1218.992 | 1822.853 | 2558.481 | 3412.119 | 4696.274 | 5734.929 | 6792.702 | 7984.201 | 9451.121 | 11021.854 | 12642.581 | 14292.635 | 15915.47 | 17495.087 | 18665.873 | 19737.356 | 20683.069 | 21557.067 | 22491.289 | 23437.779 | 24407.052 | 25388.84 | 26393.639
Region | Technology | 2023-24 | 2024-25 | 2025-26 | 2026-27 | 2027-28 | 2028-29 | 2029-30 | 2030-31 | 2031-32 | 2032-33 | 2033-34 | 2034-35 | 2035-36 | 2036-37 | 2037-38 | 2038-39 | 2039-40 | 2040-41 | 2041-42 | 2042-43 | 2043-44 | 2044-45 | 2045-46 | 2046-47 | 2047-48
NSW1 | Grid Battery pump | 50.0402 | 50.1203 | 1302.2629 | 1302.27 | 1602.9157 | 1873.0092 | 1948.0223 | 4163.4986 | 4163.5099 | 5373.5385 | 5373.5742 | 5373.5762 | 6191.3089 | 6182.2553 | 7849.2466 | 7849.2508 | 7849.2706 | 7849.3454 | 7905.5492 | 8790.0332 | 9111.4863 | 9929.182 | 9074.646 | 9108.1655 | 8807.5979
NSW1 | Pumped Hydro Pump | 840 | 840 | 1304.025 | 1304.0268 | 3375.9246 | 3505.8876 | 3505.8881 | 3505.8886 | 3505.8887 | 3505.889 | 3505.8894 | 3505.89 | 3505.8904 | 3505.8906 | 3505.8915 | 3505.8917 | 3505.8921 | 3505.8931 | 3505.8936 | 3505.8942 | 3505.8949 | 3505.8955 | 3505.8957 | 3505.8969 | 3505.8973
NSW1 | VPP pump | 113.448 | 234.462 | 391.152 | 583.147 | 817.88 | 1099.634 | 1524.355 | 1863.227 | 2229.794 | 2645.934 | 3161.719 | 3706.357 | 4261.722 | 4832.226 | 5385.068 | 5923.239 | 6317.153 | 6670.323 | 6979.899 | 7280.857 | 7600.332 | 7924.393 | 8255.877 | 8588.375 | 8928.242
Region | Technology | 2023-24 | 2024-25 | 2025-26 | 2026-27 | 2027-28 | 2028-29 | 2029-30 | 2030-31 | 2031-32 | 2032-33 | 2033-34 | 2034-35 | 2035-36 | 2036-37 | 2037-38 | 2038-39 | 2039-40 | 2040-41 | 2041-42 | 2042-43 | 2043-44 | 2044-45 | 2045-46 | 2046-47 | 2047-48
QLD1 | Grid Battery pump | 100.0122 | 100.0165 | 467.8134 | 467.8579 | 467.8837 | 1818.9446 | 1818.945 | 2297.8904 | 3208.9982 | 4713.7517 | 7003.2649 | 9551.9321 | 10222.1728 | 10222.1733 | 10222.1736 | 10374.2485 | 10507.3028 | 12597.9926 | 13140.6423 | 19200.8132 | 21040.7286 | 23978.8608 | 23611.3023 | 24051.2897 | 24051.2653
QLD1 | Pumped Hydro Pump | 470 | 470 | 1067.1968 | 1476.0201 | 1476.0202 | 1476.0245 | 1476.0247 | 1476.0247 | 1476.0248 | 1476.025 | 1476.0259 | 1476.0272 | 1476.0274 | 1476.0276 | 1476.0279 | 1476.028 | 1476.0281 | 1476.0288 | 1476.0291 | 1476.0301 | 1476.0305 | 1476.031 | 1476.0311 | 1476.0323 | 1476.0323
QLD1 | VPP pump | 81.305 | 177.507 | 314.987 | 485.21 | 690.752 | 942.368 | 1319.332 | 1624.09 | 1944.028 | 2302.225 | 2742.346 | 3210.758 | 3693.741 | 4164.277 | 4602.442 | 5027.892 | 5334.133 | 5614.289 | 5855.818 | 6089.349 | 6341.701 | 6594.708 | 6854.74 | 7119.539 | 7388.347
Region | Technology | 2023-24 | 2024-25 | 2025-26 | 2026-27 | 2027-28 | 2028-29 | 2029-30 | 2030-31 | 2031-32 | 2032-33 | 2033-34 | 2034-35 | 2035-36 | 2036-37 | 2037-38 | 2038-39 | 2039-40 | 2040-41 | 2041-42 | 2042-43 | 2043-44 | 2044-45 | 2045-46 | 2046-47 | 2047-48
VIC1 | Grid Battery pump | 375.3478 | 466.2648 | 534.0487 | 1486.8735 | 1663.704 | 1663.705 | 2023.3254 | 2023.3263 | 2023.3268 | 2023.3302 | 1968.0316 | 1968.0331 | 2224.7755 | 2944.0576 | 3062.7249 | 3332.3177 | 3665.5615 | 3665.5617 | 4532.3075 | 4726.5598 | 5266.455 | 5408.7487 | 5340.9703 | 5761.8104 | 5585.1106
VIC1 | Pumped Hydro Pump | 0 | 0 | 98.1086 | 175.2565 | 175.2568 | 175.2569 | 175.2569 | 175.257 | 175.257 | 175.257 | 175.2571 | 175.2572 | 175.2574 | 175.2575 | 175.2577 | 175.2579 | 175.2581 | 175.2583 | 175.2586 | 175.2589 | 175.2592 | 175.2594 | 175.2596 | 175.2601 | 175.2604
VIC1 | VPP pump | 60.468 | 148.648 | 275.348 | 442.274 | 652.45 | 876.237 | 1210.573 | 1471.452 | 1695.3 | 1937.424 | 2247.64 | 2595.903 | 2965.11 | 3357.506 | 3781.673 | 4195.058 | 4522.014 | 4833.262 | 5118.509 | 5352.788 | 5603.204 | 5858.669 | 6119.573 | 6385.683 | 6660.222
Region | Technology | 2023-24 | 2024-25 | 2025-26 | 2026-27 | 2027-28 | 2028-29 | 2029-30 | 2030-31 | 2031-32 | 2032-33 | 2033-34 | 2034-35 | 2035-36 | 2036-37 | 2037-38 | 2038-39 | 2039-40 | 2040-41 | 2041-42 | 2042-43 | 2043-44 | 2044-45 | 2045-46 | 2046-47 | 2047-48
SA1 | Grid Battery pump | 479.2817 | 479.2858 | 479.2925 | 479.2987 | 479.3124 | 479.3125 | 479.3343 | 763.631 | 1492.7632 | 2904.7801 | 4204.7104 | 5383.3124 | 5667.0142 | 6657.8538 | 6657.8542 | 6657.8554 | 7081.9252 | 7081.9261 | 13229.1321 | 13229.133 | 16938.7965 | 16938.7924 | 16928.7863 | 16928.7813 | 16928.7704
SA1 | Pumped Hydro Pump | 0 | 0 | 0.016716 | 0.018636 | 0.022916 | 0.026317 | 0.028391 | 0.028762 | 0.028783 | 0.028996 | 0.029915 | 0.031329 | 0.031773 | 0.033384 | 0.03382 | 0.033997 | 0.036255 | 0.036763 | 0.03906 | 0.04048 | 0.045192 | 0.045197 | 0.045205 | 0.045223 | 0.04529
SA1 | VPP pump | 103.374 | 155.053 | 211.022 | 272.84 | 342.292 | 420.23 | 540.44 | 653.106 | 777.048 | 924.007 | 1092.47 | 1267.579 | 1445.138 | 1625.646 | 1798.035 | 1965.933 | 2084.182 | 2187.814 | 2276.205 | 2360.962 | 2451.351 | 2543.459 | 2638.109 | 2734.439 | 2833.773
Region | Technology | 2023-24 | 2024-25 | 2025-26 | 2026-27 | 2027-28 | 2028-29 | 2029-30 | 2030-31 | 2031-32 | 2032-33 | 2033-34 | 2034-35 | 2035-36 | 2036-37 | 2037-38 | 2038-39 | 2039-40 | 2040-41 | 2041-42 | 2042-43 | 2043-44 | 2044-45 | 2045-46 | 2046-47 | 2047-48
TAS1 | Grid Battery pump | 0.0085383 | 0.010291 | 0.012658 | 0.01481 | 0.019174 | 0.019248 | 0.023231 | 0.030905 | 0.049882 | 0.068458 | 0.086365 | 0.090643 | 0.1032 | 0.13636 | 0.26219 | 157.7867 | 157.916 | 157.9169 | 537.0503 | 1429.5321 | 1429.6798 | 1429.6805 | 1429.6787 | 3663.0527 | 6013.7682
TAS1 | Pumped Hydro Pump | 0 | 0 | 0.033287 | 0.040538 | 0.052862 | 79.9904 | 531.4479 | 531.4496 | 750.1145 | 904.8983 | 1126.0043 | 1788.2392 | 2321.0003 | 2321.0484 | 2321.1517 | 2321.1854 | 2321.1857 | 2321.1859 | 2321.1889 | 2321.1908 | 2321.1912 | 2321.1914 | 2321.1914 | 2321.1945 | 2321.1969
TAS1 | VPP pump | 7.912 | 15.837 | 26.483 | 39.382 | 55.107 | 73.65 | 101.574 | 123.054 | 146.532 | 174.611 | 206.946 | 241.257 | 276.87 | 312.98 | 348.252 | 382.965 | 408.391 | 431.668 | 452.638 | 473.111 | 494.701 | 516.55 | 538.753 | 560.804 | 583.055
Non-controllable capacity
Region | Technology | 2023-24 | 2024-25 | 2025-26 | 2026-27 | 2027-28 | 2028-29 | 2029-30 | 2030-31 | 2031-32 | 2032-33 | 2033-34 | 2034-35 | 2035-36 | 2036-37 | 2037-38 | 2038-39 | 2039-40 | 2040-41 | 2041-42 | 2042-43 | 2043-44 | 2044-45 | 2045-46 | 2046-47 | 2047-48
NEM | Distributed PV | 20559.3059 | 22878.4464 | 25149.1115 | 27298.6319 | 29446.9533 | 31464.8946 | 33419.8471 | 35256.4777 | 36924.1036 | 38591.3619 | 40243.3453 | 41840.0586 | 43287.7694 | 44604.5877 | 45831.4772 | 47039.7872 | 48279.9666 | 49522.6631 | 50770.0045 | 51992.0234 | 53223.7792 | 54450.5181 | 55654.5308 | 56844.5054 | 58026.0997
NEM | Behind the meter battery | 727.267 | 1615.687 | 2523.858 | 3346.118 | 4039.736 | 4643.731 | 5111.685 | 5870.22 | 6883.914 | 7823.741 | 8822.021 | 10032.986 | 11279.352 | 12411.971 | 13450.545 | 14351.891 | 15102.709 | 15417.929 | 15594.936 | 15616.079 | 15610.974 | 15555.227 | 15481.949 | 15387.778 | 15277.058
NEM | Behind the meter battery pump | 727.267 | 1615.687 | 2523.858 | 3346.118 | 4039.736 | 4643.731 | 5111.685 | 5870.22 | 6883.914 | 7823.741 | 8822.021 | 10032.986 | 11279.352 | 12411.971 | 13450.545 | 14351.891 | 15102.709 | 15417.929 | 15594.936 | 15616.079 | 15610.974 | 15555.227 | 15481.949 | 15387.778 | 15277.058
Region | Technology | 2023-24 | 2024-25 | 2025-26 | 2026-27 | 2027-28 | 2028-29 | 2029-30 | 2030-31 | 2031-32 | 2032-33 | 2033-34 | 2034-35 | 2035-36 | 2036-37 | 2037-38 | 2038-39 | 2039-40 | 2040-41 | 2041-42 | 2042-43 | 2043-44 | 2044-45 | 2045-46 | 2046-47 | 2047-48
NSW1 | Distributed PV | 6844.3759 | 7652.8571 | 8384.8617 | 9064.3617 | 9747.0822 | 10435.7284 | 11108.6311 | 11742.3362 | 12363.211 | 12985.8301 | 13603.5142 | 14202.499 | 14755.7699 | 15272.7628 | 15760.2789 | 16235.8601 | 16701.0335 | 17150.969 | 17601.7501 | 18048.2455 | 18499.4541 | 18952.8592 | 19396.7455 | 19828.9495 | 20258.668
NSW1 | Behind the meter battery | 267.7 | 588.706 | 887.915 | 1132.692 | 1330.786 | 1501.11 | 1644.835 | 1879.228 | 2206.731 | 2538.018 | 2892.137 | 3323.841 | 3759.11 | 4148.139 | 4509.931 | 4816.45 | 5071.383 | 5175.41 | 5227.705 | 5227.062 | 5230.387 | 5215.023 | 5193.755 | 5164.889 | 5128.324
NSW1 | Behind the meter battery pump | 267.7 | 588.706 | 887.915 | 1132.692 | 1330.786 | 1501.11 | 1644.835 | 1879.228 | 2206.731 | 2538.018 | 2892.137 | 3323.841 | 3759.11 | 4148.139 | 4509.931 | 4816.45 | 5071.383 | 5175.41 | 5227.705 | 5227.062 | 5230.387 | 5215.023 | 5193.755 | 5164.889 | 5128.324
Region | Technology | 2023-24 | 2024-25 | 2025-26 | 2026-27 | 2027-28 | 2028-29 | 2029-30 | 2030-31 | 2031-32 | 2032-33 | 2033-34 | 2034-35 | 2035-36 | 2036-37 | 2037-38 | 2038-39 | 2039-40 | 2040-41 | 2041-42 | 2042-43 | 2043-44 | 2044-45 | 2045-46 | 2046-47 | 2047-48
QLD1 | Distributed PV | 6207.5317 | 6858.7451 | 7559.6853 | 8206.2933 | 8843.0953 | 9492.2909 | 10113.3032 | 10702.1808 | 11245.863 | 11787.1308 | 12321.5003 | 12835.1736 | 13282.5605 | 13663.284 | 13997.2389 | 14317.2309 | 14662.9067 | 15021.6582 | 15378.3521 | 15723.1901 | 16066.8334 | 16396.2618 | 16724.0794 | 17050.6347 | 17371.2447
QLD1 | Behind the meter battery | 164.614 | 417.096 | 671.033 | 922.271 | 1125.869 | 1299.747 | 1450.708 | 1685.163 | 1990.648 | 2286.246 | 2596.164 | 2968.338 | 3348.63 | 3694.059 | 3989.747 | 4221.779 | 4413.009 | 4478 | 4506.967 | 4491.208 | 4479.363 | 4455.174 | 4424.643 | 4389.62 | 4351.121
QLD1 | Behind the meter battery pump | 164.614 | 417.096 | 671.033 | 922.271 | 1125.869 | 1299.747 | 1450.708 | 1685.163 | 1990.648 | 2286.246 | 2596.164 | 2968.338 | 3348.63 | 3694.059 | 3989.747 | 4221.779 | 4413.009 | 4478 | 4506.967 | 4491.208 | 4479.363 | 4455.174 | 4424.643 | 4389.62 | 4351.121
Region | Technology | 2023-24 | 2024-25 | 2025-26 | 2026-27 | 2027-28 | 2028-29 | 2029-30 | 2030-31 | 2031-32 | 2032-33 | 2033-34 | 2034-35 | 2035-36 | 2036-37 | 2037-38 | 2038-39 | 2039-40 | 2040-41 | 2041-42 | 2042-43 | 2043-44 | 2044-45 | 2045-46 | 2046-47 | 2047-48
VIC1 | Distributed PV | 4579.5565 | 5157.9765 | 5737.6566 | 6319.4944 | 6906.0921 | 7346.6908 | 7773.0081 | 8165.2777 | 8448.8931 | 8734.795 | 9016.3621 | 9291.4697 | 9550.2358 | 9796.8574 | 10041.1576 | 10298.071 | 10579.3605 | 10871.1525 | 11169.6877 | 11460.8133 | 11758.9225 | 12060.9602 | 12358.2699 | 12656.5851 | 12959.5886
VIC1 | Behind the meter battery | 120.062 | 329.29 | 584.387 | 822.704 | 1038.235 | 1227.849 | 1335.811 | 1514.906 | 1768.169 | 1950.593 | 2135.666 | 2379.184 | 2646.805 | 2900.178 | 3149.181 | 3402.641 | 3615.882 | 3731.245 | 3816.41 | 3863.684 | 3875.106 | 3873.739 | 3868.344 | 3856.399 | 3840.607
VIC1 | Behind the meter battery pump | 120.062 | 329.29 | 584.387 | 822.704 | 1038.235 | 1227.849 | 1335.811 | 1514.906 | 1768.169 | 1950.593 | 2135.666 | 2379.184 | 2646.805 | 2900.178 | 3149.181 | 3402.641 | 3615.882 | 3731.245 | 3816.41 | 3863.684 | 3875.106 | 3873.739 | 3868.344 | 3856.399 | 3840.607
Region | Technology | 2023-24 | 2024-25 | 2025-26 | 2026-27 | 2027-28 | 2028-29 | 2029-30 | 2030-31 | 2031-32 | 2032-33 | 2033-34 | 2034-35 | 2035-36 | 2036-37 | 2037-38 | 2038-39 | 2039-40 | 2040-41 | 2041-42 | 2042-43 | 2043-44 | 2044-45 | 2045-46 | 2046-47 | 2047-48
SA1 | Distributed PV | 2591.0665 | 2828.3103 | 3044.1188 | 3246.303 | 3449.3626 | 3649.9391 | 3847.1087 | 4033.5103 | 4217.7168 | 4399.9959 | 4583.3771 | 4758.9317 | 4917.0627 | 5059.7828 | 5191.3947 | 5317.6167 | 5435.9077 | 5548.4758 | 5659.9872 | 5769.4989 | 5877.7967 | 5988.8536 | 6094.1847 | 6198.8272 | 6299.722
SA1 | Behind the meter battery | 148.832 | 234.972 | 315.151 | 386.099 | 448.882 | 507.894 | 563.831 | 659.388 | 765.728 | 874.943 | 999.571 | 1136.279 | 1272.079 | 1391.741 | 1500.881 | 1590.477 | 1664.955 | 1688.767 | 1695.305 | 1684.559 | 1675.301 | 1660.606 | 1645.177 | 1628.101 | 1610.255
SA1 | Behind the meter battery pump | 148.832 | 234.972 | 315.151 | 386.099 | 448.882 | 507.894 | 563.831 | 659.388 | 765.728 | 874.943 | 999.571 | 1136.279 | 1272.079 | 1391.741 | 1500.881 | 1590.477 | 1664.955 | 1688.767 | 1695.305 | 1684.559 | 1675.301 | 1660.606 | 1645.177 | 1628.101 | 1610.255
Region | Technology | 2023-24 | 2024-25 | 2025-26 | 2026-27 | 2027-28 | 2028-29 | 2029-30 | 2030-31 | 2031-32 | 2032-33 | 2033-34 | 2034-35 | 2035-36 | 2036-37 | 2037-38 | 2038-39 | 2039-40 | 2040-41 | 2041-42 | 2042-43 | 2043-44 | 2044-45 | 2045-46 | 2046-47 | 2047-48
TAS1 | Distributed PV | 336.7752 | 380.5573 | 422.7891 | 462.1795 | 501.3209 | 540.2455 | 577.7959 | 613.1727 | 648.4196 | 683.61 | 718.5916 | 751.9845 | 782.1404 | 811.9007 | 841.407 | 871.0085 | 900.7582 | 930.4077 | 960.2273 | 990.2756 | 1020.7725 | 1051.5833 | 1081.2514 | 1109.5089 | 1136.8764
TAS1 | Behind the meter battery | 26.059 | 45.623 | 65.372 | 82.352 | 95.964 | 107.131 | 116.5 | 131.535 | 152.638 | 173.941 | 198.483 | 225.344 | 252.728 | 277.854 | 300.805 | 320.544 | 337.48 | 344.507 | 348.549 | 349.566 | 350.817 | 350.685 | 350.03 | 348.769 | 346.751
TAS1 | Behind the meter battery pump | 26.059 | 45.623 | 65.372 | 82.352 | 95.964 | 107.131 | 116.5 | 131.535 | 152.638 | 173.941 | 198.483 | 225.344 | 252.728 | 277.854 | 300.805 | 320.544 | 337.48 | 344.507 | 348.549 | 349.566 | 350.817 | 350.685 | 350.03 | 348.769 | 346.751

## Option 1_VOM Cost
VOM cost by technology ($000s) - Option 1, Hydrogen Superpower Scenario
VOM | Real June 2021 dollars discounted to 1 July 2021
Explicitly modelled generation
Region | Technology | 2023-24 | 2024-25 | 2025-26 | 2026-27 | 2027-28 | 2028-29 | 2029-30 | 2030-31 | 2031-32 | 2032-33 | 2033-34 | 2034-35 | 2035-36 | 2036-37 | 2037-38 | 2038-39 | 2039-40 | 2040-41 | 2041-42 | 2042-43 | 2043-44 | 2044-45 | 2045-46 | 2046-47 | 2047-48
NEM | Black Coal | 270390.7987 | 250069.2706 | 180000.5697 | 145189.6414 | 81689.549 | 76677.4831 | 34209.7755 | 19843.6023 | 2965.9091 | 1.271 | 0.97877 | 0.92556 | 0.68698 | 0.58224 | 0.52063 | 0.43556 | 0.39549 | 0.44052 | 0.42745 | 0.35767 | 0.31398 | 0.25721 | 0.19499 | 0.17579 | 0.16095
NEM | Brown Coal | 89060.3555 | 77526.7475 | 30059.9624 | 21780.3595 | 21012.0353 | 18709.7616 | 4112.4394 | 0.24632 | 0.21041 | 0.20162 | 0.19297 | 0.18667 | 0.16606 | 0.15638 | 0.15663 | 0.14617 | 0.13421 | 0.1452 | 0.13772 | 0.12693 | 0.1204 | 0.099027 | 0.027723 | 0.038709 | 0
NEM | CCGT | 16122.6075 | 17062.8829 | 35413.2303 | 30961.761 | 26691.4791 | 29182.5259 | 35510.3702 | 33157.7489 | 35947.1679 | 23870.9314 | 27186.8102 | 27606.6532 | 14227.297 | 8450.1033 | 15272.8965 | 6215.9229 | 5266.0002 | 18648.7898 | 15271.2678 | 14430.844 | 10124.9507 | 9412.9624 | 3643.0141 | 2392.5775 | 2189.3713
NEM | Gas - Steam | 221.8496 | 282.1119 | 2577.0847 | 1232.6563 | 1368.4701 | 2019.6242 | 1685.1516 | 988.5974 | 518.0616 | 286.3763 | 99.3794 | 214.0535 | 133.7778 | 98.6409 | 222.8017 | 128.7393 | 0 | 0 | 0 | 0 | 0 | 0 | 0 | 0 | 0
NEM | OCGT / Diesel | 1858.9175 | 2086.0455 | 9577.6134 | 6572.7559 | 6044.0256 | 10236.9999 | 8808.6557 | 9256.8546 | 4410.7723 | 2515.2485 | 425.2497 | 1699.7588 | 953.0382 | 610.7893 | 1022.0536 | 389.1546 | 1293.6493 | 4939.2097 | 738.7998 | 2174.5411 | 5674.0667 | 322.147 | 220.6265 | 5088.8492 | 72.5796
NEM | Hydro | 87419.4299 | 97375.7 | 90430.0177 | 85075.8235 | 84909.6409 | 96660.1775 | 89024.0346 | 75126.65 | 72174.3897 | 62844.7881 | 65539.8436 | 63527.802 | 54914.2495 | 46236.7115 | 56547.9586 | 46587.9313 | 41055.5079 | 42323.1775 | 35339.4752 | 34668.5185 | 38441.176 | 33157.2262 | 26049.8195 | 35882.3969 | 32513.2619
NEM | Hydrogen Turbine | 0 | 0 | 0 | 0 | 0 | 0 | 0 | 0.034866 | 0.039438 | 0.034157 | 0.040709 | 0.049835 | 0.058222 | 0.066735 | 500.1614 | 470.9891 | 871.6603 | 755.9455 | 696.3273 | 695.9611 | 3670.8344 | 2975.282 | 3126.025 | 4502.8495 | 4502.4929
NEM | Wind | 5270.7393 | 5217.8523 | 6744.5102 | 7610.2768 | 9589.9741 | 9933.3701 | 10991.7409 | 10637.3354 | 11109.2774 | 10806.2476 | 11042.1295 | 12325.5536 | 12811.8984 | 13672.7249 | 14588.0933 | 14516.4043 | 13625.0154 | 13866.1641 | 14089.6438 | 14307.8776 | 14204.699 | 14204.2328 | 14774.8687 | 16526.5724 | 16750.6613
NEM | Solar PV | 1646.016 | 1493.0697 | 1983.3007 | 2212.1458 | 2478.024 | 2777.2136 | 3103.2802 | 3983.8097 | 4416.4714 | 4917.7133 | 6139.9865 | 7695.9509 | 7805.5609 | 8065.1064 | 7276.2093 | 7559.8885 | 7629.4718 | 7973.3444 | 9484.6069 | 10176.8071 | 10927.11 | 11211.2199 | 11101.3596 | 9701.4695 | 10304.6905
NEM | Grid Battery | 37.3618 | 53.6195 | 500.8536 | 787.8638 | 901.1636 | 1275.2427 | 1350.4982 | 2180.0411 | 2410.2285 | 3290.9995 | 3791.6262 | 4293.3954 | 4499.2553 | 4586.4946 | 4011.6264 | 4030.2076 | 4095.1858 | 4078.4711 | 5183.9964 | 5507.3518 | 5893.1087 | 6236.2125 | 5896.4306 | 4929.0409 | 5150.9009
NEM | Pumped Hydro | 5782.6665 | 6909.2405 | 6437.6565 | 9480.4015 | 28231.1394 | 25572.8238 | 27585.0787 | 27054.8611 | 24426.9252 | 23693.9402 | 22069.3279 | 20244.3294 | 20724.6931 | 19302.1946 | 18363.9808 | 16475.5686 | 15318.3724 | 13377.8783 | 14448.0399 | 12280.0964 | 11736.2119 | 11876.3856 | 10494.5006 | 11148.9923 | 9962.2047
NEM | VPP | 8.8931 | 13.0109 | 18.2555 | 25.0429 | 33.1449 | 38.611 | 47.7876 | 53.7885 | 63.5911 | 75.6309 | 86.9664 | 95.9547 | 108.4714 | 119.3206 | 124.6941 | 131.6806 | 141.2157 | 141.92 | 153.4949 | 154.4138 | 152.7048 | 158.7009 | 160.9541 | 153.1928 | 155.5166
Total excluding storage |  | 471990.714 | 451113.6805 | 356786.2891 | 300635.4203 | 233783.1981 | 246197.156 | 187445.4482 | 152994.8795 | 131542.2992 | 105242.812 | 110434.6114 | 113070.934 | 90846.7332 | 77134.8818 | 95430.8515 | 75869.6118 | 69741.8346 | 88507.2167 | 75620.6859 | 76455.034 | 83043.2712 | 71283.4266 | 58915.9361 | 74094.9295 | 66333.2183
Region | Technology | 2023-24 | 2024-25 | 2025-26 | 2026-27 | 2027-28 | 2028-29 | 2029-30 | 2030-31 | 2031-32 | 2032-33 | 2033-34 | 2034-35 | 2035-36 | 2036-37 | 2037-38 | 2038-39 | 2039-40 | 2040-41 | 2041-42 | 2042-43 | 2043-44 | 2044-45 | 2045-46 | 2046-47 | 2047-48
NSW1 | Black Coal | 139912.12 | 126303.424 | 99351.7073 | 73932.1279 | 30603.0759 | 33530.8962 | 13875.7789 | 9555.5909 | 2964.7388 | 0.29964 | 0.10121 | 0.098913 | 0.08755 | 0.072368 | 0.079578 | 0.059458 | 0.051385 | 0 | 0 | 0 | 0 | 0 | 0 | 0 | 0
NSW1 | Brown Coal | 0 | 0 | 0 | 0 | 0 | 0 | 0 | 0 | 0 | 0 | 0 | 0 | 0 | 0 | 0 | 0 | 0 | 0 | 0 | 0 | 0 | 0 | 0 | 0 | 0
NSW1 | CCGT | 147.1818 | 326.5765 | 6461.832 | 5909.4836 | 5182.3774 | 5344.5748 | 6238.7491 | 6331.3093 | 6296.0227 | 4886.5544 | 5225.9371 | 5514.2374 | 3365.0859 | 3089.2061 | 4102.848 | 3266.0277 | 2434.6847 | 5030.1798 | 4253.1209 | 4107.9089 | 0.035694 | 0.031954 | 0.030558 | 0.053959 | 0.049983
NSW1 | Gas - Steam | 0 | 0 | 0 | 0 | 0 | 0 | 0 | 0 | 0 | 0 | 0 | 0 | 0 | 0 | 0 | 0 | 0 | 0 | 0 | 0 | 0 | 0 | 0 | 0 | 0
NSW1 | OCGT / Diesel | 9.4282 | 32.3319 | 366.4324 | 258.544 | 62.4413 | 125.3743 | 202.6128 | 436.7021 | 323.2446 | 271.7239 | 19.1518 | 86.3194 | 9.8887 | 11.3159 | 95.2012 | 0.052074 | 61.7777 | 162.8867 | 23.7203 | 3.6207 | 348.6288 | 43.8434 | 7.1533 | 263.1293 | 4.1166
NSW1 | Hydro | 16295.3533 | 19098.5331 | 19457.787 | 17563.337 | 14956.6701 | 20313.1034 | 16579.3216 | 14084.7643 | 12994.9391 | 11371.1567 | 12487.4785 | 12516.4032 | 11035.1321 | 8789.0506 | 12233.8166 | 9783.7563 | 8232.6162 | 7719.2898 | 6971.0746 | 7351.1531 | 7622.264 | 6851.6954 | 5260.8818 | 7636.3303 | 7273.9921
NSW1 | Hydrogen Turbine | 0 | 0 | 0 | 0 | 0 | 0 | 0 | 0.013157 | 0.015207 | 0.011908 | 0.014057 | 0.017371 | 0.013645 | 0.015165 | 0.10497 | 0.10111 | 0.090523 | 0.095433 | 0.058399 | 0.071401 | 0.096432 | 0.04653 | 0.053253 | 0.082556 | 0.064365
NSW1 | Wind | 1437.6469 | 1441.395 | 1520.5764 | 1759.5713 | 2528.3428 | 2447.1105 | 2454.9459 | 2327.683 | 2202.0174 | 2558.6177 | 2431.3173 | 2331.1558 | 2334.9217 | 2359.3467 | 2313.8002 | 2177.3842 | 2075.4879 | 1997.8839 | 2220.4429 | 2056.4919 | 1922.4586 | 1904.0971 | 1845.6304 | 2160.8154 | 2011.2538
NSW1 | Solar PV | 730.3987 | 659.8561 | 1000.9962 | 1084.6389 | 1272.208 | 1248.8091 | 1361.9472 | 1706.5351 | 1783.6708 | 1760.4367 | 1676.8316 | 1636.0398 | 1680.6509 | 1643.928 | 1679.5933 | 1653.4572 | 1694.6016 | 1784.4493 | 1690.6225 | 1673.5739 | 1688.9689 | 1712.3298 | 1608.6411 | 1503.5845 | 1471.3221
NSW1 | Grid Battery | 2.2748 | 2.0921 | 363.862 | 365.2775 | 447.4002 | 486.8651 | 493.6557 | 1114.258 | 1024.8479 | 1259.0392 | 1165.2791 | 1063.7498 | 1210.0581 | 1164.0656 | 1249.0417 | 1183.4636 | 1214.6155 | 1107.2539 | 1097.9629 | 1092.6171 | 1031.1028 | 1150.6582 | 1039.1449 | 841.6895 | 801.6896
NSW1 | Pumped Hydro | 1618.6227 | 1718.6381 | 1574.3086 | 4344.1757 | 23130.8715 | 22134.3673 | 23018.8872 | 22457.2525 | 20467.0338 | 19983.7421 | 18339.691 | 16792.4143 | 17280.1396 | 16156.4426 | 15907.2607 | 13901.6918 | 12878.4899 | 11131.0848 | 12041.7673 | 10195.4515 | 9880.1493 | 9997.2883 | 8782.0841 | 9735.5523 | 8521.1755
NSW1 | VPP | 2.0071 | 3.4594 | 5.953 | 8.5526 | 11.1154 | 13.4136 | 16.994 | 19.1953 | 22.7127 | 26.2374 | 29.9771 | 33.0904 | 37.5945 | 41.187 | 43.0734 | 45.2336 | 48.3823 | 48.4878 | 50.903 | 50.488 | 49.5529 | 51.8086 | 52.4466 | 49.432 | 50.1351
Total excluding storage |  | 158532.129 | 147862.1167 | 128159.3313 | 100507.7026 | 54605.1156 | 63009.8682 | 40713.3555 | 34442.5979 | 26564.6486 | 20848.8009 | 21840.8316 | 22084.2719 | 18425.7805 | 15892.9348 | 20425.4438 | 16880.8381 | 14499.3099 | 16694.7849 | 15159.0396 | 15192.8198 | 11582.4524 | 10512.0443 | 8722.3904 | 11563.996 | 10760.799
Region | Technology | 2023-24 | 2024-25 | 2025-26 | 2026-27 | 2027-28 | 2028-29 | 2029-30 | 2030-31 | 2031-32 | 2032-33 | 2033-34 | 2034-35 | 2035-36 | 2036-37 | 2037-38 | 2038-39 | 2039-40 | 2040-41 | 2041-42 | 2042-43 | 2043-44 | 2044-45 | 2045-46 | 2046-47 | 2047-48
QLD1 | Black Coal | 130478.6787 | 123765.8466 | 80648.8625 | 71257.5134 | 51086.473 | 43146.587 | 20333.9967 | 10288.0114 | 1.1703 | 0.97137 | 0.87757 | 0.82665 | 0.59943 | 0.50987 | 0.44105 | 0.37611 | 0.34411 | 0.44052 | 0.42745 | 0.35767 | 0.31398 | 0.25721 | 0.19499 | 0.17579 | 0.16095
QLD1 | Brown Coal | 0 | 0 | 0 | 0 | 0 | 0 | 0 | 0 | 0 | 0 | 0 | 0 | 0 | 0 | 0 | 0 | 0 | 0 | 0 | 0 | 0 | 0 | 0 | 0 | 0
QLD1 | CCGT | 7206.4949 | 9255.2314 | 19402.6983 | 16666.6934 | 14570.4948 | 15115.4666 | 21542.5155 | 19160.321 | 22990.3175 | 17780.1603 | 18103.6335 | 17212.996 | 10409.3681 | 5076.9942 | 11169.9812 | 2949.8317 | 2831.2533 | 13618.5204 | 11018.059 | 10322.8493 | 10124.8219 | 9412.8475 | 3642.9051 | 2392.4094 | 2189.2121
QLD1 | Gas - Steam | 0 | 0 | 0 | 0 | 0 | 0 | 0 | 0 | 0 | 0 | 0 | 0 | 0 | 0 | 0 | 0 | 0 | 0 | 0 | 0 | 0 | 0 | 0 | 0 | 0
QLD1 | OCGT / Diesel | 0.84643 | 0.088676 | 199.7803 | 639.4469 | 423.1912 | 265.7169 | 1376.806 | 2357.9875 | 2108.5575 | 862.9253 | 65.002 | 0.053959 | 0.049931 | 0.04739 | 10.046 | 0.044396 | 261.9499 | 393.0451 | 12.055 | 0.073068 | 0.074235 | 0.064504 | 0.060698 | 4254.9832 | 0.095257
QLD1 | Hydro | 4624.267 | 4438.8648 | 4351.5544 | 3935.5044 | 3757.2582 | 3596.0759 | 3367.245 | 3102.0499 | 2994.2438 | 2881.4131 | 2685.4934 | 2523.1197 | 2427.5768 | 2242.9221 | 663.9958 | 659.7224 | 584.773 | 562.1399 | 536.5263 | 0 | 0 | 0 | 0 | 0 | 0
QLD1 | Hydrogen Turbine | 0 | 0 | 0 | 0 | 0 | 0 | 0 | 0.0076508 | 0.0095829 | 0.0082381 | 0.0087673 | 0.0088223 | 0.0092119 | 0.010002 | 0.017811 | 0.014066 | 0.011106 | 0.0122 | 0.009612 | 0.010832 | 0.012412 | 0.011324 | 0.011484 | 0.029406 | 0.013878
QLD1 | Wind | 1293.1403 | 1180.6835 | 1855.8018 | 2117.1862 | 2559.5252 | 2553.9153 | 3148.1174 | 3141.049 | 3117.6687 | 2972.0595 | 3039.1918 | 4289.5139 | 4546.388 | 4867.6841 | 5253.2486 | 5212.5145 | 5035.6727 | 4662.5929 | 4701.9435 | 5229.982 | 5185.467 | 5370.0334 | 6227.7841 | 7309.9815 | 7080.5706
QLD1 | Solar PV | 642.9727 | 598.4561 | 687.5909 | 668.3303 | 701.5672 | 868.9588 | 1050.6868 | 1164.0677 | 1553.4486 | 1837.7299 | 2512.8744 | 3590.4358 | 3536.7483 | 3435.144 | 2904.9809 | 3140.0234 | 3039.6185 | 3430.4113 | 3594.7779 | 4565.1733 | 4659.2604 | 5050.4979 | 5164.7893 | 4322.1308 | 4670.9088
QLD1 | Grid Battery | 4.9363 | 4.58 | 76.4941 | 74.6444 | 71.5989 | 452.0966 | 460.4206 | 564.9604 | 788.4597 | 1131.8186 | 1583.3012 | 2006.5155 | 2002.7295 | 1884.205 | 1507.0082 | 1592.1838 | 1548.1074 | 1810.0555 | 1851.0951 | 2442.6698 | 2522.6677 | 2741.5287 | 2515.6465 | 2007.7878 | 2143.2708
QLD1 | Pumped Hydro | 4164.0438 | 5190.6024 | 4828.0476 | 5074.7612 | 5040.1609 | 3364.7015 | 4378.8394 | 4423.6089 | 3729.6269 | 3461.9345 | 3459.2254 | 3071.2947 | 2969.5654 | 2704.0549 | 2025.0548 | 2151.5409 | 2050.8727 | 1882.3024 | 2042.3451 | 1758.8268 | 1566.3052 | 1568.2744 | 1441.0258 | 1168.3346 | 1205.3867
QLD1 | VPP | 1.0915 | 1.6567 | 2.5492 | 3.8957 | 5.5949 | 7.2092 | 9.3972 | 11.1133 | 14.5389 | 18.0651 | 21.7305 | 24.7328 | 27.9758 | 30.7279 | 32.0055 | 35.1397 | 37.8295 | 40.2056 | 43.1493 | 45.7612 | 47.2959 | 47.9114 | 47.8419 | 45.3991 | 47.2305
Total excluding storage |  | 144246.4001 | 139239.1711 | 107146.2883 | 95284.6746 | 73098.5095 | 65546.7205 | 50819.3675 | 39213.4942 | 32765.416 | 26335.2678 | 26407.0814 | 27616.9547 | 20920.7398 | 15623.3118 | 20002.7113 | 11962.5266 | 11753.6227 | 22667.1623 | 19863.7988 | 20118.4462 | 19969.9499 | 19833.7118 | 15035.7457 | 18279.7101 | 13940.9615
Region | Technology | 2023-24 | 2024-25 | 2025-26 | 2026-27 | 2027-28 | 2028-29 | 2029-30 | 2030-31 | 2031-32 | 2032-33 | 2033-34 | 2034-35 | 2035-36 | 2036-37 | 2037-38 | 2038-39 | 2039-40 | 2040-41 | 2041-42 | 2042-43 | 2043-44 | 2044-45 | 2045-46 | 2046-47 | 2047-48
VIC1 | Black Coal | 0 | 0 | 0 | 0 | 0 | 0 | 0 | 0 | 0 | 0 | 0 | 0 | 0 | 0 | 0 | 0 | 0 | 0 | 0 | 0 | 0 | 0 | 0 | 0 | 0
VIC1 | Brown Coal | 89060.3555 | 77526.7475 | 30059.9624 | 21780.3595 | 21012.0353 | 18709.7616 | 4112.4394 | 0.24632 | 0.21041 | 0.20162 | 0.19297 | 0.18667 | 0.16606 | 0.15638 | 0.15663 | 0.14617 | 0.13421 | 0.1452 | 0.13772 | 0.12693 | 0.1204 | 0.099027 | 0.027723 | 0.038709 | 0
VIC1 | CCGT | 0 | 0.034374 | 0.056617 | 0.0526 | 0.049922 | 0.049095 | 0.046377 | 0.04273 | 0.039383 | 0.037101 | 0.03528 | 0.0339 | 0.031263 | 0.029423 | 0.0289 | 0.026887 | 0.025695 | 0.037527 | 0.036531 | 0.034552 | 0.03859 | 0.034235 | 0.032513 | 0.053081 | 0.051277
VIC1 | Gas - Steam | 28.2546 | 27.1592 | 1797.583 | 856.7257 | 1108.249 | 1756.1218 | 1525.0086 | 803.5842 | 434.1553 | 256.8787 | 99.3747 | 186.7978 | 133.7778 | 98.6409 | 222.8017 | 128.7393 | 0 | 0 | 0 | 0 | 0 | 0 | 0 | 0 | 0
VIC1 | OCGT / Diesel | 151.3432 | 108.1079 | 4119.2005 | 2190.4135 | 2812.8123 | 4926.4812 | 3791.157 | 2393.2073 | 1141.7882 | 951.2172 | 128.8789 | 1132.5155 | 795.3646 | 517.1766 | 689.8511 | 388.9594 | 883.4176 | 1315.0426 | 574.1757 | 122.199 | 1311.4534 | 278.1704 | 213.3481 | 570.6462 | 68.2883
VIC1 | Hydro | 18180.2183 | 20847.3489 | 20390.5754 | 18305.7835 | 14505.8494 | 20694.6575 | 16341.7171 | 13396.3627 | 12653.1951 | 10909.8473 | 12734.6955 | 12426.9851 | 11208.3497 | 8874.7075 | 12754.2075 | 10085.3225 | 8273.3831 | 7811.1233 | 6771.2939 | 7869.2341 | 7696.6335 | 6927.0756 | 5492.6747 | 7866.6058 | 7471.3222
VIC1 | Hydrogen Turbine | 0 | 0 | 0 | 0 | 0 | 0 | 0 | 0 | 0 | 0 | 0 | 0 | 0.016721 | 0.019856 | 499.9912 | 470.8317 | 871.4989 | 755.7867 | 696.2152 | 695.8241 | 3670.6272 | 2975.1768 | 3125.9178 | 4502.435 | 4502.141
VIC1 | Wind | 1115.998 | 1267.4892 | 1817.1217 | 1884.3196 | 2044.9085 | 1914.3354 | 1971.1218 | 1855.2278 | 1976.3148 | 1670.9426 | 1833.8608 | 1676.0998 | 1656.4071 | 1682.8844 | 1579.3406 | 1843.3259 | 1667.3249 | 1836.3772 | 1565.1836 | 1700.175 | 1748.4309 | 1677.7981 | 1639.8815 | 1577.4822 | 1891.0413
VIC1 | Solar PV | 168.9635 | 145.9506 | 195.9456 | 331.3927 | 323.9534 | 269.0025 | 268.0512 | 453.0646 | 413.1072 | 443.7517 | 410.3757 | 437.5607 | 440.6423 | 498.071 | 431.0839 | 417.1434 | 475.6742 | 460.5849 | 672.6228 | 623.5559 | 681.6097 | 671.9891 | 666.3904 | 534.3822 | 591.6155
VIC1 | Grid Battery | 14.047 | 31.547 | 46.3922 | 335.0856 | 369.564 | 325.2942 | 386.1008 | 409.8611 | 353.4425 | 350.9868 | 303.3774 | 283.2282 | 320.8224 | 408.4287 | 372.302 | 376.3058 | 418.6026 | 343.0566 | 510.709 | 457.7367 | 441.9486 | 456.9554 | 449.4228 | 410.1064 | 399.2154
VIC1 | Pumped Hydro | 0 | 0 | 35.2802 | 61.4425 | 60.0806 | 54.1808 | 49.1472 | 54.3131 | 50.5194 | 46.3613 | 43.4679 | 39.1386 | 39.8664 | 38.3788 | 31.1169 | 30.0969 | 30.7116 | 27.5018 | 27.9184 | 25.275 | 22.1286 | 23.5381 | 22.2358 | 18.782 | 19.0061
VIC1 | VPP | 1.1291 | 1.7903 | 2.904 | 4.62 | 6.9532 | 7.856 | 10.1375 | 11.1376 | 12.9987 | 15.7167 | 18.5751 | 19.9664 | 23.3612 | 26.2812 | 28.5909 | 29.9127 | 32.3056 | 31.1293 | 35.5103 | 35.1526 | 32.893 | 36.0856 | 37.0876 | 35.9458 | 36.0663
Total excluding storage |  | 108705.1331 | 99922.8377 | 58380.4452 | 45349.0473 | 41807.8579 | 48270.4092 | 28009.5415 | 18901.7357 | 16618.8103 | 14232.8761 | 15207.4138 | 15860.1795 | 14234.7556 | 11671.6861 | 16177.4614 | 13334.4954 | 12171.4586 | 12179.0975 | 10279.6655 | 11011.1494 | 15108.9136 | 12530.3432 | 11138.2728 | 15051.6433 | 14524.4596
Region | Technology | 2023-24 | 2024-25 | 2025-26 | 2026-27 | 2027-28 | 2028-29 | 2029-30 | 2030-31 | 2031-32 | 2032-33 | 2033-34 | 2034-35 | 2035-36 | 2036-37 | 2037-38 | 2038-39 | 2039-40 | 2040-41 | 2041-42 | 2042-43 | 2043-44 | 2044-45 | 2045-46 | 2046-47 | 2047-48
SA1 | Black Coal | 0 | 0 | 0 | 0 | 0 | 0 | 0 | 0 | 0 | 0 | 0 | 0 | 0 | 0 | 0 | 0 | 0 | 0 | 0 | 0 | 0 | 0 | 0 | 0 | 0
SA1 | Brown Coal | 0 | 0 | 0 | 0 | 0 | 0 | 0 | 0 | 0 | 0 | 0 | 0 | 0 | 0 | 0 | 0 | 0 | 0 | 0 | 0 | 0 | 0 | 0 | 0 | 0
SA1 | CCGT | 8768.9308 | 7481.0236 | 9548.626 | 8385.5142 | 6938.5394 | 8722.4159 | 7729.0386 | 7666.0563 | 6660.7696 | 1204.1617 | 3857.186 | 4879.3683 | 452.795 | 283.8574 | 0.021142 | 0.019846 | 0.019753 | 0.028575 | 0.029141 | 0.029431 | 0.032065 | 0.028169 | 0.026477 | 0.033015 | 0.031253
SA1 | Gas - Steam | 193.595 | 254.9527 | 779.5017 | 375.9305 | 260.2211 | 263.5024 | 160.143 | 185.0131 | 83.9064 | 29.4977 | 0.004754 | 27.2557 | 0 | 0 | 0 | 0 | 0 | 0 | 0 | 0 | 0 | 0 | 0 | 0 | 0
SA1 | OCGT / Diesel | 1697.268 | 1945.4855 | 4892.1688 | 3477.6353 | 2741.6924 | 4916.5867 | 3438.04 | 4068.9219 | 835.6426 | 394.8286 | 212.1844 | 480.8372 | 147.7057 | 82.2206 | 226.9246 | 0.06942 | 86.4744 | 3068.2091 | 128.8253 | 2048.6252 | 4013.8811 | 0.04774 | 0.044553 | 0.059672 | 0.051554
SA1 | Hydro | 0 | 0 | 0 | 0 | 0 | 0 | 0 | 0 | 0 | 0 | 0 | 0 | 0 | 0 | 0 | 0 | 0 | 0 | 0 | 0 | 0 | 0 | 0 | 0 | 0
SA1 | Hydrogen Turbine | 0 | 0 | 0 | 0 | 0 | 0 | 0 | 0.0092244 | 0.009166 | 0.0080905 | 0.010663 | 0.013742 | 0.010663 | 0.011856 | 0.02132 | 0.016975 | 0.021917 | 0.017302 | 0.016343 | 0.021301 | 0.050372 | 0.018816 | 0.015326 | 0.02931 | 0.023389
SA1 | Wind | 799.1382 | 756.3939 | 750.0267 | 1034.1318 | 996.9579 | 1548.5063 | 1594.7061 | 1589.4937 | 1624.5785 | 1460.4035 | 1660.3135 | 1433.4053 | 1764.5513 | 1916.5674 | 2306.3025 | 2423.401 | 2173.8662 | 2372.6533 | 2697.3713 | 2764.0743 | 2650.3756 | 2727.5809 | 2554.2591 | 2761.2948 | 3105.7259
SA1 | Solar PV | 103.6807 | 88.8061 | 98.7668 | 127.7813 | 178.4921 | 358.627 | 348.5565 | 575.5071 | 592.0697 | 801.4664 | 1215.58 | 1458.729 | 1481.4982 | 1822.7893 | 1634.1413 | 1651.5019 | 1677.3311 | 1616.2744 | 2844.0472 | 2482.8665 | 3058.7775 | 2938.2832 | 2895.5079 | 2466.4397 | 2572.125
SA1 | Grid Battery | 16.0984 | 15.3946 | 14.0989 | 12.8493 | 12.5927 | 10.9793 | 10.3129 | 90.9517 | 243.4636 | 549.1371 | 739.648 | 939.8805 | 965.6225 | 1129.7673 | 883.2259 | 859.4158 | 895.5558 | 801.1202 | 1670.9245 | 1383.3219 | 1776.6637 | 1763.953 | 1772.2458 | 1407.3648 | 1397.4548
SA1 | Pumped Hydro | 0 | 0 | 0.0080923 | 0.0085948 | 0.01033 | 0.01064 | 0.011002 | 0.010724 | 0.010132 | 0.0098212 | 0.0089562 | 0.0091724 | 0.0089441 | 0.0088706 | 0.008257 | 0.0078257 | 0.0079749 | 0.0077626 | 0.0075667 | 0.0073386 | 0.0075585 | 0.0076398 | 0.0074327 | 0.0066629 | 0.006374
SA1 | VPP | 4.5772 | 5.9694 | 6.6413 | 7.672 | 9.0043 | 9.3487 | 10.4315 | 11.2568 | 12.0018 | 14.0516 | 15.1388 | 16.3247 | 17.5565 | 18.7825 | 18.6635 | 18.8913 | 19.8447 | 19.0457 | 20.7884 | 20.0942 | 19.9064 | 19.8173 | 20.3071 | 19.3095 | 18.8882
Total excluding storage |  | 11562.6127 | 10526.6617 | 16069.09 | 13400.9932 | 11115.9028 | 15809.6383 | 13270.4842 | 14085.0013 | 9796.976 | 3890.366 | 6945.2793 | 8279.6091 | 3846.5609 | 4105.4466 | 4167.4108 | 4075.0091 | 3937.7133 | 7057.1827 | 5670.2893 | 7295.6167 | 9723.1166 | 5665.9588 | 5449.8533 | 5227.8565 | 5677.9571
Region | Technology | 2023-24 | 2024-25 | 2025-26 | 2026-27 | 2027-28 | 2028-29 | 2029-30 | 2030-31 | 2031-32 | 2032-33 | 2033-34 | 2034-35 | 2035-36 | 2036-37 | 2037-38 | 2038-39 | 2039-40 | 2040-41 | 2041-42 | 2042-43 | 2043-44 | 2044-45 | 2045-46 | 2046-47 | 2047-48
TAS1 | Black Coal | 0 | 0 | 0 | 0 | 0 | 0 | 0 | 0 | 0 | 0 | 0 | 0 | 0 | 0 | 0 | 0 | 0 | 0 | 0 | 0 | 0 | 0 | 0 | 0 | 0
TAS1 | Brown Coal | 0 | 0 | 0 | 0 | 0 | 0 | 0 | 0 | 0 | 0 | 0 | 0 | 0 | 0 | 0 | 0 | 0 | 0 | 0 | 0 | 0 | 0 | 0 | 0 | 0
TAS1 | CCGT | 0 | 0.017084 | 0.017407 | 0.017258 | 0.017618 | 0.019554 | 0.020487 | 0.019618 | 0.018737 | 0.01792 | 0.01828 | 0.017737 | 0.016764 | 0.016228 | 0.017252 | 0.016792 | 0.01672 | 0.023478 | 0.022186 | 0.021848 | 0.022461 | 0.020537 | 0.01945 | 0.028032 | 0.026697
TAS1 | Gas - Steam | 0 | 0 | 0 | 0 | 0 | 0 | 0 | 0 | 0 | 0 | 0 | 0 | 0 | 0 | 0 | 0 | 0 | 0 | 0 | 0 | 0 | 0 | 0 | 0 | 0
TAS1 | OCGT / Diesel | 0.031703 | 0.031501 | 0.031242 | 6.7162 | 3.8884 | 2.8408 | 0.039954 | 0.03568 | 1.5393 | 34.5535 | 0.032602 | 0.032736 | 0.02925 | 0.028786 | 0.030809 | 0.029322 | 0.029713 | 0.026109 | 0.023445 | 0.023126 | 0.029168 | 0.02085 | 0.019852 | 0.030751 | 0.027845
TAS1 | Hydro | 48319.5912 | 52990.9532 | 46230.1009 | 45271.1986 | 51689.8632 | 52056.3407 | 52735.7509 | 44543.4731 | 43532.0117 | 37682.371 | 37632.1763 | 36061.294 | 30243.1909 | 26330.0313 | 30895.9386 | 26059.13 | 23964.7356 | 26230.6245 | 21060.5803 | 19448.1313 | 23122.2785 | 19378.4552 | 15296.263 | 20379.4609 | 17767.9476
TAS1 | Hydrogen Turbine | 0 | 0 | 0 | 0 | 0 | 0 | 0 | 0.0048337 | 0.0054821 | 0.0059208 | 0.0072221 | 0.0099003 | 0.0079813 | 0.0098556 | 0.026096 | 0.025234 | 0.037857 | 0.033823 | 0.02772 | 0.033507 | 0.048012 | 0.028507 | 0.027171 | 0.2732 | 0.25022
TAS1 | Wind | 624.8158 | 571.8907 | 800.9836 | 815.0679 | 1460.2397 | 1469.5026 | 1822.8497 | 1723.8818 | 2188.6979 | 2144.2243 | 2077.446 | 2595.3788 | 2509.6303 | 2846.2424 | 3135.4015 | 2859.7787 | 2672.6638 | 2996.6567 | 2904.7024 | 2557.1545 | 2697.9669 | 2524.7234 | 2507.3135 | 2716.9984 | 2662.0697
TAS1 | Solar PV | 0.00043964 | 0.00085875 | 0.0011624 | 0.0026829 | 1.8033 | 31.8162 | 74.0384 | 84.6354 | 74.1752 | 74.3286 | 324.3249 | 573.1856 | 666.0212 | 665.174 | 626.4099 | 697.7625 | 742.2463 | 681.6246 | 682.5365 | 831.6376 | 838.4936 | 838.12 | 766.0309 | 874.9323 | 998.7192
TAS1 | Grid Battery | 0.0052699 | 0.0057585 | 0.0063988 | 0.0068927 | 0.0078478 | 0.0074644 | 0.0080826 | 0.0098592 | 0.01481 | 0.017907 | 0.020452 | 0.021435 | 0.022801 | 0.027924 | 0.048578 | 18.8386 | 18.3046 | 16.9849 | 53.3049 | 131.0063 | 120.726 | 123.1171 | 119.9707 | 262.0924 | 409.2703
TAS1 | Pumped Hydro | 0 | 0 | 0.011979 | 0.013545 | 0.016063 | 19.5636 | 138.1938 | 119.6758 | 179.7349 | 201.8925 | 226.9347 | 341.4727 | 435.1126 | 403.3094 | 400.5402 | 392.2313 | 358.2902 | 336.9814 | 336.0015 | 300.5358 | 267.6212 | 287.2772 | 249.1475 | 226.3167 | 216.6301
TAS1 | VPP | 0.08807 | 0.13513 | 0.20801 | 0.30259 | 0.47707 | 0.78359 | 0.82742 | 1.0855 | 1.339 | 1.5601 | 1.5449 | 1.8404 | 1.9835 | 2.342 | 2.3608 | 2.5033 | 2.8536 | 3.0517 | 3.1439 | 2.9177 | 3.0567 | 3.078 | 3.2709 | 3.1063 | 3.1965
Total excluding storage |  | 48944.4392 | 53562.8934 | 47031.1344 | 46093.0026 | 53155.8123 | 53560.5198 | 54632.6995 | 46352.0504 | 45796.4484 | 39935.5012 | 40034.0053 | 39229.9188 | 33418.8964 | 29841.5026 | 34657.8242 | 29616.7426 | 27379.73 | 29908.9893 | 24647.8927 | 22837.0018 | 26658.8386 | 22741.3685 | 18569.6739 | 23971.7236 | 21429.0411
Explicitly modelled pumping
Region | Technology | 2023-24 | 2024-25 | 2025-26 | 2026-27 | 2027-28 | 2028-29 | 2029-30 | 2030-31 | 2031-32 | 2032-33 | 2033-34 | 2034-35 | 2035-36 | 2036-37 | 2037-38 | 2038-39 | 2039-40 | 2040-41 | 2041-42 | 2042-43 | 2043-44 | 2044-45 | 2045-46 | 2046-47 | 2047-48
NEM | Grid Battery pump | 44.1806 | 41.9171 | 39.9541 | 37.8328 | 36.4123 | 31.6968 | 30.3131 | 28.6171 | 26.189 | 25.8822 | 22.3476 | 19.7941 | 19.2141 | 16.9155 | 15.2971 | 14.2129 | 13.746 | 12.4946 | 8.5257 | 7.9598 | 3.9704 | 3.7763 | 3.4967 | 3.1159 | 3.0312
NEM | Pumped Hydro Pump | 15240.875 | 17304.0138 | 15955.1859 | 21033.185 | 45263.0231 | 39844.657 | 43853.0558 | 42111.7941 | 39493.9772 | 36115.4799 | 34815.6423 | 30716.953 | 31489.1868 | 30814.958 | 26606.0648 | 24822.8939 | 23333.5754 | 21471.203 | 21855.4257 | 19544.2752 | 17085.9632 | 18267.8453 | 17123.453 | 15910.119 | 15224.4772
NEM | VPP pump | 10.4473 | 15.3246 | 21.4737 | 29.4495 | 39.0531 | 45.3706 | 56.2894 | 63.2192 | 74.9444 | 88.9516 | 102.3488 | 112.8673 | 127.5278 | 140.395 | 146.923 | 154.999 | 165.8576 | 167.3163 | 180.2846 | 182.0568 | 179.2689 | 186.7873 | 189.7309 | 179.9107 | 182.8676
Region | Technology | 2023-24 | 2024-25 | 2025-26 | 2026-27 | 2027-28 | 2028-29 | 2029-30 | 2030-31 | 2031-32 | 2032-33 | 2033-34 | 2034-35 | 2035-36 | 2036-37 | 2037-38 | 2038-39 | 2039-40 | 2040-41 | 2041-42 | 2042-43 | 2043-44 | 2044-45 | 2045-46 | 2046-47 | 2047-48
NSW1 | Grid Battery pump | 2.6726 | 2.4414 | 2.5573 | 2.4974 | 2.3491 | 2.1232 | 2.0466 | 1.948 | 1.853 | 1.7517 | 1.6628 | 1.5272 | 1.4856 | 0 | 0 | 0 | 0 | 0 | 0 | 0 | 0 | 0 | 0 | 0 | 0
NSW1 | Pumped Hydro Pump | 9301.234 | 9970.5883 | 9474.2729 | 14441.1343 | 38691.2918 | 35527.088 | 38181.0116 | 36379.6809 | 34669.8987 | 31686.0237 | 30340.5997 | 26733.41 | 27664.3652 | 27316.8212 | 23991.5663 | 22065.5232 | 20703.6106 | 19042.5125 | 19211.5559 | 17257.2513 | 15075.6577 | 16235.7292 | 15251.6657 | 14407.9822 | 13676.5595
NSW1 | VPP pump | 2.3579 | 4.0811 | 6.9937 | 10.0616 | 13.0836 | 15.7757 | 19.994 | 22.5841 | 26.7874 | 30.8116 | 35.2998 | 38.9426 | 44.1844 | 48.4586 | 50.7923 | 53.2153 | 56.8147 | 57.2077 | 59.7594 | 59.4805 | 58.1946 | 60.9698 | 61.8514 | 58.0002 | 58.9868
Region | Technology | 2023-24 | 2024-25 | 2025-26 | 2026-27 | 2027-28 | 2028-29 | 2029-30 | 2030-31 | 2031-32 | 2032-33 | 2033-34 | 2034-35 | 2035-36 | 2036-37 | 2037-38 | 2038-39 | 2039-40 | 2040-41 | 2041-42 | 2042-43 | 2043-44 | 2044-45 | 2045-46 | 2046-47 | 2047-48
QLD1 | Grid Battery pump | 5.8524 | 5.449 | 4.9257 | 4.8006 | 4.6302 | 4.2757 | 4.0786 | 3.8884 | 3.6905 | 3.4942 | 3.3317 | 3.1159 | 2.9384 | 2.771 | 2.469 | 2.3986 | 2.305 | 2.2312 | 2.1551 | 2.0401 | 1.9166 | 1.8057 | 1.6929 | 1.4993 | 1.4934
QLD1 | Pumped Hydro Pump | 5939.641 | 7333.4255 | 6480.913 | 6592.0507 | 6571.7313 | 4317.569 | 5672.0442 | 5732.1132 | 4824.0785 | 4429.4562 | 4475.0426 | 3983.543 | 3824.8216 | 3498.1368 | 2614.4985 | 2757.3707 | 2629.9648 | 2428.6905 | 2643.8698 | 2287.0239 | 2010.3055 | 2032.1161 | 1871.7873 | 1502.1369 | 1547.9177
QLD1 | VPP pump | 1.2823 | 1.9518 | 3.0029 | 4.577 | 6.5865 | 8.4779 | 11.0561 | 13.0752 | 17.1506 | 21.2095 | 25.5932 | 29.1127 | 32.876 | 36.1531 | 37.7635 | 41.2406 | 44.5049 | 47.3044 | 50.7675 | 53.9421 | 55.5451 | 56.4014 | 56.33 | 53.4502 | 55.4623
Region | Technology | 2023-24 | 2024-25 | 2025-26 | 2026-27 | 2027-28 | 2028-29 | 2029-30 | 2030-31 | 2031-32 | 2032-33 | 2033-34 | 2034-35 | 2035-36 | 2036-37 | 2037-38 | 2038-39 | 2039-40 | 2040-41 | 2041-42 | 2042-43 | 2043-44 | 2044-45 | 2045-46 | 2046-47 | 2047-48
VIC1 | Grid Battery pump | 16.6725 | 15.8184 | 15.8183 | 15.3496 | 14.5174 | 12.3664 | 11.9799 | 11.3232 | 10.1612 | 10.0125 | 7.4933 | 6.7885 | 6.8183 | 6.4131 | 5.8387 | 5.3307 | 5.0933 | 4.4393 | 0.45953 | 0.42604 | 0.38201 | 0.38891 | 0.37074 | 0.33069 | 0.32133
VIC1 | Pumped Hydro Pump | 0 | 0 | 0 | 0 | 0 | 0 | 0 | 0 | 0 | 0 | 0 | 0 | 0 | 0 | 0 | 0 | 0 | 0 | 0 | 0 | 0 | 0 | 0 | 0 | 0
VIC1 | VPP pump | 1.3267 | 2.1113 | 3.4188 | 5.4285 | 8.199 | 9.2246 | 11.9551 | 13.076 | 15.3101 | 18.512 | 21.8709 | 23.4418 | 27.4813 | 30.921 | 33.6386 | 35.2973 | 37.906 | 36.7399 | 41.6654 | 41.4829 | 38.577 | 42.4569 | 43.7664 | 42.1617 | 42.4343
Region | Technology | 2023-24 | 2024-25 | 2025-26 | 2026-27 | 2027-28 | 2028-29 | 2029-30 | 2030-31 | 2031-32 | 2032-33 | 2033-34 | 2034-35 | 2035-36 | 2036-37 | 2037-38 | 2038-39 | 2039-40 | 2040-41 | 2041-42 | 2042-43 | 2043-44 | 2044-45 | 2045-46 | 2046-47 | 2047-48
SA1 | Grid Battery pump | 18.9831 | 18.2083 | 16.6528 | 15.1852 | 14.9156 | 12.9315 | 12.208 | 11.4575 | 10.4844 | 10.6237 | 9.8597 | 8.3625 | 7.9719 | 7.7313 | 6.9894 | 6.4836 | 6.3477 | 5.8241 | 5.9111 | 5.4937 | 1.6718 | 1.5817 | 1.433 | 1.2859 | 1.2164
SA1 | Pumped Hydro Pump | 0 | 0 | 0 | 0 | 0 | 0 | 0 | 0 | 0 | 0 | 0 | 0 | 0 | 0 | 0 | 0 | 0 | 0 | 0 | 0 | 0 | 0 | 0 | 0 | 0
SA1 | VPP pump | 5.3769 | 7.0213 | 7.8137 | 9.0265 | 10.6209 | 10.9723 | 12.3076 | 13.2099 | 14.1208 | 16.5777 | 17.7664 | 19.2069 | 20.6562 | 22.0987 | 21.959 | 22.2912 | 23.2838 | 22.4738 | 24.3934 | 23.7074 | 23.3556 | 23.349 | 23.9232 | 22.6553 | 22.2232
Region | Technology | 2023-24 | 2024-25 | 2025-26 | 2026-27 | 2027-28 | 2028-29 | 2029-30 | 2030-31 | 2031-32 | 2032-33 | 2033-34 | 2034-35 | 2035-36 | 2036-37 | 2037-38 | 2038-39 | 2039-40 | 2040-41 | 2041-42 | 2042-43 | 2043-44 | 2044-45 | 2045-46 | 2046-47 | 2047-48
TAS1 | Grid Battery pump | 0 | 0 | 0 | 0 | 0 | 0 | 0 | 0 | 0 | 0 | 0 | 0 | 0 | 0 | 0 | 0 | 0 | 0 | 0 | 0 | 0 | 0 | 0 | 0 | 0
TAS1 | Pumped Hydro Pump | 0 | 0 | 0 | 0 | 0 | 0 | 0 | 0 | 0 | 0 | 0 | 0 | 0 | 0 | 0 | 0 | 0 | 0 | 0 | 0 | 0 | 0 | 0 | 0 | 0
TAS1 | VPP pump | 0.10356 | 0.15918 | 0.24458 | 0.35587 | 0.56318 | 0.92006 | 0.97662 | 1.274 | 1.5754 | 1.8407 | 1.8184 | 2.1633 | 2.3299 | 2.7635 | 2.7696 | 2.9546 | 3.3482 | 3.5905 | 3.699 | 3.4438 | 3.5967 | 3.6103 | 3.8598 | 3.6433 | 3.7609

## Option 1_FOM Cost
FOM cost by technology ($000s) - Option 1, Hydrogen Superpower Scenario
FOM | Real June 2021 dollars discounted to 1 July 2021. For new entrant capacity, the FOM is incurred annually in modelling. For existing capacity, FOM is considered to be a sunk cost, since the fixed retirement dates are assumed to be the same in the Base Case and the option case. As such, early withdrawals are presented as an annual FOM saving, or negative cost, that continues until the assumed fixed date withdrawal.
Explicitly modelled generation
Region | Technology | 2023-24 | 2024-25 | 2025-26 | 2026-27 | 2027-28 | 2028-29 | 2029-30 | 2030-31 | 2031-32 | 2032-33 | 2033-34 | 2034-35 | 2035-36 | 2036-37 | 2037-38 | 2038-39 | 2039-40 | 2040-41 | 2041-42 | 2042-43 | 2043-44 | 2044-45 | 2045-46 | 2046-47 | 2047-48
NEM | Black Coal | 0 | 0 | -1096874.24 | -214384.5854 | -870299.509 | -120300.0808 | -735738.3881 | -350883.6913 | -291728.0577 | -48692.0342 | -0.19524 | -0.039745 | -0.065868 | -0.026651 | -0.0014007 | -0.095164 | -0.03249 | -0.0045461 | -0.01037 | -0.0026374 | -0.0016252 | -0.00097761 | -0.00044548 | -6.6413e-05 | -0.00059526
NEM | Brown Coal | 0 | 0 | -2883522.0666 | -412418.9404 | -0.04485 | -57305.7033 | -1033962.1519 | -259123.6808 | -0.88495 | -0.035379 | -0.0074419 | -0.0036593 | -0.042826 | -0.0069982 | -0.00082443 | -0.016797 | -0.010196 | -0.01557 | -0.0034986 | -0.0052701 | -0.00035738 | -0.0051384 | -0.0007092 | -1.9717e-05 | 0
NEM | CCGT | 0 | 1.0977 | 0.41932 | 0.0060403 | 0.0085722 | 0.030202 | 0.012202 | 0.0019855 | 0.001646 | 0.0014069 | 0.014133 | 0.003053 | 0.00063832 | 0.0031957 | 0.045963 | 0.002267 | 0.0061074 | 0.19074 | 0.0095949 | 0.01004 | 0.034398 | 0.00018749 | 0.00018638 | 0.09082 | 0.0005302
NEM | Gas - Steam | 0 | 0 | 0 | 0 | 0 | 0 | 0 | 0 | 0 | 0 | 0 | 0 | 0 | 0 | 0 | 0 | 0 | 0 | 0 | 0 | 0 | 0 | 0 | 0 | 0
NEM | OCGT / Diesel | 4.0517 | 1.5259 | 1.1092 | 0.071997 | 0.066862 | 0.062795 | 0.04691 | 0.049948 | 0.05467 | 0.05943 | 0.040121 | 0.043599 | 0.040479 | 0.054032 | 3180.8229 | 0.031591 | 0.042188 | 0.07845 | 0.033842 | 0.03058 | 521.71 | 0.098803 | 503.9705 | 1730.9228 | 0.004192
NEM | Hydro | 0 | 0 | 0 | 0 | 0 | 0 | 0 | 0 | 0 | 0 | 0 | 0 | 0 | 0 | 0 | 0 | 0 | 0 | 0 | 0 | 0 | 0 | 0 | 0 | 0
NEM | Hydrogen Turbine | 0 | 0 | 0 | 0 | 0 | 0 | 0 | 1.2414 | 0.045511 | 0.042934 | 0.0341 | 0.077328 | 0.33725 | 0.087887 | 4475.8108 | 0.040819 | 2875.0464 | 0.018695 | 0.0089278 | 0.054194 | 13684.691 | 2406.4417 | 0.0065165 | 735.9733 | 0.0030151
NEM | Wind | 2873507.1584 | 337983.0774 | 1875776.1617 | 1113424.5068 | 2052631.8677 | 1283588.4708 | 1524359.4955 | 315844.4485 | 406186.5912 | 551065.6592 | 1063350.2359 | 1474603.2901 | 470235.1228 | 831519.5216 | 1450000.4681 | 472054.4473 | 12763.4408 | 329989.7342 | 613412.1366 | 717686.4122 | 321615.1334 | 131136.2462 | 243283.5097 | 457679.5396 | 76117.5627
NEM | Solar PV | 14.8556 | 8.0926 | 471650.3682 | 328923.5123 | 379304.2186 | 888887.6246 | 415215.9793 | 986194.316 | 563856.0858 | 631399.2709 | 1332783.5053 | 1805185.0982 | 120964.741 | 557697.2406 | 818491.0544 | 59027.6134 | 159845.1687 | 307560.8512 | 878884.2176 | 600960.9259 | 501942.2989 | 143725.2338 | 106338.0401 | 210300.4787 | 25427.8179
NEM | Grid Battery | 22.7805 | 17621.5033 | 384528.6501 | 257110.1862 | 119159.1482 | 373230.0628 | 92134.3183 | 585706.4596 | 292411.7155 | 671367.5611 | 531073.6779 | 502755.5676 | 244933.2678 | 189414.0465 | 171931.0109 | 49233.2498 | 66183.0737 | 134166.8918 | 452527.5332 | 365251.8752 | 246022.3138 | 114330.4831 | 8315.8875 | 55383.427 | 15548.5468
NEM | Pumped Hydro | 0 | 0 | 158746.7714 | 78592.461 | 4772.6673 | 29905.4721 | 62263.9922 | 0.3229 | 25362.5862 | 15090.3186 | 19604.0736 | 53173.886 | 38551.6474 | 3.2574 | 6.057 | 1.7566 | 0.14417 | 0.10164 | 0.20795 | 0.14286 | 0.14529 | 0.025363 | 0.0073414 | 0.048189 | 0.012281
NEM | VPP | 0 | 0 | 0 | 0 | 0 | 0 | 0 | 0 | 0 | 0 | 0 | 0 | 0 | 0 | 0 | 0 | 0 | 0 | 0 | 0 | 0 | 0 | 0 | 0 | 0
Total excluding storage |  | 2873526.0657 | 337993.7936 | -1632968.2483 | 815544.5714 | 1561636.6079 | 1994870.4043 | 169874.9939 | 692032.6858 | 678313.8362 | 1133772.9642 | 2396133.6269 | 3279788.4689 | 591200.1335 | 1389216.8736 | 2276148.2 | 531082.0234 | 175483.6615 | 637550.8532 | 1492296.3927 | 1318647.425 | 837763.8657 | 277268.0146 | 350125.5259 | 670447.0052 | 101545.3878
Region | Technology | 2023-24 | 2024-25 | 2025-26 | 2026-27 | 2027-28 | 2028-29 | 2029-30 | 2030-31 | 2031-32 | 2032-33 | 2033-34 | 2034-35 | 2035-36 | 2036-37 | 2037-38 | 2038-39 | 2039-40 | 2040-41 | 2041-42 | 2042-43 | 2043-44 | 2044-45 | 2045-46 | 2046-47 | 2047-48
NSW1 | Black Coal | 0 | 0 | -9207.0307 | -136567.6553 | -486021.2036 | -0.033176 | -101438.8636 | -110749.8382 | -68081.2797 | -48690.2933 | -0.01487 | -0.00056874 | -0.0077421 | -0.00073753 | -6.8821e-05 | -0.070207 | -0.0020867 | 0 | 0 | 0 | 0 | 0 | 0 | 0 | 0
NSW1 | Brown Coal | 0 | 0 | 0 | 0 | 0 | 0 | 0 | 0 | 0 | 0 | 0 | 0 | 0 | 0 | 0 | 0 | 0 | 0 | 0 | 0 | 0 | 0 | 0 | 0 | 0
NSW1 | CCGT | 0 | 0.27477 | 0.065594 | 2.0362e-05 | 1.8123e-05 | 3.4843e-05 | 1.9174e-05 | 1.4507e-05 | 1.1421e-05 | 1.03e-05 | 1.3027e-05 | 1.609e-05 | 1.6783e-05 | 3.4395e-05 | 0.030279 | 2.4035e-05 | 3.8938e-05 | 0.027355 | 6.8337e-05 | 0.001251 | 0.012016 | 8.4999e-06 | 2.6416e-05 | 0.02266 | 5.0153e-06
NSW1 | Gas - Steam | 0 | 0 | 0 | 0 | 0 | 0 | 0 | 0 | 0 | 0 | 0 | 0 | 0 | 0 | 0 | 0 | 0 | 0 | 0 | 0 | 0 | 0 | 0 | 0 | 0
NSW1 | OCGT / Diesel | 0.59583 | 1.3021 | 0.0825 | 0.001013 | 0.0015049 | 0.0022914 | 0.0020335 | 0.001608 | 0.0021727 | 0.002201 | 0.0025618 | 0.0024775 | 0.0025409 | 0.0030008 | 3180.776 | 0.0020965 | 0.0020869 | 0.0022147 | 0.0018995 | 0.0019952 | 521.6574 | 0.0011623 | 503.9566 | 1730.866 | 0.00027696
NSW1 | Hydro | 0 | 0 | 0 | 0 | 0 | 0 | 0 | 0 | 0 | 0 | 0 | 0 | 0 | 0 | 0 | 0 | 0 | 0 | 0 | 0 | 0 | 0 | 0 | 0 | 0
NSW1 | Hydrogen Turbine | 0 | 0 | 0 | 0 | 0 | 0 | 0 | 0.40927 | 0.007628 | 0.006463 | 0.003734 | 0.010889 | 0.0030979 | 0.013283 | 0.95089 | 0.0012311 | 0.0029177 | 0.0020733 | 0.0006865 | 0.0012271 | 0.0049278 | 5.9631e-05 | 6.8147e-05 | 0.00099693 | 0.00013908
NSW1 | Wind | 1066530.2747 | 44888.6395 | 183553.0816 | 343740.3167 | 905822.28 | 88289.6076 | 283545.1014 | 0.35858 | 2.2501 | 435177.8974 | 55884.6271 | 31767.5802 | 0.3799 | 125086.9413 | 42585.9252 | 56864.5296 | 0.39683 | 73016.0762 | 167462.0453 | 796.4148 | 16007.8902 | 0.016628 | 6172.3996 | 75725.2856 | 476.4665
NSW1 | Solar PV | 2.7386 | 2.1668 | 357320.0675 | 110516.0213 | 226465.1903 | 270395.8943 | 180178.2949 | 307850.4246 | 185095.2056 | 64607.9604 | 0.19301 | 108759.4157 | 0.009288 | 54521.5261 | 311269.2455 | 0.11408 | 0.018431 | 87887.27 | 1.2099 | 42569.7866 | 59361.491 | 0.0013326 | 0.005962 | 45475.3775 | 0.0045815
NSW1 | Grid Battery | 10.2174 | 17.1261 | 306272.7725 | 1.2622 | 75022.8416 | 62178.1955 | 15899.8171 | 431286.4472 | 1.5612 | 196851.5721 | 3.5904 | 0.1712 | 98741.3582 | 4428.52 | 160495.9211 | 0.24278 | 1.0288 | 3.4792 | 3064.5596 | 40224.4 | 11847.8049 | 23436.9787 | 8312.7105 | 454.439 | 0.33487
NSW1 | Pumped Hydro | 0 | 0 | 81002.8232 | 0.30248 | 4770.0361 | 17930.7799 | 0.064663 | 0.064447 | 0.0085184 | 0.026124 | 0.038099 | 0.044095 | 0.030813 | 0.015758 | 0.047923 | 0.011478 | 0.019128 | 0.039226 | 0.015858 | 0.015439 | 0.014607 | 0.0107 | 0.0030362 | 0.0097004 | 0.001351
NSW1 | VPP | 0 | 0 | 0 | 0 | 0 | 0 | 0 | 0 | 0 | 0 | 0 | 0 | 0 | 0 | 0 | 0 | 0 | 0 | 0 | 0 | 0 | 0 | 0 | 0 | 0
Total excluding storage |  | 1066533.6092 | 44892.3832 | 531666.2665 | 317688.6836 | 646266.2682 | 358685.471 | 362284.5348 | 197101.3559 | 117016.1858 | 451095.5732 | 55884.8116 | 140527.0088 | 0.3871 | 179608.483 | 357036.9279 | 56864.5769 | 0.41822 | 160903.3778 | 167463.2578 | 43366.2059 | 75891.0555 | 0.019191 | 6676.3623 | 122931.5527 | 476.4715
Region | Technology | 2023-24 | 2024-25 | 2025-26 | 2026-27 | 2027-28 | 2028-29 | 2029-30 | 2030-31 | 2031-32 | 2032-33 | 2033-34 | 2034-35 | 2035-36 | 2036-37 | 2037-38 | 2038-39 | 2039-40 | 2040-41 | 2041-42 | 2042-43 | 2043-44 | 2044-45 | 2045-46 | 2046-47 | 2047-48
QLD1 | Black Coal | 0 | 0 | -1087667.2093 | -77816.93 | -384278.3054 | -120300.0477 | -634299.5245 | -240133.8531 | -223646.778 | -1.7409 | -0.18037 | -0.039176 | -0.058125 | -0.025914 | -0.0013318 | -0.024957 | -0.030404 | -0.0045461 | -0.01037 | -0.0026374 | -0.0016252 | -0.00097761 | -0.00044548 | -6.6413e-05 | -0.00059526
QLD1 | Brown Coal | 0 | 0 | 0 | 0 | 0 | 0 | 0 | 0 | 0 | 0 | 0 | 0 | 0 | 0 | 0 | 0 | 0 | 0 | 0 | 0 | 0 | 0 | 0 | 0 | 0
QLD1 | CCGT | 0 | 0.21843 | 0.16295 | 0.00050393 | 0.00010923 | 0.0041592 | 3.71e-05 | 2.7466e-05 | 2.7077e-05 | 2.8101e-05 | 0.00010712 | 0.0002733 | 0.00010233 | 0.0001148 | 0.00041475 | 3.6686e-05 | 2.9426e-05 | 0.062279 | 9.7649e-05 | 0.0016881 | 0.0021004 | 0.00013646 | 0.00011759 | 0.03339 | 4.6697e-06
QLD1 | Gas - Steam | 0 | 0 | 0 | 0 | 0 | 0 | 0 | 0 | 0 | 0 | 0 | 0 | 0 | 0 | 0 | 0 | 0 | 0 | 0 | 0 | 0 | 0 | 0 | 0 | 0
QLD1 | OCGT / Diesel | 0.59194 | 0.02788 | 0.90969 | 0.0024115 | 0.002264 | 0.0039455 | 0.0021479 | 0.0019628 | 0.0021907 | 0.0022698 | 0.0022597 | 0.0023343 | 0.0019381 | 0.0021446 | 0.0018742 | 0.0018659 | 0.001964 | 0.012504 | 0.0027211 | 0.0051693 | 0.0060053 | 0.0028186 | 0.0048289 | 0.040153 | 0.00045802
QLD1 | Hydro | 0 | 0 | 0 | 0 | 0 | 0 | 0 | 0 | 0 | 0 | 0 | 0 | 0 | 0 | 0 | 0 | 0 | 0 | 0 | 0 | 0 | 0 | 0 | 0 | 0
QLD1 | Hydrogen Turbine | 0 | 0 | 0 | 0 | 0 | 0 | 0 | 0.34379 | 0.0018171 | 0.0019157 | 0.0019391 | 0.0038302 | 0.0031535 | 0.0064647 | 0.048584 | 0.0011102 | 0.002128 | 0.0023928 | 0.0013843 | 0.0069792 | 0.0099013 | 0.001772 | 0.0042266 | 0.026331 | 6.0689e-05
QLD1 | Wind | 1006470.0246 | 29227.4605 | 724528.9871 | 330698.1033 | 438557.087 | 130950.3054 | 684289.9703 | 153585.351 | 140382.6944 | 37726.2658 | 431206.4789 | 1115548.6626 | 235901.1846 | 249662.1759 | 516846.9551 | 85641.0498 | 0.0050606 | 1.3029 | 109879.4217 | 534732.5015 | 93226.1752 | 131136.2179 | 231640.2353 | 216083.4545 | 1216.5736
QLD1 | Solar PV | 3.1545 | 1.1719 | 18451.6548 | 83.9796 | 83634.8608 | 332552.4556 | 165996.6781 | 167808.1211 | 377623.9845 | 316819.6403 | 618543.1683 | 1026096.2239 | 42901.8121 | 119208.9506 | 238297.3318 | 0.0081043 | 0.0040628 | 194360.9827 | 154077.2898 | 477048.1225 | 135612.8613 | 143725.2277 | 106337.9443 | 86077.5013 | 0.001504
QLD1 | Grid Battery | 3.1047 | 1.0447 | 66075.489 | 11.123 | 6.4055 | 311051.6391 | 0.059657 | 93237.0179 | 162424.2012 | 244799.8697 | 338737.194 | 341488.036 | 80931.7842 | 0.044475 | 0.026893 | 12927.5858 | 9889.2947 | 134163.3177 | 29614.9908 | 275604.9989 | 67811.5918 | 84209.4507 | 3.0856 | 5972.0324 | 0.0047926
QLD1 | Pumped Hydro | 0 | 0 | 60608.6439 | 66114.3669 | 0.01731 | 0.58997 | 0.021677 | 0.012097 | 0.0070578 | 0.024064 | 0.069781 | 0.10774 | 0.018477 | 0.0063961 | 0.018128 | 0.0049406 | 0.0043264 | 0.027081 | 0.0090568 | 0.027586 | 0.010455 | 0.0084352 | 0.0016474 | 0.009227 | 4.9768e-05
QLD1 | VPP | 0 | 0 | 0 | 0 | 0 | 0 | 0 | 0 | 0 | 0 | 0 | 0 | 0 | 0 | 0 | 0 | 0 | 0 | 0 | 0 | 0 | 0 | 0 | 0 | 0
Total excluding storage |  | 1006473.7711 | 29228.8787 | -344685.4948 | 252965.1558 | 137913.6447 | 343202.7214 | 215987.1261 | 81259.9648 | 294359.9049 | 354544.1694 | 1049749.4712 | 2141644.8538 | 278802.9438 | 368871.1093 | 755144.3364 | 85641.036 | -0.017159 | 194362.3582 | 263956.7053 | 1011780.6352 | 228839.0528 | 274861.4494 | 337978.1884 | 302161.0556 | 1216.575
Region | Technology | 2023-24 | 2024-25 | 2025-26 | 2026-27 | 2027-28 | 2028-29 | 2029-30 | 2030-31 | 2031-32 | 2032-33 | 2033-34 | 2034-35 | 2035-36 | 2036-37 | 2037-38 | 2038-39 | 2039-40 | 2040-41 | 2041-42 | 2042-43 | 2043-44 | 2044-45 | 2045-46 | 2046-47 | 2047-48
VIC1 | Black Coal | 0 | 0 | 0 | 0 | 0 | 0 | 0 | 0 | 0 | 0 | 0 | 0 | 0 | 0 | 0 | 0 | 0 | 0 | 0 | 0 | 0 | 0 | 0 | 0 | 0
VIC1 | Brown Coal | 0 | 0 | -2883522.0666 | -412418.9404 | -0.04485 | -57305.7033 | -1033962.1519 | -259123.6808 | -0.88495 | -0.035379 | -0.0074419 | -0.0036593 | -0.042826 | -0.0069982 | -0.00082443 | -0.016797 | -0.010196 | -0.01557 | -0.0034986 | -0.0052701 | -0.00035738 | -0.0051384 | -0.0007092 | -1.9717e-05 | 0
VIC1 | CCGT | 0 | 0.25469 | 0.15265 | 6.9848e-05 | 3.2161e-05 | 1.59e-05 | 0 | 0 | 0 | 0 | 0 | 6.5352e-06 | 6.7448e-06 | 8.7918e-06 | 1.558e-05 | 1.615e-05 | 4.8489e-05 | 0.04245 | 0.0030124 | 0.00015223 | 0.01092 | 1.6264e-05 | 7.9835e-06 | 0.019151 | 0.00037411
VIC1 | Gas - Steam | 0 | 0 | 0 | 0 | 0 | 0 | 0 | 0 | 0 | 0 | 0 | 0 | 0 | 0 | 0 | 0 | 0 | 0 | 0 | 0 | 0 | 0 | 0 | 0 | 0
VIC1 | OCGT / Diesel | 1.6791 | 0.15893 | 0.028799 | 0.023186 | 0.0056361 | 0.0056693 | 0.0017035 | 0.00121 | 0.0016683 | 0.0019773 | 0.0017856 | 0.0018639 | 0.001996 | 0.0021966 | 0.0023432 | 0.0026207 | 0.0032278 | 0.0034658 | 0.0064691 | 0.0020534 | 0.010113 | 0.088908 | 0.00076776 | 0.00062263 | 0.00039951
VIC1 | Hydro | 0 | 0 | 0 | 0 | 0 | 0 | 0 | 0 | 0 | 0 | 0 | 0 | 0 | 0 | 0 | 0 | 0 | 0 | 0 | 0 | 0 | 0 | 0 | 0 | 0
VIC1 | Hydrogen Turbine | 0 | 0 | 0 | 0 | 0 | 0 | 0 | 1.4054e-05 | 1.4315e-05 | 1.2426e-05 | 1.534e-05 | 2.6022e-05 | 0.32507 | 0.037672 | 4474.618 | 0.029782 | 2874.9352 | 0.01177 | 0.004145 | 0.0010431 | 13684.5546 | 2406.4392 | 0.001635 | 735.5269 | 0.0025293
VIC1 | Wind | 159846.8597 | 252982.8137 | 718891.4706 | 113547.0021 | 223596.3691 | 199875.3489 | 15349.7967 | 35113.1129 | 0.087153 | 0.035933 | 185153.3345 | 604.2654 | 0.018676 | 38612.8798 | 90628.5113 | 190607.2095 | 12762.2146 | 48746.5614 | 3458.9236 | 69165.8083 | 83443.9634 | 0.0041176 | 5470.8553 | 31493.3605 | 24491.222
VIC1 | Solar PV | 3.0572 | 2.7613 | 78627.9116 | 183346.9196 | 4934.3429 | 1475.6316 | 0.37756 | 218902.3291 | 0.0025657 | 27314.4649 | 0.14457 | 80124.2155 | 0.45799 | 53943.6479 | 26321.3157 | 0.28162 | 53054.7333 | 13835.3721 | 129422.6723 | 0.047905 | 48612.0427 | 0.0024503 | 0.087083 | 4221.6347 | 7284.3947
VIC1 | Grid Battery | 4.32 | 17601.89 | 12178.4013 | 257096.0517 | 44126.2583 | 0.21174 | 76230.1313 | 0.14457 | 0.067431 | 0.53353 | 4.6015 | 0.18235 | 31001.6988 | 77804.816 | 11425.2054 | 22917.6543 | 24768.3907 | 0.0107 | 63674.8899 | 8834.2045 | 19898.7973 | 6683.9889 | 0.076219 | 18643.678 | 0.59451
VIC1 | Pumped Hydro | 0 | 0 | 17126.384 | 12476.2608 | 0.050319 | 0.011801 | 0.0029859 | 0.0047451 | 0.0037022 | 0.0056468 | 0.0077475 | 0.009711 | 0.0087672 | 0.0090028 | 0.011556 | 0.0087295 | 0.010135 | 0.0075158 | 0.0097245 | 0.0086844 | 0.0064367 | 0.003316 | 0.002403 | 0.0038707 | 0.0012893
VIC1 | VPP | 0 | 0 | 0 | 0 | 0 | 0 | 0 | 0 | 0 | 0 | 0 | 0 | 0 | 0 | 0 | 0 | 0 | 0 | 0 | 0 | 0 | 0 | 0 | 0 | 0
Total excluding storage |  | 159851.5961 | 252985.9887 | -2086002.503 | -115524.9954 | 228530.6728 | 144045.2829 | -1018611.9759 | -5108.2375 | -0.79354 | 27314.4675 | 185153.4734 | 80728.4791 | 0.76091 | 92556.5606 | 121424.4466 | 190607.5068 | 68691.8761 | 62581.9756 | 132881.606 | 69165.8542 | 145740.5813 | 2406.5295 | 5470.9441 | 36450.5419 | 31775.62
Region | Technology | 2023-24 | 2024-25 | 2025-26 | 2026-27 | 2027-28 | 2028-29 | 2029-30 | 2030-31 | 2031-32 | 2032-33 | 2033-34 | 2034-35 | 2035-36 | 2036-37 | 2037-38 | 2038-39 | 2039-40 | 2040-41 | 2041-42 | 2042-43 | 2043-44 | 2044-45 | 2045-46 | 2046-47 | 2047-48
SA1 | Black Coal | 0 | 0 | 0 | 0 | 0 | 0 | 0 | 0 | 0 | 0 | 0 | 0 | 0 | 0 | 0 | 0 | 0 | 0 | 0 | 0 | 0 | 0 | 0 | 0 | 0
SA1 | Brown Coal | 0 | 0 | 0 | 0 | 0 | 0 | 0 | 0 | 0 | 0 | 0 | 0 | 0 | 0 | 0 | 0 | 0 | 0 | 0 | 0 | 0 | 0 | 0 | 0 | 0
SA1 | CCGT | 0 | 0.22274 | 0.028734 | 0.00010257 | 0.00013392 | 0.0076413 | 0.00022061 | 0.00024874 | 7.7876e-05 | 8.5237e-05 | 0.0070878 | 0.00074527 | 0.00012581 | 0.0011597 | 0.0072231 | 0.00014432 | 0.0031204 | 0.032881 | 0.0060709 | 0.0048099 | 0.0063107 | 6.1404e-06 | 8.1237e-06 | 0.006643 | 5.1879e-05
SA1 | Gas - Steam | 0 | 0 | 0 | 0 | 0 | 0 | 0 | 0 | 0 | 0 | 0 | 0 | 0 | 0 | 0 | 0 | 0 | 0 | 0 | 0 | 0 | 0 | 0 | 0 | 0
SA1 | OCGT / Diesel | 0.63702 | 0.0068329 | 0.059745 | 0.010838 | 0.016176 | 0.02686 | 0.022719 | 0.026158 | 0.021539 | 0.012538 | 0.024571 | 0.020555 | 0.016675 | 0.022185 | 0.02266 | 0.011203 | 0.017764 | 0.029212 | 0.0097278 | 0.013467 | 0.024332 | 0.0016794 | 0.002541 | 0.0071222 | 0.0018288
SA1 | Hydro | 0 | 0 | 0 | 0 | 0 | 0 | 0 | 0 | 0 | 0 | 0 | 0 | 0 | 0 | 0 | 0 | 0 | 0 | 0 | 0 | 0 | 0 | 0 | 0 | 0
SA1 | Hydrogen Turbine | 0 | 0 | 0 | 0 | 0 | 0 | 0 | 0.26587 | 0.015195 | 0.0061988 | 0.022785 | 0.03599 | 0.0024859 | 0.010084 | 0.067417 | 0.0039035 | 0.018573 | 0.0010415 | 0.0016345 | 0.022984 | 0.078865 | 0.00025348 | 0.00020451 | 0.00050232 | 9.8416e-05
SA1 | Wind | 297646.5232 | 10879.459 | 76942.3381 | 288930.237 | 26685.7298 | 744665.4847 | 162064.3325 | 125719.5291 | 0.023538 | 0.015725 | 238475.4558 | 0.013138 | 217852.5945 | 223278.9214 | 437369.1599 | 133922.7211 | 0.69693 | 112529.3002 | 271943.9566 | 112991.5979 | 79600.9712 | 0.0032469 | 0.0027412 | 70413.7413 | 33996.4636
SA1 | Solar PV | 4.93 | 1.3755 | 17250.1657 | 34974.5327 | 62046.6315 | 243094.8947 | 10680.9818 | 274633.2967 | 1136.8887 | 222657.0752 | 460157.5239 | 323380.1983 | 4260.5499 | 270874.8798 | 161344.5049 | 0.10502 | 56064.6076 | 0.10306 | 595382.967 | 2555.905 | 237092.2726 | 0.00097528 | 0.001141 | 23387.5513 | 5647.2235
SA1 | Grid Battery | 2.962 | 1.0179 | 1.4632 | 1.3046 | 2.8064 | 0.005396 | 3.6547 | 61181.7009 | 129983.201 | 229713.0606 | 192326.3223 | 161266.7764 | 34256.9546 | 107177.9705 | 0.036717 | 0.08292 | 31518.4211 | 0.042646 | 335482.0511 | 0.020744 | 146460.5502 | 0.0075475 | 0.006324 | 0.0050893 | 0.017006
SA1 | Pumped Hydro | 0 | 0 | 2.918 | 0.31057 | 0.63998 | 0.46933 | 0.26337 | 0.043272 | 0.0022983 | 0.020746 | 0.081471 | 0.11354 | 0.032143 | 0.10445 | 0.025115 | 0.0090539 | 0.10056 | 0.019528 | 0.075132 | 0.038686 | 0.10407 | 8.493e-05 | 0.00010553 | 0.00014259 | 0.00026628
SA1 | VPP | 0 | 0 | 0 | 0 | 0 | 0 | 0 | 0 | 0 | 0 | 0 | 0 | 0 | 0 | 0 | 0 | 0 | 0 | 0 | 0 | 0 | 0 | 0 | 0 | 0
Total excluding storage |  | 297652.0901 | 10881.064 | 94192.5923 | 323904.7806 | 88732.3776 | 987760.414 | 172745.3372 | 400353.1181 | 1136.949 | 222657.1098 | 698633.0342 | 323380.2687 | 222113.1637 | 494153.8346 | 598713.7622 | 133922.8414 | 56065.344 | 112529.4664 | 867326.941 | 115547.5442 | 316693.3533 | 0.0061611 | 0.0066359 | 93801.3068 | 39643.6891
Region | Technology | 2023-24 | 2024-25 | 2025-26 | 2026-27 | 2027-28 | 2028-29 | 2029-30 | 2030-31 | 2031-32 | 2032-33 | 2033-34 | 2034-35 | 2035-36 | 2036-37 | 2037-38 | 2038-39 | 2039-40 | 2040-41 | 2041-42 | 2042-43 | 2043-44 | 2044-45 | 2045-46 | 2046-47 | 2047-48
TAS1 | Black Coal | 0 | 0 | 0 | 0 | 0 | 0 | 0 | 0 | 0 | 0 | 0 | 0 | 0 | 0 | 0 | 0 | 0 | 0 | 0 | 0 | 0 | 0 | 0 | 0 | 0
TAS1 | Brown Coal | 0 | 0 | 0 | 0 | 0 | 0 | 0 | 0 | 0 | 0 | 0 | 0 | 0 | 0 | 0 | 0 | 0 | 0 | 0 | 0 | 0 | 0 | 0 | 0 | 0
TAS1 | CCGT | 0 | 0.12708 | 0.0093898 | 0.0053436 | 0.0082788 | 0.018351 | 0.011925 | 0.0016948 | 0.0015296 | 0.0012832 | 0.0069251 | 0.0020118 | 0.00038664 | 0.001878 | 0.0080309 | 0.0020458 | 0.0028702 | 0.025774 | 0.00034563 | 0.0021387 | 0.0030514 | 2.0122e-05 | 2.6269e-05 | 0.0089771 | 9.4525e-05
TAS1 | Gas - Steam | 0 | 0 | 0 | 0 | 0 | 0 | 0 | 0 | 0 | 0 | 0 | 0 | 0 | 0 | 0 | 0 | 0 | 0 | 0 | 0 | 0 | 0 | 0 | 0 | 0
TAS1 | OCGT / Diesel | 0.54774 | 0.03017 | 0.0285 | 0.034548 | 0.041281 | 0.024029 | 0.018305 | 0.019009 | 0.027099 | 0.040444 | 0.008943 | 0.016368 | 0.017329 | 0.024505 | 0.020007 | 0.013805 | 0.017146 | 0.031053 | 0.013024 | 0.0078949 | 0.012117 | 0.0042342 | 0.0057925 | 0.0089716 | 0.0012287
TAS1 | Hydro | 0 | 0 | 0 | 0 | 0 | 0 | 0 | 0 | 0 | 0 | 0 | 0 | 0 | 0 | 0 | 0 | 0 | 0 | 0 | 0 | 0 | 0 | 0 | 0 | 0
TAS1 | Hydrogen Turbine | 0 | 0 | 0 | 0 | 0 | 0 | 0 | 0.2225 | 0.020856 | 0.028344 | 0.0056259 | 0.026593 | 0.003451 | 0.020384 | 0.12585 | 0.004792 | 0.087625 | 0.0014178 | 0.0010775 | 0.02196 | 0.042726 | 0.00047366 | 0.00038219 | 0.41855 | 0.00018756
TAS1 | Wind | 343013.4762 | 4.7046 | 171860.2842 | 36508.8477 | 457970.402 | 119807.7242 | 379110.2945 | 1426.0968 | 265801.536 | 78161.4443 | 152630.3396 | 326682.7687 | 16480.9452 | 194878.6032 | 362569.9166 | 5018.9372 | 0.12738 | 95696.4934 | 60667.7895 | 0.089611 | 49336.1335 | 0.0042633 | 0.016724 | 63963.6977 | 15936.8371
TAS1 | Solar PV | 0.9753 | 0.61711 | 0.56863 | 2.0591 | 2223.1931 | 41368.7484 | 58359.6471 | 17000.1445 | 0.0044541 | 0.13003 | 254082.4755 | 266825.0448 | 73801.9116 | 59148.2362 | 81258.6565 | 59027.1045 | 50725.8053 | 11477.1233 | 0.078647 | 78787.0638 | 21263.6313 | 0.0013564 | 0.0015666 | 51138.414 | 12496.1936
TAS1 | Grid Battery | 2.1764 | 0.42465 | 0.52417 | 0.44469 | 0.83635 | 0.011147 | 0.6555 | 1.1491 | 2.6847 | 2.5252 | 1.9696 | 0.40165 | 1.4721 | 2.6955 | 9.8208 | 13387.6839 | 5.9385 | 0.04144 | 20691.0418 | 40588.2511 | 3.5696 | 0.057171 | 0.0087805 | 30313.2725 | 15547.5956
TAS1 | Pumped Hydro | 0 | 0 | 6.0024 | 1.2202 | 1.9235 | 11973.6211 | 62263.6395 | 0.19834 | 25362.5646 | 15090.242 | 19603.8765 | 53173.6109 | 38551.5572 | 3.1218 | 5.9543 | 1.7224 | 0.010016 | 0.0082901 | 0.098176 | 0.052462 | 0.0097175 | 0.0028268 | 0.00014926 | 0.025248 | 0.0093251
TAS1 | VPP | 0 | 0 | 0 | 0 | 0 | 0 | 0 | 0 | 0 | 0 | 0 | 0 | 0 | 0 | 0 | 0 | 0 | 0 | 0 | 0 | 0 | 0 | 0 | 0 | 0
Total excluding storage |  | 343014.9992 | 5.479 | 171860.8907 | 36510.9468 | 460193.6446 | 161176.515 | 437469.9718 | 18426.4846 | 265801.5899 | 78161.6444 | 406712.8366 | 593507.8585 | 90282.878 | 254026.8861 | 443828.727 | 64046.0624 | 50726.0403 | 107173.675 | 60667.8825 | 78787.1854 | 70599.8227 | 0.010348 | 0.024491 | 115102.5482 | 28433.0322

## Option 1_Fuel Cost
Fuel cost by technology ($000s) - Option 1, Hydrogen Superpower Scenario
Fuel | Real June 2021 dollars discounted to 1 July 2021
Explicitly modelled generation
Region | Technology | 2023-24 | 2024-25 | 2025-26 | 2026-27 | 2027-28 | 2028-29 | 2029-30 | 2030-31 | 2031-32 | 2032-33 | 2033-34 | 2034-35 | 2035-36 | 2036-37 | 2037-38 | 2038-39 | 2039-40 | 2040-41 | 2041-42 | 2042-43 | 2043-44 | 2044-45 | 2045-46 | 2046-47 | 2047-48
NEM | Black Coal | 1326835.616 | 1219260.918 | 823481.6416 | 617442.6988 | 339988.5642 | 349534.0937 | 139526.503 | 83108.5028 | 17226.2946 | 5.9688 | 4.4521 | 4.2125 | 2.9281 | 2.384 | 2.0489 | 1.7085 | 1.5202 | 1.6327 | 1.5697 | 1.3428 | 1.1669 | 0.93016 | 0.69886 | 0.59474 | 0.54804
NEM | Brown Coal | 179196.791 | 155861.855 | 59156.041 | 43017.0983 | 41548.3418 | 36924.6858 | 8206.7018 | 0.48205 | 0.41126 | 0.39433 | 0.37737 | 0.36525 | 0.32477 | 0.30581 | 0.30649 | 0.28594 | 0.26268 | 0.28398 | 0.26939 | 0.24839 | 0.2356 | 0.19312 | 0.055316 | 0.077238 | 0
NEM | CCGT | 166829.2613 | 172108.142 | 334245.9571 | 302305.0902 | 261415.9932 | 284235.4969 | 335763.5844 | 319061.9387 | 341651.294 | 221802.4815 | 255790.6757 | 261808.9833 | 131545.2891 | 82060.1028 | 140947.5349 | 63511.4235 | 53479.6443 | 171493.3546 | 139797.867 | 132265.5242 | 88322.2832 | 81883.9554 | 32178.422 | 24683.9263 | 22558.2317
NEM | Gas - Steam | 10583.5414 | 13669.7974 | 125857.292 | 60541.338 | 67198.837 | 99387.779 | 83191.628 | 49125.602 | 25741.8855 | 14264.1072 | 4987.3118 | 10921.3986 | 6911.0325 | 5141.598 | 11679.176 | 6764.753 | 0 | 0 | 0 | 0 | 0 | 0 | 0 | 0 | 0
NEM | OCGT / Diesel | 16472.454 | 18054.3796 | 103125.1388 | 69253.8502 | 63397.8865 | 105421.7239 | 94922.3001 | 99663.6717 | 50415.4945 | 32230.9436 | 4962.8136 | 20952.8782 | 12423.4987 | 7568.4799 | 13050.5905 | 4771.6728 | 16279.7055 | 54767.0794 | 9766.321 | 18931.1874 | 71915.8766 | 5017.6243 | 3080.5813 | 57163.7381 | 1128.7234
NEM | Hydro | 0 | 0 | 0 | 0 | 0 | 0 | 0 | 0 | 0 | 0 | 0 | 0 | 0 | 0 | 0 | 0 | 0 | 0 | 0 | 0 | 0 | 0 | 0 | 0 | 0
NEM | Hydrogen Turbine | 0 | 0 | 0 | 0 | 0 | 0 | 0 | 2.236 | 2.4374 | 2.0436 | 2.3641 | 2.8175 | 3.2125 | 3.6002 | 26411.7136 | 24395.7262 | 44383.9625 | 37828.2404 | 34325.2687 | 33787.8812 | 175796.5482 | 140658.0763 | 146000.6884 | 207933.2837 | 205545.1185
NEM | Wind | 0 | 0 | 0 | 0 | 0 | 0 | 0 | 0 | 0 | 0 | 0 | 0 | 0 | 0 | 0 | 0 | 0 | 0 | 0 | 0 | 0 | 0 | 0 | 0 | 0
NEM | Solar PV | 0 | 0 | 0 | 0 | 0 | 0 | 0 | 0 | 0 | 0 | 0 | 0 | 0 | 0 | 0 | 0 | 0 | 0 | 0 | 0 | 0 | 0 | 0 | 0 | 0
NEM | Grid Battery | 0 | 0 | 0 | 0 | 0 | 0 | 0 | 0 | 0 | 0 | 0 | 0 | 0 | 0 | 0 | 0 | 0 | 0 | 0 | 0 | 0 | 0 | 0 | 0 | 0
NEM | Pumped Hydro | 0 | 0 | 0 | 0 | 0 | 0 | 0 | 0 | 0 | 0 | 0 | 0 | 0 | 0 | 0 | 0 | 0 | 0 | 0 | 0 | 0 | 0 | 0 | 0 | 0
NEM | VPP | 0 | 0 | 0 | 0 | 0 | 0 | 0 | 0 | 0 | 0 | 0 | 0 | 0 | 0 | 0 | 0 | 0 | 0 | 0 | 0 | 0 | 0 | 0 | 0 | 0
Total excluding storage |  | 1699917.6638 | 1578955.092 | 1445866.0705 | 1092560.0755 | 773549.6227 | 875503.7794 | 661610.7173 | 550962.4333 | 435037.8174 | 268305.9391 | 265747.9946 | 293690.6553 | 150886.2856 | 94776.4706 | 192091.3705 | 99445.5699 | 114145.0953 | 264090.5911 | 183891.2957 | 184986.184 | 336036.1105 | 227560.7793 | 181260.4458 | 289781.62 | 229232.6216
Region | Technology | 2023-24 | 2024-25 | 2025-26 | 2026-27 | 2027-28 | 2028-29 | 2029-30 | 2030-31 | 2031-32 | 2032-33 | 2033-34 | 2034-35 | 2035-36 | 2036-37 | 2037-38 | 2038-39 | 2039-40 | 2040-41 | 2041-42 | 2042-43 | 2043-44 | 2044-45 | 2045-46 | 2046-47 | 2047-48
NSW1 | Black Coal | 746782.068 | 671244.588 | 485272.8221 | 324237.1984 | 154703.9366 | 190676.5056 | 80659.4403 | 53957.4682 | 17221.005 | 1.6652 | 0.58157 | 0.56432 | 0.49048 | 0.39649 | 0.42615 | 0.31106 | 0.26142 | 0 | 0 | 0 | 0 | 0 | 0 | 0 | 0
NSW1 | Brown Coal | 0 | 0 | 0 | 0 | 0 | 0 | 0 | 0 | 0 | 0 | 0 | 0 | 0 | 0 | 0 | 0 | 0 | 0 | 0 | 0 | 0 | 0 | 0 | 0 | 0
NSW1 | CCGT | 1403.5992 | 3138.4571 | 62790.922 | 58010.6942 | 51294.2735 | 53382.3012 | 62820.3938 | 64152.6202 | 64193.0554 | 49954.8367 | 53518.669 | 56570.6964 | 34583.3952 | 31776.0538 | 42202.4997 | 33624.3904 | 25065.6258 | 51786.564 | 43748.2447 | 42254.5762 | 0.83773 | 0.74995 | 0.7166 | 1.2653 | 1.1721
NSW1 | Gas - Steam | 0 | 0 | 0 | 0 | 0 | 0 | 0 | 0 | 0 | 0 | 0 | 0 | 0 | 0 | 0 | 0 | 0 | 0 | 0 | 0 | 0 | 0 | 0 | 0 | 0
NSW1 | OCGT / Diesel | 198.3981 | 644.0974 | 9201.0867 | 6712.1132 | 1656.8302 | 3291.5967 | 8385.3908 | 12543.9226 | 9901.0045 | 8192.5427 | 1053.3795 | 2985.9518 | 545.8368 | 455.5644 | 2082.464 | 1.0802 | 1933.3612 | 9034.8124 | 1298.1095 | 197.9907 | 12396.1444 | 1287.7646 | 395.6121 | 11505.8557 | 226.5541
NSW1 | Hydro | 0 | 0 | 0 | 0 | 0 | 0 | 0 | 0 | 0 | 0 | 0 | 0 | 0 | 0 | 0 | 0 | 0 | 0 | 0 | 0 | 0 | 0 | 0 | 0 | 0
NSW1 | Hydrogen Turbine | 0 | 0 | 0 | 0 | 0 | 0 | 0 | 0.84379 | 0.93985 | 0.71245 | 0.81632 | 0.98209 | 0.75289 | 0.8181 | 5.5433 | 5.2373 | 4.6093 | 4.7756 | 2.8788 | 3.4664 | 4.6181 | 2.1998 | 2.4872 | 3.8123 | 2.9383
NSW1 | Wind | 0 | 0 | 0 | 0 | 0 | 0 | 0 | 0 | 0 | 0 | 0 | 0 | 0 | 0 | 0 | 0 | 0 | 0 | 0 | 0 | 0 | 0 | 0 | 0 | 0
NSW1 | Solar PV | 0 | 0 | 0 | 0 | 0 | 0 | 0 | 0 | 0 | 0 | 0 | 0 | 0 | 0 | 0 | 0 | 0 | 0 | 0 | 0 | 0 | 0 | 0 | 0 | 0
NSW1 | Grid Battery | 0 | 0 | 0 | 0 | 0 | 0 | 0 | 0 | 0 | 0 | 0 | 0 | 0 | 0 | 0 | 0 | 0 | 0 | 0 | 0 | 0 | 0 | 0 | 0 | 0
NSW1 | Pumped Hydro | 0 | 0 | 0 | 0 | 0 | 0 | 0 | 0 | 0 | 0 | 0 | 0 | 0 | 0 | 0 | 0 | 0 | 0 | 0 | 0 | 0 | 0 | 0 | 0 | 0
NSW1 | VPP | 0 | 0 | 0 | 0 | 0 | 0 | 0 | 0 | 0 | 0 | 0 | 0 | 0 | 0 | 0 | 0 | 0 | 0 | 0 | 0 | 0 | 0 | 0 | 0 | 0
Total excluding storage |  | 748384.0653 | 675027.1424 | 557264.8308 | 388960.0059 | 207655.0404 | 247350.4035 | 151865.2249 | 130654.8547 | 91316.0048 | 58149.7571 | 54573.4464 | 59558.1946 | 35130.4754 | 32232.8328 | 44290.9331 | 33631.019 | 27003.8578 | 60826.152 | 45049.2329 | 42456.0333 | 12401.6002 | 1290.7143 | 398.8158 | 11510.9334 | 230.6646
Region | Technology | 2023-24 | 2024-25 | 2025-26 | 2026-27 | 2027-28 | 2028-29 | 2029-30 | 2030-31 | 2031-32 | 2032-33 | 2033-34 | 2034-35 | 2035-36 | 2036-37 | 2037-38 | 2038-39 | 2039-40 | 2040-41 | 2041-42 | 2042-43 | 2043-44 | 2044-45 | 2045-46 | 2046-47 | 2047-48
QLD1 | Black Coal | 580053.548 | 548016.33 | 338208.8195 | 293205.5004 | 185284.6275 | 158857.5881 | 58867.0627 | 29151.0346 | 5.2896 | 4.3037 | 3.8705 | 3.6481 | 2.4377 | 1.9875 | 1.6228 | 1.3974 | 1.2588 | 1.6327 | 1.5697 | 1.3428 | 1.1669 | 0.93016 | 0.69886 | 0.59474 | 0.54804
QLD1 | Brown Coal | 0 | 0 | 0 | 0 | 0 | 0 | 0 | 0 | 0 | 0 | 0 | 0 | 0 | 0 | 0 | 0 | 0 | 0 | 0 | 0 | 0 | 0 | 0 | 0 | 0
QLD1 | CCGT | 72546.3491 | 89045.6044 | 167446.5501 | 151840.1199 | 133027.7227 | 133110.7443 | 185818.456 | 168130.6451 | 201995.8903 | 158238.1893 | 158791.6364 | 150143.1167 | 91843.5006 | 47077.5135 | 98743.2984 | 29885.3888 | 28412.4077 | 119704.4722 | 96047.3537 | 90008.7328 | 88319.0476 | 81881.0668 | 32175.6831 | 24679.7133 | 22554.2392
QLD1 | Gas - Steam | 0 | 0 | 0 | 0 | 0 | 0 | 0 | 0 | 0 | 0 | 0 | 0 | 0 | 0 | 0 | 0 | 0 | 0 | 0 | 0 | 0 | 0 | 0 | 0 | 0
QLD1 | OCGT / Diesel | 8.0347 | 1.2456 | 1873.4564 | 6115.4155 | 4060.6844 | 2575.8904 | 13527.68 | 23744.7225 | 20175.0869 | 8980.4906 | 620.1872 | 0.79623 | 0.7398 | 0.70254 | 97.5958 | 0.65894 | 2499.8083 | 3687.7899 | 107.9327 | 1.0471 | 1.0605 | 0.92702 | 0.87309 | 38571.7378 | 1.3601
QLD1 | Hydro | 0 | 0 | 0 | 0 | 0 | 0 | 0 | 0 | 0 | 0 | 0 | 0 | 0 | 0 | 0 | 0 | 0 | 0 | 0 | 0 | 0 | 0 | 0 | 0 | 0
QLD1 | Hydrogen Turbine | 0 | 0 | 0 | 0 | 0 | 0 | 0 | 0.49066 | 0.59227 | 0.49288 | 0.50915 | 0.49879 | 0.50828 | 0.5396 | 0.94053 | 0.72857 | 0.56551 | 0.6105 | 0.47382 | 0.52589 | 0.59442 | 0.53536 | 0.53636 | 1.3579 | 0.63354
QLD1 | Wind | 0 | 0 | 0 | 0 | 0 | 0 | 0 | 0 | 0 | 0 | 0 | 0 | 0 | 0 | 0 | 0 | 0 | 0 | 0 | 0 | 0 | 0 | 0 | 0 | 0
QLD1 | Solar PV | 0 | 0 | 0 | 0 | 0 | 0 | 0 | 0 | 0 | 0 | 0 | 0 | 0 | 0 | 0 | 0 | 0 | 0 | 0 | 0 | 0 | 0 | 0 | 0 | 0
QLD1 | Grid Battery | 0 | 0 | 0 | 0 | 0 | 0 | 0 | 0 | 0 | 0 | 0 | 0 | 0 | 0 | 0 | 0 | 0 | 0 | 0 | 0 | 0 | 0 | 0 | 0 | 0
QLD1 | Pumped Hydro | 0 | 0 | 0 | 0 | 0 | 0 | 0 | 0 | 0 | 0 | 0 | 0 | 0 | 0 | 0 | 0 | 0 | 0 | 0 | 0 | 0 | 0 | 0 | 0 | 0
QLD1 | VPP | 0 | 0 | 0 | 0 | 0 | 0 | 0 | 0 | 0 | 0 | 0 | 0 | 0 | 0 | 0 | 0 | 0 | 0 | 0 | 0 | 0 | 0 | 0 | 0 | 0
Total excluding storage |  | 652607.9318 | 637063.18 | 507528.826 | 451161.0358 | 322373.0346 | 294544.2229 | 258213.1986 | 221026.8928 | 222176.8591 | 167223.4764 | 159416.2032 | 150148.0599 | 91847.1864 | 47080.7431 | 98843.4576 | 29888.1737 | 30914.0403 | 123394.5052 | 96157.3299 | 90011.6485 | 88321.8694 | 81883.4594 | 32177.7914 | 63253.4038 | 22556.781
Region | Technology | 2023-24 | 2024-25 | 2025-26 | 2026-27 | 2027-28 | 2028-29 | 2029-30 | 2030-31 | 2031-32 | 2032-33 | 2033-34 | 2034-35 | 2035-36 | 2036-37 | 2037-38 | 2038-39 | 2039-40 | 2040-41 | 2041-42 | 2042-43 | 2043-44 | 2044-45 | 2045-46 | 2046-47 | 2047-48
VIC1 | Black Coal | 0 | 0 | 0 | 0 | 0 | 0 | 0 | 0 | 0 | 0 | 0 | 0 | 0 | 0 | 0 | 0 | 0 | 0 | 0 | 0 | 0 | 0 | 0 | 0 | 0
VIC1 | Brown Coal | 179196.791 | 155861.855 | 59156.041 | 43017.0983 | 41548.3418 | 36924.6858 | 8206.7018 | 0.48205 | 0.41126 | 0.39433 | 0.37737 | 0.36525 | 0.32477 | 0.30581 | 0.30649 | 0.28594 | 0.26268 | 0.28398 | 0.26939 | 0.24839 | 0.2356 | 0.19312 | 0.055316 | 0.077238 | 0
VIC1 | CCGT | 0 | 0.79875 | 1.32 | 1.2294 | 1.1678 | 1.1532 | 1.0938 | 1.0103 | 0.93192 | 0.88225 | 0.84851 | 0.82714 | 0.77307 | 0.73386 | 0.72471 | 0.6758 | 0.64633 | 0.94397 | 0.9189 | 0.86845 | 0.96995 | 0.86049 | 0.81721 | 1.3342 | 1.2888
VIC1 | Gas - Steam | 1346.4504 | 1314.8664 | 87330.128 | 41729.812 | 54074.6 | 85982.384 | 74988.296 | 39615.812 | 21421.68 | 12750.498 | 4987.0685 | 9524.028 | 6911.0325 | 5141.598 | 11679.176 | 6764.753 | 0 | 0 | 0 | 0 | 0 | 0 | 0 | 0 | 0
VIC1 | OCGT / Diesel | 1893.4571 | 1370.4973 | 48180.0156 | 25589.8671 | 33670.6814 | 57224.4671 | 43765.973 | 27856.7456 | 13139.3435 | 11226.7477 | 1504.3996 | 13505.8857 | 10425.4247 | 6419.2797 | 8762.0972 | 4768.025 | 11117.8251 | 16234.8683 | 7275.0741 | 1498.77 | 16285.2893 | 3727.1502 | 2682.4164 | 7083.9257 | 898.829
VIC1 | Hydro | 0 | 0 | 0 | 0 | 0 | 0 | 0 | 0 | 0 | 0 | 0 | 0 | 0 | 0 | 0 | 0 | 0 | 0 | 0 | 0 | 0 | 0 | 0 | 0 | 0
VIC1 | Hydrogen Turbine | 0 | 0 | 0 | 0 | 0 | 0 | 0 | 0 | 0 | 0 | 0 | 0 | 0.92261 | 1.0712 | 26402.726 | 24387.574 | 44375.744 | 37820.296 | 34319.744 | 33781.228 | 175786.624 | 140653.104 | 145995.68 | 207914.144 | 205529.056
VIC1 | Wind | 0 | 0 | 0 | 0 | 0 | 0 | 0 | 0 | 0 | 0 | 0 | 0 | 0 | 0 | 0 | 0 | 0 | 0 | 0 | 0 | 0 | 0 | 0 | 0 | 0
VIC1 | Solar PV | 0 | 0 | 0 | 0 | 0 | 0 | 0 | 0 | 0 | 0 | 0 | 0 | 0 | 0 | 0 | 0 | 0 | 0 | 0 | 0 | 0 | 0 | 0 | 0 | 0
VIC1 | Grid Battery | 0 | 0 | 0 | 0 | 0 | 0 | 0 | 0 | 0 | 0 | 0 | 0 | 0 | 0 | 0 | 0 | 0 | 0 | 0 | 0 | 0 | 0 | 0 | 0 | 0
VIC1 | Pumped Hydro | 0 | 0 | 0 | 0 | 0 | 0 | 0 | 0 | 0 | 0 | 0 | 0 | 0 | 0 | 0 | 0 | 0 | 0 | 0 | 0 | 0 | 0 | 0 | 0 | 0
VIC1 | VPP | 0 | 0 | 0 | 0 | 0 | 0 | 0 | 0 | 0 | 0 | 0 | 0 | 0 | 0 | 0 | 0 | 0 | 0 | 0 | 0 | 0 | 0 | 0 | 0 | 0
Total excluding storage |  | 182436.6985 | 158548.0175 | 194667.5045 | 110338.0068 | 129294.791 | 180132.6902 | 126962.0647 | 67474.0499 | 34562.3667 | 23978.5223 | 6492.694 | 23031.1061 | 17338.4776 | 11562.9885 | 46845.0304 | 35921.3137 | 55494.4781 | 54056.3922 | 41596.0064 | 35281.1148 | 192073.1189 | 144381.3078 | 148678.969 | 214999.4811 | 206429.1739
Region | Technology | 2023-24 | 2024-25 | 2025-26 | 2026-27 | 2027-28 | 2028-29 | 2029-30 | 2030-31 | 2031-32 | 2032-33 | 2033-34 | 2034-35 | 2035-36 | 2036-37 | 2037-38 | 2038-39 | 2039-40 | 2040-41 | 2041-42 | 2042-43 | 2043-44 | 2044-45 | 2045-46 | 2046-47 | 2047-48
SA1 | Black Coal | 0 | 0 | 0 | 0 | 0 | 0 | 0 | 0 | 0 | 0 | 0 | 0 | 0 | 0 | 0 | 0 | 0 | 0 | 0 | 0 | 0 | 0 | 0 | 0 | 0
SA1 | Brown Coal | 0 | 0 | 0 | 0 | 0 | 0 | 0 | 0 | 0 | 0 | 0 | 0 | 0 | 0 | 0 | 0 | 0 | 0 | 0 | 0 | 0 | 0 | 0 | 0 | 0
SA1 | CCGT | 92879.313 | 79922.8196 | 104006.6928 | 92452.5765 | 77092.3475 | 97740.7606 | 87123.0742 | 86777.118 | 75460.8939 | 13608.0705 | 43479.0039 | 55093.8347 | 5117.1348 | 3205.329 | 0.50766 | 0.47653 | 0.4743 | 0.68614 | 0.69973 | 0.70669 | 0.76994 | 0.67639 | 0.63525 | 0.79211 | 0.74985
SA1 | Gas - Steam | 9237.091 | 12354.931 | 38527.164 | 18811.526 | 13124.237 | 13405.395 | 8203.332 | 9509.79 | 4320.2055 | 1513.6092 | 0.24332 | 1397.3706 | 0 | 0 | 0 | 0 | 0 | 0 | 0 | 0 | 0 | 0 | 0 | 0 | 0
SA1 | OCGT / Diesel | 14371.8932 | 16037.8658 | 43869.9106 | 30742.1071 | 23954.6231 | 42288.9754 | 29242.4049 | 35517.4987 | 7177.5471 | 3325.6937 | 1784.1149 | 4459.4999 | 1450.8244 | 692.2679 | 2107.717 | 1.225 | 728.0203 | 25808.8527 | 1084.5259 | 17232.7001 | 43232.5359 | 1.1837 | 1.1067 | 1.3161 | 1.1703
SA1 | Hydro | 0 | 0 | 0 | 0 | 0 | 0 | 0 | 0 | 0 | 0 | 0 | 0 | 0 | 0 | 0 | 0 | 0 | 0 | 0 | 0 | 0 | 0 | 0 | 0 | 0
SA1 | Hydrogen Turbine | 0 | 0 | 0 | 0 | 0 | 0 | 0 | 0.59157 | 0.56651 | 0.48405 | 0.61921 | 0.77693 | 0.58832 | 0.63961 | 1.1258 | 0.87924 | 1.116 | 0.86581 | 0.80562 | 1.0342 | 2.4123 | 0.88952 | 0.71581 | 1.3535 | 1.0677
SA1 | Wind | 0 | 0 | 0 | 0 | 0 | 0 | 0 | 0 | 0 | 0 | 0 | 0 | 0 | 0 | 0 | 0 | 0 | 0 | 0 | 0 | 0 | 0 | 0 | 0 | 0
SA1 | Solar PV | 0 | 0 | 0 | 0 | 0 | 0 | 0 | 0 | 0 | 0 | 0 | 0 | 0 | 0 | 0 | 0 | 0 | 0 | 0 | 0 | 0 | 0 | 0 | 0 | 0
SA1 | Grid Battery | 0 | 0 | 0 | 0 | 0 | 0 | 0 | 0 | 0 | 0 | 0 | 0 | 0 | 0 | 0 | 0 | 0 | 0 | 0 | 0 | 0 | 0 | 0 | 0 | 0
SA1 | Pumped Hydro | 0 | 0 | 0 | 0 | 0 | 0 | 0 | 0 | 0 | 0 | 0 | 0 | 0 | 0 | 0 | 0 | 0 | 0 | 0 | 0 | 0 | 0 | 0 | 0 | 0
SA1 | VPP | 0 | 0 | 0 | 0 | 0 | 0 | 0 | 0 | 0 | 0 | 0 | 0 | 0 | 0 | 0 | 0 | 0 | 0 | 0 | 0 | 0 | 0 | 0 | 0 | 0
Total excluding storage |  | 116488.2972 | 108315.6164 | 186403.7674 | 142006.2096 | 114171.2076 | 153435.131 | 124568.8111 | 131804.9983 | 86959.213 | 18447.8574 | 45263.9813 | 60951.4822 | 6568.5476 | 3898.2365 | 2109.3505 | 2.5808 | 729.6106 | 25810.4047 | 1086.0312 | 17234.441 | 43235.7181 | 2.7496 | 2.4578 | 3.4617 | 2.9879
Region | Technology | 2023-24 | 2024-25 | 2025-26 | 2026-27 | 2027-28 | 2028-29 | 2029-30 | 2030-31 | 2031-32 | 2032-33 | 2033-34 | 2034-35 | 2035-36 | 2036-37 | 2037-38 | 2038-39 | 2039-40 | 2040-41 | 2041-42 | 2042-43 | 2043-44 | 2044-45 | 2045-46 | 2046-47 | 2047-48
TAS1 | Black Coal | 0 | 0 | 0 | 0 | 0 | 0 | 0 | 0 | 0 | 0 | 0 | 0 | 0 | 0 | 0 | 0 | 0 | 0 | 0 | 0 | 0 | 0 | 0 | 0 | 0
TAS1 | Brown Coal | 0 | 0 | 0 | 0 | 0 | 0 | 0 | 0 | 0 | 0 | 0 | 0 | 0 | 0 | 0 | 0 | 0 | 0 | 0 | 0 | 0 | 0 | 0 | 0 | 0
TAS1 | CCGT | 0 | 0.46214 | 0.47223 | 0.47021 | 0.48171 | 0.5377 | 0.56651 | 0.54514 | 0.52247 | 0.50281 | 0.51788 | 0.50834 | 0.48532 | 0.47263 | 0.50444 | 0.49197 | 0.4902 | 0.68833 | 0.65 | 0.64011 | 0.65806 | 0.6017 | 0.56984 | 0.8213 | 0.78166
TAS1 | Gas - Steam | 0 | 0 | 0 | 0 | 0 | 0 | 0 | 0 | 0 | 0 | 0 | 0 | 0 | 0 | 0 | 0 | 0 | 0 | 0 | 0 | 0 | 0 | 0 | 0 | 0
TAS1 | OCGT / Diesel | 0.67093 | 0.6735 | 0.66955 | 94.3472 | 55.0674 | 40.7943 | 0.85134 | 0.78238 | 22.5125 | 505.4689 | 0.73245 | 0.74449 | 0.67292 | 0.66533 | 0.71635 | 0.68364 | 0.69065 | 0.75611 | 0.6788 | 0.67963 | 0.84658 | 0.59881 | 0.57291 | 0.90272 | 0.80987
TAS1 | Hydro | 0 | 0 | 0 | 0 | 0 | 0 | 0 | 0 | 0 | 0 | 0 | 0 | 0 | 0 | 0 | 0 | 0 | 0 | 0 | 0 | 0 | 0 | 0 | 0 | 0
TAS1 | Hydrogen Turbine | 0 | 0 | 0 | 0 | 0 | 0 | 0 | 0.30999 | 0.33882 | 0.35424 | 0.41941 | 0.55974 | 0.44038 | 0.53169 | 1.378 | 1.3071 | 1.9277 | 1.6925 | 1.3665 | 1.6267 | 2.2993 | 1.3477 | 1.269 | 12.616 | 11.4229
TAS1 | Wind | 0 | 0 | 0 | 0 | 0 | 0 | 0 | 0 | 0 | 0 | 0 | 0 | 0 | 0 | 0 | 0 | 0 | 0 | 0 | 0 | 0 | 0 | 0 | 0 | 0
TAS1 | Solar PV | 0 | 0 | 0 | 0 | 0 | 0 | 0 | 0 | 0 | 0 | 0 | 0 | 0 | 0 | 0 | 0 | 0 | 0 | 0 | 0 | 0 | 0 | 0 | 0 | 0
TAS1 | Grid Battery | 0 | 0 | 0 | 0 | 0 | 0 | 0 | 0 | 0 | 0 | 0 | 0 | 0 | 0 | 0 | 0 | 0 | 0 | 0 | 0 | 0 | 0 | 0 | 0 | 0
TAS1 | Pumped Hydro | 0 | 0 | 0 | 0 | 0 | 0 | 0 | 0 | 0 | 0 | 0 | 0 | 0 | 0 | 0 | 0 | 0 | 0 | 0 | 0 | 0 | 0 | 0 | 0 | 0
TAS1 | VPP | 0 | 0 | 0 | 0 | 0 | 0 | 0 | 0 | 0 | 0 | 0 | 0 | 0 | 0 | 0 | 0 | 0 | 0 | 0 | 0 | 0 | 0 | 0 | 0 | 0
Total excluding storage |  | 0.67093 | 1.1356 | 1.1418 | 94.8174 | 55.5491 | 41.332 | 1.4178 | 1.6375 | 23.3738 | 506.326 | 1.6697 | 1.8126 | 1.5986 | 1.6696 | 2.5988 | 2.4827 | 3.1085 | 3.137 | 2.6953 | 2.9464 | 3.804 | 2.5482 | 2.4118 | 14.3401 | 13.0144

## Option 1_Build Cost
New generation build cost (CAPEX) by technology ($000s) - Option 1, Hydrogen Superpower Scenario
CAPEX (Install) | Real June 2021 dollars discounted to 1 July 2021. The total capital costs are annualised for modelling purposes.
Explicitly modelled generation
Region | Technology | 2023-24 | 2024-25 | 2025-26 | 2026-27 | 2027-28 | 2028-29 | 2029-30 | 2030-31 | 2031-32 | 2032-33 | 2033-34 | 2034-35 | 2035-36 | 2036-37 | 2037-38 | 2038-39 | 2039-40 | 2040-41 | 2041-42 | 2042-43 | 2043-44 | 2044-45 | 2045-46 | 2046-47 | 2047-48
NEM | Black Coal | 0 | 0 | 0 | 0 | 0 | 0 | 0 | 0 | 0 | 0 | 0 | 0 | 0 | 0 | 0 | 0 | 0 | 0 | 0 | 0 | 0 | 0 | 0 | 0 | 0
NEM | Brown Coal | 0 | 0 | 0 | 0 | 0 | 0 | 0 | 0 | 0 | 0 | 0 | 0 | 0 | 0 | 0 | 0 | 0 | 0 | 0 | 0 | 0 | 0 | 0 | 0 | 0
NEM | CCGT | 0 | 14.5933 | 5.5596 | 0.080658 | 0.11432 | 0.40155 | 0.16211 | 0.026325 | 0.021779 | 0.018584 | 0.1861 | 0.040146 | 0.0083707 | 0.041848 | 0.59539 | 0.029593 | 0.079506 | 2.4643 | 0.12369 | 0.12967 | 0.44002 | 0.002411 | 0.0023915 | 1.1586 | 0.006718
NEM | Gas - Steam | 0 | 0 | 0 | 0 | 0 | 0 | 0 | 0 | 0 | 0 | 0 | 0 | 0 | 0 | 0 | 0 | 0 | 0 | 0 | 0 | 0 | 0 | 0 | 0 | 0
NEM | OCGT / Diesel | 33.9912 | 12.4125 | 9.2409 | 0.59998 | 0.56904 | 0.53566 | 0.39582 | 0.42301 | 0.45719 | 0.49467 | 0.33355 | 0.36888 | 0.33582 | 0.44765 | 22670.0455 | 0.26235 | 0.34889 | 0.66857 | 0.28524 | 0.25756 | 3678.0125 | 0.8007 | 3537.1796 | 12135.2959 | 0.03384
NEM | Hydro | 0 | 0 | 0 | 0 | 0 | 0 | 0 | 0 | 0 | 0 | 0 | 0 | 0 | 0 | 0 | 0 | 0 | 0 | 0 | 0 | 0 | 0 | 0 | 0 | 0
NEM | Hydrogen Turbine | 0 | 0 | 0 | 0 | 0 | 0 | 0 | 11.739 | 0.43077 | 0.40523 | 0.32218 | 0.72845 | 3.1855 | 0.8246 | 42148.5729 | 0.3833 | 26940.8873 | 0.17447 | 0.083222 | 0.50405 | 127492.5427 | 22363.6013 | 0.060233 | 6816.7724 | 0.027819
NEM | Wind | 18557425.617 | 2195277.8307 | 12233433.8637 | 7229298.4257 | 13180091.6509 | 7986685.6031 | 10060428.6015 | 1910974.5005 | 2772385.9383 | 3375309.7912 | 6821649.1789 | 9889021.5265 | 3039166.5449 | 5433838.1386 | 9100736.1483 | 3032725.7666 | 77996.6484 | 2072197.2733 | 3809027.2342 | 4509189.0415 | 2030271.9794 | 811094.7006 | 1487084.9186 | 2844302.5891 | 474288.1595
NEM | Solar PV | 64.3605 | 32.6748 | 1660438.1973 | 1156302.1987 | 1260716.2541 | 2879673.2764 | 1272458.9321 | 2904645.2728 | 1576727.8747 | 1799303.8032 | 4079350.1633 | 5335171.2578 | 449039.8977 | 1701470.2739 | 2613459.1276 | 241813.6281 | 579985.8309 | 1052083.5813 | 3025204.9371 | 2181318.7095 | 1776018.988 | 510147.0661 | 360160.8702 | 766188.6367 | 97558.4923
NEM | Grid Battery | 134.5337 | 98037.3863 | 1988531.6414 | 1280336.1583 | 563270.6865 | 1737503.0576 | 399035.2748 | 2341352.2105 | 1124899.977 | 2516217.2855 | 1974767.0463 | 1843619.5429 | 872214.8049 | 670714.1065 | 587638.7815 | 168259.6057 | 222536.4222 | 443709.0923 | 1473950.4859 | 1167882.2263 | 775004.3051 | 352909.4632 | 24741.6621 | 166548.3811 | 45986.139
NEM | Pumped Hydro | 0 | 0 | 1848564.886 | 1053180.4958 | 58381.701 | 303370.0677 | 438748.6391 | 3.2726 | 178721.5798 | 137512.4636 | 178383.1923 | 482975.6001 | 349532.5537 | 30.0545 | 48.6739 | 13.879 | 2.2691 | 1.3148 | 2.3682 | 1.8191 | 2.2762 | 0.28536 | 0.088731 | 0.50077 | 0.10693
NEM | VPP | 0 | 0 | 0 | 0 | 0 | 0 | 0 | 0 | 0 | 0 | 0 | 0 | 0 | 0 | 0 | 0 | 0 | 0 | 0 | 0 | 0 | 0 | 0 | 0 | 0
Total excluding storage |  | 18557523.9687 | 2195337.5113 | 13893886.8615 | 8385601.305 | 14440808.5883 | 10866359.8167 | 11332888.0916 | 4815631.9617 | 4349114.7228 | 5174614.5129 | 10901000.184 | 15224193.9218 | 3488209.9723 | 7135309.7267 | 11779014.4896 | 3274540.0699 | 684923.795 | 3124284.1619 | 6834232.6635 | 6690508.6423 | 3937461.9626 | 1343606.1711 | 1850783.031 | 3629444.4525 | 571846.7202
Region | Technology | 2023-24 | 2024-25 | 2025-26 | 2026-27 | 2027-28 | 2028-29 | 2029-30 | 2030-31 | 2031-32 | 2032-33 | 2033-34 | 2034-35 | 2035-36 | 2036-37 | 2037-38 | 2038-39 | 2039-40 | 2040-41 | 2041-42 | 2042-43 | 2043-44 | 2044-45 | 2045-46 | 2046-47 | 2047-48
NSW1 | Black Coal | 0 | 0 | 0 | 0 | 0 | 0 | 0 | 0 | 0 | 0 | 0 | 0 | 0 | 0 | 0 | 0 | 0 | 0 | 0 | 0 | 0 | 0 | 0 | 0 | 0
NSW1 | Brown Coal | 0 | 0 | 0 | 0 | 0 | 0 | 0 | 0 | 0 | 0 | 0 | 0 | 0 | 0 | 0 | 0 | 0 | 0 | 0 | 0 | 0 | 0 | 0 | 0 | 0
NSW1 | CCGT | 0 | 3.6306 | 0.86529 | 0.00026802 | 0.00023814 | 0.00045683 | 0.00025098 | 0.00018957 | 0.0001489 | 0.00013407 | 0.00016917 | 0.00020861 | 0.0002171 | 0.00044416 | 0.39035 | 0.00030914 | 0.00049998 | 0.35065 | 0.00087398 | 0.015972 | 0.15315 | 0.00010809 | 0.00033533 | 0.28715 | 6.3408e-05
NSW1 | Gas - Steam | 0 | 0 | 0 | 0 | 0 | 0 | 0 | 0 | 0 | 0 | 0 | 0 | 0 | 0 | 0 | 0 | 0 | 0 | 0 | 0 | 0 | 0 | 0 | 0 | 0
NSW1 | OCGT / Diesel | 4.9798 | 10.3107 | 0.71568 | 0.0084337 | 0.01259 | 0.019188 | 0.016996 | 0.013505 | 0.018081 | 0.018274 | 0.02104 | 0.020471 | 0.020803 | 0.024628 | 22669.6541 | 0.01695 | 0.016843 | 0.018037 | 0.015325 | 0.016106 | 3677.5601 | 0.0093138 | 3537.0657 | 12134.8291 | 0.0021942
NSW1 | Hydro | 0 | 0 | 0 | 0 | 0 | 0 | 0 | 0 | 0 | 0 | 0 | 0 | 0 | 0 | 0 | 0 | 0 | 0 | 0 | 0 | 0 | 0 | 0 | 0 | 0
NSW1 | Hydrogen Turbine | 0 | 0 | 0 | 0 | 0 | 0 | 0 | 3.8192 | 0.071007 | 0.060012 | 0.034615 | 0.10077 | 0.028622 | 0.12241 | 8.7559 | 0.011317 | 0.026731 | 0.018979 | 0.0062736 | 0.011186 | 0.04488 | 0.0005417 | 0.00061749 | 0.0090256 | 0.0012559
NSW1 | Wind | 6682836.8883 | 280416.6155 | 1219425.4778 | 2321120.2296 | 5661161.6886 | 542299.8904 | 1874046.1267 | 1.6591 | 13.3979 | 2584483.4244 | 330018.6493 | 186542.5693 | 1.4928 | 794366.005 | 265489.2999 | 352867.112 | 1.0731 | 452934.5916 | 1031941.006 | 4337.3168 | 97582.7984 | 0.066698 | 37085.1265 | 453516.3326 | 2510.2239
NSW1 | Solar PV | 11.1443 | 8.0924 | 1241887.4574 | 362368.0119 | 709538.0251 | 811283.4407 | 517622.931 | 853939.8335 | 522605.4796 | 174892.1863 | 0.55775 | 284541.8861 | 0.028015 | 140835.2498 | 1001261.3029 | 0.37707 | 0.058569 | 249537.9927 | 4.1263 | 148306.3943 | 200720.3124 | 0.0046333 | 0.019786 | 152759.7512 | 0.012508
NSW1 | Grid Battery | 59.8258 | 93.3209 | 1576471.6751 | 6.2416 | 352332.0489 | 285580.7493 | 67741.4773 | 1715545.2795 | 6.0333 | 727361.125 | 13.5451 | 0.62868 | 347078.6245 | 15338.8117 | 547644.9277 | 0.82424 | 3.4419 | 11.3666 | 9748.1045 | 125879.7213 | 36467.8391 | 70934.6325 | 24731.8828 | 1328.6541 | 0.94397
NSW1 | Pumped Hydro | 0 | 0 | 860202.76 | 3.282 | 58355.3155 | 218970.1404 | 0.66065 | 0.72202 | 0.10417 | 0.34721 | 0.51436 | 0.56947 | 0.41315 | 0.20766 | 0.71864 | 0.13706 | 0.22952 | 0.44347 | 0.18616 | 0.19071 | 0.18414 | 0.12454 | 0.03748 | 0.13878 | 0.014983
NSW1 | VPP | 0 | 0 | 0 | 0 | 0 | 0 | 0 | 0 | 0 | 0 | 0 | 0 | 0 | 0 | 0 | 0 | 0 | 0 | 0 | 0 | 0 | 0 | 0 | 0 | 0
Total excluding storage |  | 6682853.0124 | 280438.6493 | 2461314.5162 | 2683488.2502 | 6370699.7265 | 1353583.3508 | 2391669.0749 | 853945.3255 | 522618.9667 | 2759375.6891 | 330019.2628 | 471084.5768 | 1.5704 | 935201.4023 | 1289429.4031 | 352867.5176 | 1.1758 | 702472.972 | 1031945.1549 | 152643.7543 | 301980.8689 | 0.081295 | 40622.2129 | 618411.2091 | 2510.2399
Region | Technology | 2023-24 | 2024-25 | 2025-26 | 2026-27 | 2027-28 | 2028-29 | 2029-30 | 2030-31 | 2031-32 | 2032-33 | 2033-34 | 2034-35 | 2035-36 | 2036-37 | 2037-38 | 2038-39 | 2039-40 | 2040-41 | 2041-42 | 2042-43 | 2043-44 | 2044-45 | 2045-46 | 2046-47 | 2047-48
QLD1 | Black Coal | 0 | 0 | 0 | 0 | 0 | 0 | 0 | 0 | 0 | 0 | 0 | 0 | 0 | 0 | 0 | 0 | 0 | 0 | 0 | 0 | 0 | 0 | 0 | 0 | 0
QLD1 | Brown Coal | 0 | 0 | 0 | 0 | 0 | 0 | 0 | 0 | 0 | 0 | 0 | 0 | 0 | 0 | 0 | 0 | 0 | 0 | 0 | 0 | 0 | 0 | 0 | 0 | 0
QLD1 | CCGT | 0 | 2.9222 | 2.1764 | 0.0067158 | 0.0014533 | 0.055217 | 0.00049172 | 0.00036342 | 0.00035749 | 0.00037039 | 0.0014088 | 0.0035883 | 0.0013406 | 0.0015014 | 0.0054151 | 0.00047791 | 0.00038269 | 0.80858 | 0.0012649 | 0.02183 | 0.027116 | 0.0017578 | 0.001512 | 0.42862 | 5.9808e-05
QLD1 | Gas - Steam | 0 | 0 | 0 | 0 | 0 | 0 | 0 | 0 | 0 | 0 | 0 | 0 | 0 | 0 | 0 | 0 | 0 | 0 | 0 | 0 | 0 | 0 | 0 | 0 | 0
QLD1 | OCGT / Diesel | 5.0446 | 0.23744 | 7.5359 | 0.020372 | 0.019416 | 0.034122 | 0.018062 | 0.016554 | 0.018391 | 0.019027 | 0.018771 | 0.019604 | 0.016154 | 0.017855 | 0.015666 | 0.015485 | 0.016368 | 0.1166 | 0.024053 | 0.047285 | 0.055015 | 0.024576 | 0.040747 | 0.32906 | 0.0036783
QLD1 | Hydro | 0 | 0 | 0 | 0 | 0 | 0 | 0 | 0 | 0 | 0 | 0 | 0 | 0 | 0 | 0 | 0 | 0 | 0 | 0 | 0 | 0 | 0 | 0 | 0 | 0
QLD1 | Hydrogen Turbine | 0 | 0 | 0 | 0 | 0 | 0 | 0 | 3.2681 | 0.017231 | 0.018122 | 0.018313 | 0.036113 | 0.029685 | 0.060703 | 0.45583 | 0.010399 | 0.019866 | 0.022321 | 0.012891 | 0.064832 | 0.0919 | 0.016406 | 0.039034 | 0.24297 | 0.00055859
QLD1 | Wind | 6568438.7401 | 184748.9452 | 4698087.3859 | 2145088.6759 | 2842151.3 | 851840.5294 | 4411867.6466 | 918740.9519 | 894824.2533 | 222992.8835 | 2826646.0149 | 7346710.447 | 1616407.0455 | 1669786.8478 | 3269026.1093 | 578466.2227 | 0.030649 | 7.6613 | 693783.5969 | 3358643.8543 | 581306.0804 | 811094.5816 | 1416871.8241 | 1371371.5223 | 7806.763
QLD1 | Solar PV | 13.5634 | 4.66 | 62054.5068 | 282.0262 | 307436.8519 | 1180096.0086 | 481301.948 | 470678.208 | 1050791.3832 | 862277.2105 | 1689576.7626 | 2801335.0446 | 132562.6351 | 374013.3986 | 731086.0885 | 0.028395 | 0.014603 | 702606.7527 | 540726.4043 | 1706853.3024 | 484857.8029 | 510147.0428 | 360160.5105 | 315895.6347 | 0.0053603
QLD1 | Grid Battery | 18.4514 | 5.7968 | 347764.5686 | 55.425 | 30.5536 | 1451921.2325 | 0.26301 | 377854.2464 | 624841.3216 | 922859.7252 | 1259574.4275 | 1252246.6368 | 290537.8941 | 0.1627 | 0.096609 | 44082.6614 | 33213.7534 | 443697.404 | 96418.4704 | 883126.5816 | 213803.6777 | 261175.2276 | 9.4975 | 17908.1769 | 0.01408
QLD1 | Pumped Hydro | 0 | 0 | 796333.3105 | 867200.8016 | 0.19922 | 7.5811 | 0.23685 | 0.13434 | 0.077576 | 0.26919 | 0.80275 | 1.2364 | 0.22511 | 0.079546 | 0.23073 | 0.059004 | 0.051721 | 0.30694 | 0.10404 | 0.32948 | 0.12359 | 0.099896 | 0.020254 | 0.11611 | 0.00056732
QLD1 | VPP | 0 | 0 | 0 | 0 | 0 | 0 | 0 | 0 | 0 | 0 | 0 | 0 | 0 | 0 | 0 | 0 | 0 | 0 | 0 | 0 | 0 | 0 | 0 | 0 | 0
Total excluding storage |  | 6568457.3481 | 184756.7649 | 4760151.6051 | 2145370.7291 | 3149588.1727 | 2031936.6274 | 4893169.6132 | 1389422.4449 | 1945615.6725 | 1085270.1316 | 4516222.816 | 10148045.5509 | 1748969.7277 | 2043800.3264 | 4000112.6748 | 578466.2774 | 0.081868 | 702615.3615 | 1234510.0394 | 5065497.2906 | 1066164.0573 | 1321241.6671 | 1777032.4159 | 1687268.1576 | 7806.7727
Region | Technology | 2023-24 | 2024-25 | 2025-26 | 2026-27 | 2027-28 | 2028-29 | 2029-30 | 2030-31 | 2031-32 | 2032-33 | 2033-34 | 2034-35 | 2035-36 | 2036-37 | 2037-38 | 2038-39 | 2039-40 | 2040-41 | 2041-42 | 2042-43 | 2043-44 | 2044-45 | 2045-46 | 2046-47 | 2047-48
VIC1 | Black Coal | 0 | 0 | 0 | 0 | 0 | 0 | 0 | 0 | 0 | 0 | 0 | 0 | 0 | 0 | 0 | 0 | 0 | 0 | 0 | 0 | 0 | 0 | 0 | 0 | 0
VIC1 | Brown Coal | 0 | 0 | 0 | 0 | 0 | 0 | 0 | 0 | 0 | 0 | 0 | 0 | 0 | 0 | 0 | 0 | 0 | 0 | 0 | 0 | 0 | 0 | 0 | 0 | 0
VIC1 | CCGT | 0 | 3.3564 | 2.0083 | 0.0009169 | 0.00042148 | 0.0002079 | 0 | 0 | 0 | 0 | 0 | 8.4498e-05 | 8.701e-05 | 0.00011322 | 0.00020031 | 0.00020716 | 0.00062092 | 0.54264 | 0.03842 | 0.0019381 | 0.13879 | 0.00020624 | 0.00010106 | 0.242 | 0.0047166
VIC1 | Gas - Steam | 0 | 0 | 0 | 0 | 0 | 0 | 0 | 0 | 0 | 0 | 0 | 0 | 0 | 0 | 0 | 0 | 0 | 0 | 0 | 0 | 0 | 0 | 0 | 0 | 0
VIC1 | OCGT / Diesel | 13.8637 | 1.5481 | 0.23493 | 0.19152 | 0.048506 | 0.047703 | 0.014493 | 0.010445 | 0.014171 | 0.017234 | 0.014776 | 0.015561 | 0.016906 | 0.018567 | 0.019959 | 0.02261 | 0.028026 | 0.030592 | 0.059269 | 0.017341 | 0.09351 | 0.71932 | 0.0062301 | 0.0050647 | 0.0032183
VIC1 | Hydro | 0 | 0 | 0 | 0 | 0 | 0 | 0 | 0 | 0 | 0 | 0 | 0 | 0 | 0 | 0 | 0 | 0 | 0 | 0 | 0 | 0 | 0 | 0 | 0 | 0
VIC1 | Hydrogen Turbine | 0 | 0 | 0 | 0 | 0 | 0 | 0 | 0.00013408 | 0.00013625 | 0.00011798 | 0.00014541 | 0.00024625 | 3.0712 | 0.35505 | 42137.5456 | 0.27999 | 26939.8486 | 0.1102 | 0.038745 | 0.0097264 | 127491.2746 | 22363.5777 | 0.015156 | 6812.6536 | 0.023369
VIC1 | Wind | 1044711.444 | 1660226.8107 | 4659896.6012 | 748226.0974 | 1407365.3907 | 1243792.8127 | 92956.3811 | 210648.0597 | 0.23051 | 0.1065 | 1262547.9711 | 4099.8027 | 0.070717 | 255892.2895 | 605817.7837 | 1268571.0822 | 77990.9379 | 320352.2576 | 20831.2458 | 449838.613 | 538943.3033 | 0.018932 | 33127.9047 | 191119.8915 | 150928.4275
VIC1 | Solar PV | 13.7226 | 11.6909 | 296204.9464 | 666364.0329 | 18100.3219 | 5173.9353 | 1.2826 | 720813.9997 | 0.010047 | 99525.9174 | 0.56032 | 280234.9216 | 1.7899 | 210371.8747 | 90297.0692 | 1.0869 | 204801.6827 | 53224.3889 | 489230.0543 | 0.18089 | 179703.5059 | 0.0089449 | 0.32881 | 13007.8847 | 27349.0026
VIC1 | Grid Battery | 25.6918 | 97930.2592 | 64284.9767 | 1280265.715 | 210890.4937 | 0.9963 | 331274.4764 | 0.59794 | 0.26646 | 2.0251 | 17.1711 | 0.67985 | 111613.55 | 276115.874 | 39958.696 | 78385.1868 | 83441.8686 | 0.036382 | 207966.0591 | 28398.8659 | 62944.6048 | 20799.4008 | 0.23534 | 56098.8742 | 1.7548
VIC1 | Pumped Hydro | 0 | 0 | 191929.7032 | 185961.1941 | 0.64153 | 0.12998 | 0.03233 | 0.050958 | 0.040106 | 0.062396 | 0.087257 | 0.11262 | 0.10228 | 0.10619 | 0.13587 | 0.10128 | 0.11619 | 0.085104 | 0.11214 | 0.10085 | 0.076723 | 0.037566 | 0.027815 | 0.048866 | 0.014894
VIC1 | VPP | 0 | 0 | 0 | 0 | 0 | 0 | 0 | 0 | 0 | 0 | 0 | 0 | 0 | 0 | 0 | 0 | 0 | 0 | 0 | 0 | 0 | 0 | 0 | 0 | 0
Total excluding storage |  | 1044739.0303 | 1660243.4061 | 4956103.7909 | 1414590.3228 | 1425465.7615 | 1248966.7959 | 92957.6782 | 931462.07 | 0.25486 | 99526.0412 | 1262548.5463 | 284334.7401 | 4.9488 | 466264.5379 | 738252.4187 | 1268572.4719 | 309732.4978 | 373577.3299 | 510061.4365 | 449838.8229 | 846138.3161 | 22364.3251 | 33128.255 | 210940.6769 | 178277.4614
Region | Technology | 2023-24 | 2024-25 | 2025-26 | 2026-27 | 2027-28 | 2028-29 | 2029-30 | 2030-31 | 2031-32 | 2032-33 | 2033-34 | 2034-35 | 2035-36 | 2036-37 | 2037-38 | 2038-39 | 2039-40 | 2040-41 | 2041-42 | 2042-43 | 2043-44 | 2044-45 | 2045-46 | 2046-47 | 2047-48
SA1 | Black Coal | 0 | 0 | 0 | 0 | 0 | 0 | 0 | 0 | 0 | 0 | 0 | 0 | 0 | 0 | 0 | 0 | 0 | 0 | 0 | 0 | 0 | 0 | 0 | 0 | 0
SA1 | Brown Coal | 0 | 0 | 0 | 0 | 0 | 0 | 0 | 0 | 0 | 0 | 0 | 0 | 0 | 0 | 0 | 0 | 0 | 0 | 0 | 0 | 0 | 0 | 0 | 0 | 0
SA1 | CCGT | 0 | 2.9798 | 0.38378 | 0.0013669 | 0.0017818 | 0.10144 | 0.0029239 | 0.0032914 | 0.0010282 | 0.0011235 | 0.093215 | 0.009785 | 0.0016482 | 0.015166 | 0.094307 | 0.0018801 | 0.040581 | 0.4269 | 0.078642 | 0.062201 | 0.081471 | 7.9092e-05 | 0.00010446 | 0.085275 | 0.00066445
SA1 | Gas - Steam | 0 | 0 | 0 | 0 | 0 | 0 | 0 | 0 | 0 | 0 | 0 | 0 | 0 | 0 | 0 | 0 | 0 | 0 | 0 | 0 | 0 | 0 | 0 | 0 | 0
SA1 | OCGT / Diesel | 5.4244 | 0.059508 | 0.51205 | 0.08968 | 0.13846 | 0.22872 | 0.1895 | 0.22113 | 0.17928 | 0.10323 | 0.20372 | 0.1736 | 0.13758 | 0.1835 | 0.18851 | 0.092329 | 0.14624 | 0.24472 | 0.079747 | 0.11084 | 0.2028 | 0.01347 | 0.019907 | 0.058247 | 0.014728
SA1 | Hydro | 0 | 0 | 0 | 0 | 0 | 0 | 0 | 0 | 0 | 0 | 0 | 0 | 0 | 0 | 0 | 0 | 0 | 0 | 0 | 0 | 0 | 0 | 0 | 0 | 0
SA1 | Hydrogen Turbine | 0 | 0 | 0 | 0 | 0 | 0 | 0 | 2.5366 | 0.14462 | 0.058854 | 0.21598 | 0.34059 | 0.023487 | 0.095038 | 0.63487 | 0.036699 | 0.17404 | 0.0097515 | 0.015279 | 0.2143 | 0.73474 | 0.0023556 | 0.0018958 | 0.0046526 | 0.00090927
SA1 | Wind | 1857226.8601 | 69854.5244 | 471538.2525 | 1765675.0393 | 166544.6563 | 4532352.159 | 994554.7965 | 771121.6986 | 0.14589 | 0.097211 | 1441165.1337 | 0.083421 | 1304662.1008 | 1328450.2891 | 2717937.5208 | 798865.1063 | 4.0476 | 659845.6492 | 1660335.1679 | 696368.9108 | 489315.4431 | 0.020224 | 0.017059 | 415305.9332 | 210905.0129
SA1 | Solar PV | 21.2138 | 5.4805 | 60288.906 | 127280.093 | 217617.7414 | 739409.5896 | 31014.8657 | 794352.9699 | 3330.9821 | 662607.9298 | 1324750.681 | 861871.7957 | 11210.5954 | 732378.215 | 456854.5983 | 0.32466 | 168049.9342 | 0.31834 | 1995244.016 | 7563.007 | 825033.42 | 0.0038991 | 0.0043781 | 80437.4975 | 20503.6674
SA1 | Grid Battery | 17.6018 | 5.648 | 7.6681 | 6.5392 | 13.5317 | 0.025824 | 16.1482 | 247947.2873 | 500041.7139 | 865984.6658 | 715154.3211 | 591370.0636 | 122979.4224 | 379249.4503 | 0.13138 | 0.28918 | 105856.5191 | 0.1446 | 1092239.6402 | 0.067344 | 461776.6946 | 0.023547 | 0.019388 | 0.015312 | 0.049901
SA1 | Pumped Hydro | 0 | 0 | 51.3702 | 5.6025 | 10.5303 | 7.8778 | 4.9338 | 0.77113 | 0.043303 | 0.41358 | 1.6039 | 2.1268 | 0.69352 | 2.0477 | 0.54944 | 0.16484 | 1.7936 | 0.41488 | 1.205 | 0.79209 | 1.8166 | 0.0015365 | 0.0020199 | 0.003032 | 0.0049441
SA1 | VPP | 0 | 0 | 0 | 0 | 0 | 0 | 0 | 0 | 0 | 0 | 0 | 0 | 0 | 0 | 0 | 0 | 0 | 0 | 0 | 0 | 0 | 0 | 0 | 0 | 0
Total excluding storage |  | 1857253.4983 | 69863.0443 | 531828.0543 | 1892955.2233 | 384162.5379 | 5271762.0788 | 1025569.8546 | 1565477.4296 | 3331.4529 | 662608.1902 | 2765916.3276 | 861872.4031 | 1315872.859 | 2060828.7978 | 3174793.0367 | 798865.5618 | 168054.3427 | 659846.6489 | 3655579.3576 | 703932.3051 | 1314349.8822 | 0.040028 | 0.043344 | 495743.5789 | 231408.6966
Region | Technology | 2023-24 | 2024-25 | 2025-26 | 2026-27 | 2027-28 | 2028-29 | 2029-30 | 2030-31 | 2031-32 | 2032-33 | 2033-34 | 2034-35 | 2035-36 | 2036-37 | 2037-38 | 2038-39 | 2039-40 | 2040-41 | 2041-42 | 2042-43 | 2043-44 | 2044-45 | 2045-46 | 2046-47 | 2047-48
TAS1 | Black Coal | 0 | 0 | 0 | 0 | 0 | 0 | 0 | 0 | 0 | 0 | 0 | 0 | 0 | 0 | 0 | 0 | 0 | 0 | 0 | 0 | 0 | 0 | 0 | 0 | 0
TAS1 | Brown Coal | 0 | 0 | 0 | 0 | 0 | 0 | 0 | 0 | 0 | 0 | 0 | 0 | 0 | 0 | 0 | 0 | 0 | 0 | 0 | 0 | 0 | 0 | 0 | 0 | 0
TAS1 | CCGT | 0 | 1.7043 | 0.12572 | 0.071391 | 0.11042 | 0.24423 | 0.15845 | 0.022481 | 0.020245 | 0.016956 | 0.091303 | 0.026479 | 0.0050778 | 0.024623 | 0.10512 | 0.026718 | 0.037421 | 0.33547 | 0.0044886 | 0.027727 | 0.039494 | 0.00025985 | 0.00033865 | 0.11553 | 0.0012137
TAS1 | Gas - Steam | 0 | 0 | 0 | 0 | 0 | 0 | 0 | 0 | 0 | 0 | 0 | 0 | 0 | 0 | 0 | 0 | 0 | 0 | 0 | 0 | 0 | 0 | 0 | 0 | 0
TAS1 | OCGT / Diesel | 4.6788 | 0.25667 | 0.24236 | 0.28997 | 0.35007 | 0.20593 | 0.15677 | 0.16138 | 0.22727 | 0.3369 | 0.075238 | 0.13965 | 0.14437 | 0.2031 | 0.16722 | 0.11498 | 0.14141 | 0.25862 | 0.10684 | 0.065984 | 0.10108 | 0.034023 | 0.04709 | 0.074414 | 0.010021
TAS1 | Hydro | 0 | 0 | 0 | 0 | 0 | 0 | 0 | 0 | 0 | 0 | 0 | 0 | 0 | 0 | 0 | 0 | 0 | 0 | 0 | 0 | 0 | 0 | 0 | 0 | 0
TAS1 | Hydrogen Turbine | 0 | 0 | 0 | 0 | 0 | 0 | 0 | 2.115 | 0.19777 | 0.26812 | 0.053132 | 0.25073 | 0.032485 | 0.1914 | 1.1807 | 0.044885 | 0.81804 | 0.013225 | 0.010034 | 0.204 | 0.39656 | 0.0043853 | 0.0035296 | 3.8621 | 0.0017263
TAS1 | Wind | 2404211.6845 | 30.9349 | 1184486.1463 | 249188.3836 | 3102868.6153 | 816400.2115 | 2687003.6507 | 10462.1312 | 1877547.9107 | 567833.2796 | 961271.4098 | 2351668.6241 | 118095.8351 | 1385342.7073 | 2242465.4346 | 33956.2435 | 0.5591 | 639057.1137 | 402136.2177 | 0.34672 | 323124.3541 | 0.013137 | 0.046269 | 412988.9094 | 102137.7322
TAS1 | Solar PV | 4.7163 | 2.7509 | 2.3807 | 8.0346 | 8023.3139 | 143710.3022 | 242517.9048 | 64860.2618 | 0.019783 | 0.55927 | 1065021.6016 | 1107187.6098 | 305264.8493 | 243871.5358 | 333960.0687 | 241811.8111 | 207134.1409 | 46714.1286 | 0.33618 | 318595.825 | 85703.9468 | 0.0058435 | 0.006649 | 204087.8686 | 49705.8045
TAS1 | Grid Battery | 12.9629 | 2.3614 | 2.753 | 2.2376 | 4.0586 | 0.053668 | 2.9099 | 4.7994 | 10.6417 | 9.7444 | 7.5813 | 1.5339 | 5.3139 | 9.8078 | 34.9298 | 45790.6441 | 20.8393 | 0.14074 | 67578.2117 | 130476.9901 | 11.4888 | 0.17882 | 0.027037 | 91212.6606 | 45983.3762
TAS1 | Pumped Hydro | 0 | 0 | 47.7421 | 9.6156 | 15.0144 | 84384.3385 | 438742.7754 | 1.5941 | 178721.3146 | 137511.3712 | 178380.184 | 482971.5549 | 349531.1196 | 27.6133 | 47.0392 | 13.4168 | 0.078074 | 0.064431 | 0.76087 | 0.40601 | 0.075111 | 0.021816 | 0.0011627 | 0.19398 | 0.071544
TAS1 | VPP | 0 | 0 | 0 | 0 | 0 | 0 | 0 | 0 | 0 | 0 | 0 | 0 | 0 | 0 | 0 | 0 | 0 | 0 | 0 | 0 | 0 | 0 | 0 | 0 | 0
Total excluding storage |  | 2404221.0795 | 35.6468 | 1184488.8951 | 249196.7796 | 3110892.3897 | 960110.9638 | 2929521.8707 | 75324.6919 | 1877548.3758 | 567834.4608 | 2026293.2311 | 3458856.6507 | 423360.8664 | 1629214.6622 | 2576426.9564 | 275768.2412 | 207135.6969 | 685771.8496 | 402136.6752 | 318596.4694 | 408828.838 | 0.057648 | 0.10388 | 617080.83 | 151843.5496

## Option 1_REHAB Cost
Rehabilition cost by technology ($000s) - Option 1, Hydrogen Superpower Scenario
REHAB | Real June 2021 dollars discounted to 1 July 2021
Explicitly modelled generation
Region | Technology | 2023-24 | 2024-25 | 2025-26 | 2026-27 | 2027-28 | 2028-29 | 2029-30 | 2030-31 | 2031-32 | 2032-33 | 2033-34 | 2034-35 | 2035-36 | 2036-37 | 2037-38 | 2038-39 | 2039-40 | 2040-41 | 2041-42 | 2042-43 | 2043-44 | 2044-45 | 2045-46 | 2046-47 | 2047-48
NEM | Black Coal | 0 | 0 | 183927.1467 | 35111.0465 | 142715.5321 | 21443.1834 | 123930.543 | 60780.8651 | 48532.203 | 7927.8833 | 0.032409 | 0.0068006 | 0.011392 | 0.0045034 | 0.00025165 | 0.015988 | 0.0060838 | 0.00092902 | 0.0020404 | 0.00053681 | 0.00036155 | 0.00024279 | 0.00012426 | 2.5394e-05 | 0.00036347
NEM | Brown Coal | 0 | 0 | 185038.9042 | 26465.3928 | 0.0028781 | 3677.373 | 66350.5276 | 16628.2622 | 0.056788 | 0.0022703 | 0.00047755 | 0.00023482 | 0.0027482 | 0.00044908 | 5.2904e-05 | 0.0010779 | 0.00065427 | 0.00099912 | 0.00022451 | 0.00033819 | 2.2933e-05 | 0.00032974 | 4.551e-05 | 1.2653e-06 | 0
NEM | CCGT | 0 | 0 | 0 | 0 | 0 | 0 | 0 | 0 | 0 | 0 | 0 | 0 | 0 | 0 | 0 | 0 | 0 | 0 | 0 | 0 | 0 | 0 | 0 | 0 | 0
NEM | Gas - Steam | 0 | 0 | 0 | 0 | 0 | 0 | 0 | 0 | 0 | 0 | 0 | 0 | 0 | 0 | 0 | 0 | 0 | 0 | 0 | 0 | 0 | 0 | 0 | 0 | 0
NEM | OCGT / Diesel | 0 | 0 | 0 | 0 | 0 | 0 | 0 | 0 | 0 | 0 | 0 | 0 | 0 | 0 | 0 | 0 | 0 | 0 | 0 | 0 | 0 | 0 | 0 | 0 | 0
NEM | Hydro | 0 | 0 | 0 | 0 | 0 | 0 | 0 | 0 | 0 | 0 | 0 | 0 | 0 | 0 | 0 | 0 | 0 | 0 | 0 | 0 | 0 | 0 | 0 | 0 | 0
NEM | Hydrogen Turbine | 0 | 0 | 0 | 0 | 0 | 0 | 0 | 0 | 0 | 0 | 0 | 0 | 0 | 0 | 0 | 0 | 0 | 0 | 0 | 0 | 0 | 0 | 0 | 0 | 0
NEM | Wind | 0 | 0 | 0 | 0 | 0 | 0 | 0 | 0 | 0 | 0 | 0 | 0 | 0 | 0 | 0 | 0 | 0 | 0 | 0 | 0 | 0 | 0 | 0 | 0 | 0
NEM | Solar PV | 0 | 0 | 0 | 0 | 0 | 0 | 0 | 0 | 0 | 0 | 0 | 0 | 0 | 0 | 0 | 0 | 0 | 0 | 0 | 0 | 0 | 0 | 0 | 0 | 0
NEM | Grid Battery | 0 | 0 | 0 | 0 | 0 | 0 | 0 | 0 | 0 | 0 | 0 | 0 | 0 | 0 | 0 | 0 | 0 | 0 | 0 | 0 | 0 | 0 | 0 | 0 | 0
NEM | Pumped Hydro | 0 | 0 | 0 | 0 | 0 | 0 | 0 | 0 | 0 | 0 | 0 | 0 | 0 | 0 | 0 | 0 | 0 | 0 | 0 | 0 | 0 | 0 | 0 | 0 | 0
NEM | VPP | 0 | 0 | 0 | 0 | 0 | 0 | 0 | 0 | 0 | 0 | 0 | 0 | 0 | 0 | 0 | 0 | 0 | 0 | 0 | 0 | 0 | 0 | 0 | 0 | 0
Total excluding storage |  | 0 | 0 | 368966.0509 | 61576.4393 | 142715.535 | 25120.5564 | 190281.0706 | 77409.1273 | 48532.2598 | 7927.8856 | 0.032887 | 0.0070354 | 0.01414 | 0.0049525 | 0.00030455 | 0.017065 | 0.006738 | 0.0019281 | 0.0022649 | 0.000875 | 0.00038449 | 0.00057253 | 0.00016977 | 2.666e-05 | 0.00036347
Region | Technology | 2023-24 | 2024-25 | 2025-26 | 2026-27 | 2027-28 | 2028-29 | 2029-30 | 2030-31 | 2031-32 | 2032-33 | 2033-34 | 2034-35 | 2035-36 | 2036-37 | 2037-38 | 2038-39 | 2039-40 | 2040-41 | 2041-42 | 2042-43 | 2043-44 | 2044-45 | 2045-46 | 2046-47 | 2047-48
NSW1 | Black Coal | 0 | 0 | 1499.0582 | 22235.4951 | 79132.3686 | 0.0054016 | 16515.9407 | 18031.924 | 11084.7685 | 7927.5933 | 0.002421 | 9.26e-05 | 0.0012605 | 0.00012008 | 1.1205e-05 | 0.011431 | 0.00033975 | 0 | 0 | 0 | 0 | 0 | 0 | 0 | 0
NSW1 | Brown Coal | 0 | 0 | 0 | 0 | 0 | 0 | 0 | 0 | 0 | 0 | 0 | 0 | 0 | 0 | 0 | 0 | 0 | 0 | 0 | 0 | 0 | 0 | 0 | 0 | 0
NSW1 | CCGT | 0 | 0 | 0 | 0 | 0 | 0 | 0 | 0 | 0 | 0 | 0 | 0 | 0 | 0 | 0 | 0 | 0 | 0 | 0 | 0 | 0 | 0 | 0 | 0 | 0
NSW1 | Gas - Steam | 0 | 0 | 0 | 0 | 0 | 0 | 0 | 0 | 0 | 0 | 0 | 0 | 0 | 0 | 0 | 0 | 0 | 0 | 0 | 0 | 0 | 0 | 0 | 0 | 0
NSW1 | OCGT / Diesel | 0 | 0 | 0 | 0 | 0 | 0 | 0 | 0 | 0 | 0 | 0 | 0 | 0 | 0 | 0 | 0 | 0 | 0 | 0 | 0 | 0 | 0 | 0 | 0 | 0
NSW1 | Hydro | 0 | 0 | 0 | 0 | 0 | 0 | 0 | 0 | 0 | 0 | 0 | 0 | 0 | 0 | 0 | 0 | 0 | 0 | 0 | 0 | 0 | 0 | 0 | 0 | 0
NSW1 | Hydrogen Turbine | 0 | 0 | 0 | 0 | 0 | 0 | 0 | 0 | 0 | 0 | 0 | 0 | 0 | 0 | 0 | 0 | 0 | 0 | 0 | 0 | 0 | 0 | 0 | 0 | 0
NSW1 | Wind | 0 | 0 | 0 | 0 | 0 | 0 | 0 | 0 | 0 | 0 | 0 | 0 | 0 | 0 | 0 | 0 | 0 | 0 | 0 | 0 | 0 | 0 | 0 | 0 | 0
NSW1 | Solar PV | 0 | 0 | 0 | 0 | 0 | 0 | 0 | 0 | 0 | 0 | 0 | 0 | 0 | 0 | 0 | 0 | 0 | 0 | 0 | 0 | 0 | 0 | 0 | 0 | 0
NSW1 | Grid Battery | 0 | 0 | 0 | 0 | 0 | 0 | 0 | 0 | 0 | 0 | 0 | 0 | 0 | 0 | 0 | 0 | 0 | 0 | 0 | 0 | 0 | 0 | 0 | 0 | 0
NSW1 | Pumped Hydro | 0 | 0 | 0 | 0 | 0 | 0 | 0 | 0 | 0 | 0 | 0 | 0 | 0 | 0 | 0 | 0 | 0 | 0 | 0 | 0 | 0 | 0 | 0 | 0 | 0
NSW1 | VPP | 0 | 0 | 0 | 0 | 0 | 0 | 0 | 0 | 0 | 0 | 0 | 0 | 0 | 0 | 0 | 0 | 0 | 0 | 0 | 0 | 0 | 0 | 0 | 0 | 0
Total excluding storage |  | 0 | 0 | 1499.0582 | 22235.4951 | 79132.3686 | 0.0054016 | 16515.9407 | 18031.924 | 11084.7685 | 7927.5933 | 0.002421 | 9.26e-05 | 0.0012605 | 0.00012008 | 1.1205e-05 | 0.011431 | 0.00033975 | 0 | 0 | 0 | 0 | 0 | 0 | 0 | 0
Region | Technology | 2023-24 | 2024-25 | 2025-26 | 2026-27 | 2027-28 | 2028-29 | 2029-30 | 2030-31 | 2031-32 | 2032-33 | 2033-34 | 2034-35 | 2035-36 | 2036-37 | 2037-38 | 2038-39 | 2039-40 | 2040-41 | 2041-42 | 2042-43 | 2043-44 | 2044-45 | 2045-46 | 2046-47 | 2047-48
QLD1 | Black Coal | 0 | 0 | 182428.0885 | 12875.5515 | 63583.1635 | 21443.178 | 107414.6023 | 42748.9411 | 37447.4345 | 0.29006 | 0.029988 | 0.006708 | 0.010131 | 0.0043833 | 0.00024045 | 0.0045567 | 0.005744 | 0.00092902 | 0.0020404 | 0.00053681 | 0.00036155 | 0.00024279 | 0.00012426 | 2.5394e-05 | 0.00036347
QLD1 | Brown Coal | 0 | 0 | 0 | 0 | 0 | 0 | 0 | 0 | 0 | 0 | 0 | 0 | 0 | 0 | 0 | 0 | 0 | 0 | 0 | 0 | 0 | 0 | 0 | 0 | 0
QLD1 | CCGT | 0 | 0 | 0 | 0 | 0 | 0 | 0 | 0 | 0 | 0 | 0 | 0 | 0 | 0 | 0 | 0 | 0 | 0 | 0 | 0 | 0 | 0 | 0 | 0 | 0
QLD1 | Gas - Steam | 0 | 0 | 0 | 0 | 0 | 0 | 0 | 0 | 0 | 0 | 0 | 0 | 0 | 0 | 0 | 0 | 0 | 0 | 0 | 0 | 0 | 0 | 0 | 0 | 0
QLD1 | OCGT / Diesel | 0 | 0 | 0 | 0 | 0 | 0 | 0 | 0 | 0 | 0 | 0 | 0 | 0 | 0 | 0 | 0 | 0 | 0 | 0 | 0 | 0 | 0 | 0 | 0 | 0
QLD1 | Hydro | 0 | 0 | 0 | 0 | 0 | 0 | 0 | 0 | 0 | 0 | 0 | 0 | 0 | 0 | 0 | 0 | 0 | 0 | 0 | 0 | 0 | 0 | 0 | 0 | 0
QLD1 | Hydrogen Turbine | 0 | 0 | 0 | 0 | 0 | 0 | 0 | 0 | 0 | 0 | 0 | 0 | 0 | 0 | 0 | 0 | 0 | 0 | 0 | 0 | 0 | 0 | 0 | 0 | 0
QLD1 | Wind | 0 | 0 | 0 | 0 | 0 | 0 | 0 | 0 | 0 | 0 | 0 | 0 | 0 | 0 | 0 | 0 | 0 | 0 | 0 | 0 | 0 | 0 | 0 | 0 | 0
QLD1 | Solar PV | 0 | 0 | 0 | 0 | 0 | 0 | 0 | 0 | 0 | 0 | 0 | 0 | 0 | 0 | 0 | 0 | 0 | 0 | 0 | 0 | 0 | 0 | 0 | 0 | 0
QLD1 | Grid Battery | 0 | 0 | 0 | 0 | 0 | 0 | 0 | 0 | 0 | 0 | 0 | 0 | 0 | 0 | 0 | 0 | 0 | 0 | 0 | 0 | 0 | 0 | 0 | 0 | 0
QLD1 | Pumped Hydro | 0 | 0 | 0 | 0 | 0 | 0 | 0 | 0 | 0 | 0 | 0 | 0 | 0 | 0 | 0 | 0 | 0 | 0 | 0 | 0 | 0 | 0 | 0 | 0 | 0
QLD1 | VPP | 0 | 0 | 0 | 0 | 0 | 0 | 0 | 0 | 0 | 0 | 0 | 0 | 0 | 0 | 0 | 0 | 0 | 0 | 0 | 0 | 0 | 0 | 0 | 0 | 0
Total excluding storage |  | 0 | 0 | 182428.0885 | 12875.5515 | 63583.1635 | 21443.178 | 107414.6023 | 42748.9411 | 37447.4345 | 0.29006 | 0.029988 | 0.006708 | 0.010131 | 0.0043833 | 0.00024045 | 0.0045567 | 0.005744 | 0.00092902 | 0.0020404 | 0.00053681 | 0.00036155 | 0.00024279 | 0.00012426 | 2.5394e-05 | 0.00036347
Region | Technology | 2023-24 | 2024-25 | 2025-26 | 2026-27 | 2027-28 | 2028-29 | 2029-30 | 2030-31 | 2031-32 | 2032-33 | 2033-34 | 2034-35 | 2035-36 | 2036-37 | 2037-38 | 2038-39 | 2039-40 | 2040-41 | 2041-42 | 2042-43 | 2043-44 | 2044-45 | 2045-46 | 2046-47 | 2047-48
VIC1 | Black Coal | 0 | 0 | 0 | 0 | 0 | 0 | 0 | 0 | 0 | 0 | 0 | 0 | 0 | 0 | 0 | 0 | 0 | 0 | 0 | 0 | 0 | 0 | 0 | 0 | 0
VIC1 | Brown Coal | 0 | 0 | 185038.9042 | 26465.3928 | 0.0028781 | 3677.373 | 66350.5276 | 16628.2622 | 0.056788 | 0.0022703 | 0.00047755 | 0.00023482 | 0.0027482 | 0.00044908 | 5.2904e-05 | 0.0010779 | 0.00065427 | 0.00099912 | 0.00022451 | 0.00033819 | 2.2933e-05 | 0.00032974 | 4.551e-05 | 1.2653e-06 | 0
VIC1 | CCGT | 0 | 0 | 0 | 0 | 0 | 0 | 0 | 0 | 0 | 0 | 0 | 0 | 0 | 0 | 0 | 0 | 0 | 0 | 0 | 0 | 0 | 0 | 0 | 0 | 0
VIC1 | Gas - Steam | 0 | 0 | 0 | 0 | 0 | 0 | 0 | 0 | 0 | 0 | 0 | 0 | 0 | 0 | 0 | 0 | 0 | 0 | 0 | 0 | 0 | 0 | 0 | 0 | 0
VIC1 | OCGT / Diesel | 0 | 0 | 0 | 0 | 0 | 0 | 0 | 0 | 0 | 0 | 0 | 0 | 0 | 0 | 0 | 0 | 0 | 0 | 0 | 0 | 0 | 0 | 0 | 0 | 0
VIC1 | Hydro | 0 | 0 | 0 | 0 | 0 | 0 | 0 | 0 | 0 | 0 | 0 | 0 | 0 | 0 | 0 | 0 | 0 | 0 | 0 | 0 | 0 | 0 | 0 | 0 | 0
VIC1 | Hydrogen Turbine | 0 | 0 | 0 | 0 | 0 | 0 | 0 | 0 | 0 | 0 | 0 | 0 | 0 | 0 | 0 | 0 | 0 | 0 | 0 | 0 | 0 | 0 | 0 | 0 | 0
VIC1 | Wind | 0 | 0 | 0 | 0 | 0 | 0 | 0 | 0 | 0 | 0 | 0 | 0 | 0 | 0 | 0 | 0 | 0 | 0 | 0 | 0 | 0 | 0 | 0 | 0 | 0
VIC1 | Solar PV | 0 | 0 | 0 | 0 | 0 | 0 | 0 | 0 | 0 | 0 | 0 | 0 | 0 | 0 | 0 | 0 | 0 | 0 | 0 | 0 | 0 | 0 | 0 | 0 | 0
VIC1 | Grid Battery | 0 | 0 | 0 | 0 | 0 | 0 | 0 | 0 | 0 | 0 | 0 | 0 | 0 | 0 | 0 | 0 | 0 | 0 | 0 | 0 | 0 | 0 | 0 | 0 | 0
VIC1 | Pumped Hydro | 0 | 0 | 0 | 0 | 0 | 0 | 0 | 0 | 0 | 0 | 0 | 0 | 0 | 0 | 0 | 0 | 0 | 0 | 0 | 0 | 0 | 0 | 0 | 0 | 0
VIC1 | VPP | 0 | 0 | 0 | 0 | 0 | 0 | 0 | 0 | 0 | 0 | 0 | 0 | 0 | 0 | 0 | 0 | 0 | 0 | 0 | 0 | 0 | 0 | 0 | 0 | 0
Total excluding storage |  | 0 | 0 | 185038.9042 | 26465.3928 | 0.0028781 | 3677.373 | 66350.5276 | 16628.2622 | 0.056788 | 0.0022703 | 0.00047755 | 0.00023482 | 0.0027482 | 0.00044908 | 5.2904e-05 | 0.0010779 | 0.00065427 | 0.00099912 | 0.00022451 | 0.00033819 | 2.2933e-05 | 0.00032974 | 4.551e-05 | 1.2653e-06 | 0
Region | Technology | 2023-24 | 2024-25 | 2025-26 | 2026-27 | 2027-28 | 2028-29 | 2029-30 | 2030-31 | 2031-32 | 2032-33 | 2033-34 | 2034-35 | 2035-36 | 2036-37 | 2037-38 | 2038-39 | 2039-40 | 2040-41 | 2041-42 | 2042-43 | 2043-44 | 2044-45 | 2045-46 | 2046-47 | 2047-48
SA1 | Black Coal | 0 | 0 | 0 | 0 | 0 | 0 | 0 | 0 | 0 | 0 | 0 | 0 | 0 | 0 | 0 | 0 | 0 | 0 | 0 | 0 | 0 | 0 | 0 | 0 | 0
SA1 | Brown Coal | 0 | 0 | 0 | 0 | 0 | 0 | 0 | 0 | 0 | 0 | 0 | 0 | 0 | 0 | 0 | 0 | 0 | 0 | 0 | 0 | 0 | 0 | 0 | 0 | 0
SA1 | CCGT | 0 | 0 | 0 | 0 | 0 | 0 | 0 | 0 | 0 | 0 | 0 | 0 | 0 | 0 | 0 | 0 | 0 | 0 | 0 | 0 | 0 | 0 | 0 | 0 | 0
SA1 | Gas - Steam | 0 | 0 | 0 | 0 | 0 | 0 | 0 | 0 | 0 | 0 | 0 | 0 | 0 | 0 | 0 | 0 | 0 | 0 | 0 | 0 | 0 | 0 | 0 | 0 | 0
SA1 | OCGT / Diesel | 0 | 0 | 0 | 0 | 0 | 0 | 0 | 0 | 0 | 0 | 0 | 0 | 0 | 0 | 0 | 0 | 0 | 0 | 0 | 0 | 0 | 0 | 0 | 0 | 0
SA1 | Hydro | 0 | 0 | 0 | 0 | 0 | 0 | 0 | 0 | 0 | 0 | 0 | 0 | 0 | 0 | 0 | 0 | 0 | 0 | 0 | 0 | 0 | 0 | 0 | 0 | 0
SA1 | Hydrogen Turbine | 0 | 0 | 0 | 0 | 0 | 0 | 0 | 0 | 0 | 0 | 0 | 0 | 0 | 0 | 0 | 0 | 0 | 0 | 0 | 0 | 0 | 0 | 0 | 0 | 0
SA1 | Wind | 0 | 0 | 0 | 0 | 0 | 0 | 0 | 0 | 0 | 0 | 0 | 0 | 0 | 0 | 0 | 0 | 0 | 0 | 0 | 0 | 0 | 0 | 0 | 0 | 0
SA1 | Solar PV | 0 | 0 | 0 | 0 | 0 | 0 | 0 | 0 | 0 | 0 | 0 | 0 | 0 | 0 | 0 | 0 | 0 | 0 | 0 | 0 | 0 | 0 | 0 | 0 | 0
SA1 | Grid Battery | 0 | 0 | 0 | 0 | 0 | 0 | 0 | 0 | 0 | 0 | 0 | 0 | 0 | 0 | 0 | 0 | 0 | 0 | 0 | 0 | 0 | 0 | 0 | 0 | 0
SA1 | Pumped Hydro | 0 | 0 | 0 | 0 | 0 | 0 | 0 | 0 | 0 | 0 | 0 | 0 | 0 | 0 | 0 | 0 | 0 | 0 | 0 | 0 | 0 | 0 | 0 | 0 | 0
SA1 | VPP | 0 | 0 | 0 | 0 | 0 | 0 | 0 | 0 | 0 | 0 | 0 | 0 | 0 | 0 | 0 | 0 | 0 | 0 | 0 | 0 | 0 | 0 | 0 | 0 | 0
Total excluding storage |  | 0 | 0 | 0 | 0 | 0 | 0 | 0 | 0 | 0 | 0 | 0 | 0 | 0 | 0 | 0 | 0 | 0 | 0 | 0 | 0 | 0 | 0 | 0 | 0 | 0
Region | Technology | 2023-24 | 2024-25 | 2025-26 | 2026-27 | 2027-28 | 2028-29 | 2029-30 | 2030-31 | 2031-32 | 2032-33 | 2033-34 | 2034-35 | 2035-36 | 2036-37 | 2037-38 | 2038-39 | 2039-40 | 2040-41 | 2041-42 | 2042-43 | 2043-44 | 2044-45 | 2045-46 | 2046-47 | 2047-48
TAS1 | Black Coal | 0 | 0 | 0 | 0 | 0 | 0 | 0 | 0 | 0 | 0 | 0 | 0 | 0 | 0 | 0 | 0 | 0 | 0 | 0 | 0 | 0 | 0 | 0 | 0 | 0
TAS1 | Brown Coal | 0 | 0 | 0 | 0 | 0 | 0 | 0 | 0 | 0 | 0 | 0 | 0 | 0 | 0 | 0 | 0 | 0 | 0 | 0 | 0 | 0 | 0 | 0 | 0 | 0
TAS1 | CCGT | 0 | 0 | 0 | 0 | 0 | 0 | 0 | 0 | 0 | 0 | 0 | 0 | 0 | 0 | 0 | 0 | 0 | 0 | 0 | 0 | 0 | 0 | 0 | 0 | 0
TAS1 | Gas - Steam | 0 | 0 | 0 | 0 | 0 | 0 | 0 | 0 | 0 | 0 | 0 | 0 | 0 | 0 | 0 | 0 | 0 | 0 | 0 | 0 | 0 | 0 | 0 | 0 | 0
TAS1 | OCGT / Diesel | 0 | 0 | 0 | 0 | 0 | 0 | 0 | 0 | 0 | 0 | 0 | 0 | 0 | 0 | 0 | 0 | 0 | 0 | 0 | 0 | 0 | 0 | 0 | 0 | 0
TAS1 | Hydro | 0 | 0 | 0 | 0 | 0 | 0 | 0 | 0 | 0 | 0 | 0 | 0 | 0 | 0 | 0 | 0 | 0 | 0 | 0 | 0 | 0 | 0 | 0 | 0 | 0
TAS1 | Hydrogen Turbine | 0 | 0 | 0 | 0 | 0 | 0 | 0 | 0 | 0 | 0 | 0 | 0 | 0 | 0 | 0 | 0 | 0 | 0 | 0 | 0 | 0 | 0 | 0 | 0 | 0
TAS1 | Wind | 0 | 0 | 0 | 0 | 0 | 0 | 0 | 0 | 0 | 0 | 0 | 0 | 0 | 0 | 0 | 0 | 0 | 0 | 0 | 0 | 0 | 0 | 0 | 0 | 0
TAS1 | Solar PV | 0 | 0 | 0 | 0 | 0 | 0 | 0 | 0 | 0 | 0 | 0 | 0 | 0 | 0 | 0 | 0 | 0 | 0 | 0 | 0 | 0 | 0 | 0 | 0 | 0
TAS1 | Grid Battery | 0 | 0 | 0 | 0 | 0 | 0 | 0 | 0 | 0 | 0 | 0 | 0 | 0 | 0 | 0 | 0 | 0 | 0 | 0 | 0 | 0 | 0 | 0 | 0 | 0
TAS1 | Pumped Hydro | 0 | 0 | 0 | 0 | 0 | 0 | 0 | 0 | 0 | 0 | 0 | 0 | 0 | 0 | 0 | 0 | 0 | 0 | 0 | 0 | 0 | 0 | 0 | 0 | 0
TAS1 | VPP | 0 | 0 | 0 | 0 | 0 | 0 | 0 | 0 | 0 | 0 | 0 | 0 | 0 | 0 | 0 | 0 | 0 | 0 | 0 | 0 | 0 | 0 | 0 | 0 | 0
Total excluding storage |  | 0 | 0 | 0 | 0 | 0 | 0 | 0 | 0 | 0 | 0 | 0 | 0 | 0 | 0 | 0 | 0 | 0 | 0 | 0 | 0 | 0 | 0 | 0 | 0 | 0

## Option 1_REZ Tx Cost
REZ transmission expansion cost by region ($000s) - Option 1, Hydrogen Superpower Scenario
REZ Expansion | Real June 2021 dollars discounted to 1 July 2021. As with the total capital costs, the REZ transmission expansion costs are annualised for modelling purposes.
Explicitly modelled generation
Region | Technology | 2023-24 | 2024-25 | 2025-26 | 2026-27 | 2027-28 | 2028-29 | 2029-30 | 2030-31 | 2031-32 | 2032-33 | 2033-34 | 2034-35 | 2035-36 | 2036-37 | 2037-38 | 2038-39 | 2039-40 | 2040-41 | 2041-42 | 2042-43 | 2043-44 | 2044-45 | 2045-46 | 2046-47 | 2047-48
NSW1 | Transmission | 1.211 | 0.34916 | 71419.7314 | 66273.8372 | 119240.5562 | 3638.3729 | 133684.051 | 92086.8717 | 0.26121 | 11075.7991 | 7493.5647 | 74528.3665 | 12844.5508 | 79331.5474 | 203115.7588 | 55559.4099 | 0.071915 | 81195.9144 | 51411.1554 | 16101.383 | 27539.0091 | 93.0589 | 6604.7211 | 36055.2922 | 877.6126
QLD1 | Transmission | 31064.0176 | 101.051 | 613449.2331 | 791325.7216 | 1057620.2037 | 538842.1761 | 1384902.2997 | 172995.5125 | 456135.0379 | 216028.5546 | 501051.2771 | 2552607.1901 | 796221.1479 | 632225.9538 | 802417.9025 | 295808.793 | 12324.737 | 146644.7962 | 179941.1988 | 386891.6465 | 70560.7498 | 236917.2314 | 230311.9073 | 568892.8463 | 14789.2057
VIC1 | Transmission | 0.35923 | 5265.7204 | 181296.1351 | 0.37149 | 10770.1639 | 13200.6473 | 9062.9939 | 1630.9538 | 14182.3487 | 1883.2045 | 55698.8359 | 0.04381 | 5061.4536 | 8895.6433 | 16641.0962 | 54852.1871 | 0.048285 | 20862.2824 | 4999.3703 | 19299.2591 | 23765.126 | 0.029102 | 151.5527 | 2029.6207 | 9927.6508
SA1 | Transmission | 349496.3852 | 1987.1322 | 64075.7615 | 116228.3208 | 4293.39 | 521348.5021 | 74722.478 | 62608.7009 | 23633.3023 | 9781.8362 | 312023.6083 | 279186.7082 | 109441.2232 | 292948.5908 | 214014.5585 | 99494.6115 | 65538.2484 | 87808.5244 | 513928.9942 | 45429.2789 | 286422.397 | 96.8866 | 4499.8601 | 30387.8559 | 22172.9509
TAS1 | Transmission | 79687.0215 | 183.3539 | 75541.0228 | 16017.0579 | 181041.893 | 19781.8615 | 89303.9447 | 783.3525 | 57235.4891 | 34646.9987 | 105289.6736 | 243987.704 | 36755.254 | 98650.4426 | 163336.5551 | 26631.6471 | 14945.9769 | 11446.0201 | 6506.3836 | 35889.0478 | 14001.5577 | 54.4997 | 201.4858 | 21428.8637 | 6312.7409
NEM | Total | 460248.9945 | 7537.6067 | 1005781.8838 | 989845.309 | 1372966.2067 | 1096811.5599 | 1691675.7672 | 330105.3914 | 551186.4392 | 273416.393 | 981556.9595 | 3150310.0126 | 960323.6295 | 1112052.1779 | 1399525.8711 | 532346.6485 | 92809.0825 | 347957.5375 | 756787.1024 | 503610.6153 | 422288.8396 | 237161.7058 | 241769.527 | 658794.4787 | 54080.1609

## Option 1_USE+DSP Cost
USE and USE / DSP cost by region ($000s) - Option 1, Hydrogen Superpower Scenario
USE / DSP | Real June 2021 dollars discounted to 1 July 2021
Explicitly modelled generation
Region | Technology | 2023-24 | 2024-25 | 2025-26 | 2026-27 | 2027-28 | 2028-29 | 2029-30 | 2030-31 | 2031-32 | 2032-33 | 2033-34 | 2034-35 | 2035-36 | 2036-37 | 2037-38 | 2038-39 | 2039-40 | 2040-41 | 2041-42 | 2042-43 | 2043-44 | 2044-45 | 2045-46 | 2046-47 | 2047-48
NSW1 | USE / DSP | 6.7994 | 45252.2053 | 71665.2577 | 4463.2225 | 12.8007 | 18196.7949 | 2875.7952 | 1089.5426 | 6.5527 | 332.4712 | 6.5005 | 6.5573 | 6.4397 | 6.4451 | 5655.5115 | 6.5252 | 6.5088 | 6.4987 | 6.4247 | 6.4656 | 6.6327 | 6.348 | 6.3696 | 6.5364 | 6.5346
QLD1 | USE / DSP | 0.80391 | 0.80566 | 17818.4073 | 27573.8775 | 4404.4907 | 45573.823 | 3830.7189 | 2662.9129 | 524.4614 | 1135.3278 | 0.8385 | 0.84239 | 0.84293 | 0.84003 | 0.86303 | 0.84861 | 346.3125 | 0.83752 | 0.82789 | 0.83155 | 0.83605 | 0.82973 | 0.8268 | 0.854 | 0.82663
VIC1 | USE / DSP | 16809.3647 | 11826.6966 | 1252.4998 | 24562.5462 | 12033.2545 | 3498.6582 | 26014.2194 | 424.792 | 8.2116 | 176.7454 | 8.1743 | 8.3321 | 443.6994 | 35.5504 | 140.1063 | 8.2699 | 361.0949 | 191.0186 | 760.6939 | 8.1908 | 8.4953 | 2503.7569 | 42.1907 | 8.2562 | 8.2229
SA1 | USE / DSP | 41.0554 | 6.8863 | 65.0544 | 30.5277 | 7.7496 | 0.94853 | 0.93862 | 6.3625 | 0.93979 | 0.90629 | 0.92734 | 0.94068 | 0.91818 | 0.9176 | 51.8095 | 0.92035 | 0.93381 | 0.92204 | 0.92047 | 0.93049 | 1.0129 | 0.92386 | 0.91959 | 0.94461 | 0.94197
TAS1 | USE / DSP | 0.55226 | 0.55445 | 0.55546 | 0.55807 | 0.56569 | 9.4965 | 0.59834 | 0.5948 | 0.59102 | 46.5753 | 0.59777 | 0.60516 | 0.59277 | 0.5936 | 0.61624 | 0.61414 | 0.62251 | 0.61223 | 0.60126 | 0.60505 | 0.63566 | 0.58993 | 0.58624 | 0.61758 | 0.61158
NEM | Total | 16858.5756 | 57087.1483 | 90801.7747 | 56630.7319 | 16458.8612 | 67279.7211 | 32722.2704 | 4184.2048 | 540.7566 | 1692.026 | 17.0384 | 17.2776 | 452.493 | 44.3467 | 5848.9066 | 17.1783 | 715.4725 | 199.8891 | 769.4683 | 17.0234 | 17.6125 | 2512.4484 | 50.893 | 17.2087 | 17.1377

## Option 2_Generation
Annual sent-out generation by technology (GWh) - Option 2, Hydrogen Superpower Scenario
Explicitly modelled generation
Region | Technology | 2023-24 | 2024-25 | 2025-26 | 2026-27 | 2027-28 | 2028-29 | 2029-30 | 2030-31 | 2031-32 | 2032-33 | 2033-34 | 2034-35 | 2035-36 | 2036-37 | 2037-38 | 2038-39 | 2039-40 | 2040-41 | 2041-42 | 2042-43 | 2043-44 | 2044-45 | 2045-46 | 2046-47 | 2047-48
NEM | Black Coal | 69618.6067 | 67903.1633 | 51980.9456 | 44391.0851 | 26752.2976 | 26863.1927 | 12794.8107 | 7692.5507 | 1165.2772 | 0.49776 | 0.40424 | 0.40265 | 0.31496 | 0.28109 | 0.26507 | 0.23344 | 0.22315 | 0.26042 | 0.26668 | 0.23519 | 0.2177 | 0.18822 | 0.15054 | 0.14327 | 0.13853
NEM | Brown Coal | 24268.1457 | 22269.1335 | 9206.083 | 5890.5748 | 6106.0061 | 5449.0035 | 867.3738 | 0.090873 | 0.081563 | 0.082279 | 0.083023 | 0.084738 | 0.079326 | 0.078851 | 0.083265 | 0.081908 | 0.079248 | 0.090054 | 0.090041 | 0.087506 | 0.087637 | 0.075857 | 0.022378 | 0.033011 | 0
NEM | CCGT | 2366.609 | 2556.1843 | 5817.6343 | 5425.0326 | 4936.2906 | 5636.6857 | 7300.9315 | 7151.3218 | 8196.7036 | 5776.7512 | 6970.3496 | 7583.0123 | 4061.3224 | 2565.2085 | 4811.0865 | 2167.7978 | 1884.2069 | 6861.4609 | 5926.315 | 5900.829 | 4366.8294 | 4278.1784 | 1747.291 | 1212.955 | 1168.4643
NEM | Gas - Steam | 104.8811 | 139.1226 | 1338.6568 | 638.6746 | 756.5086 | 1256.3655 | 1030.3038 | 677.3735 | 381.6398 | 222.0128 | 80.3241 | 189.0399 | 119.8789 | 93.5305 | 221.3572 | 134.1445 | 0 | 0 | 0 | 0 | 0 | 0 | 0 | 0 | 0
NEM | OCGT / Diesel | 194.7635 | 232.383 | 1183.0227 | 926.6751 | 768.1385 | 1475.6549 | 1283.3961 | 1512.5723 | 804.2572 | 503.2825 | 89.34 | 358.0596 | 213.5045 | 133.7455 | 240.7414 | 90.7072 | 333.4087 | 1434.3441 | 208.1295 | 632.1248 | 2139.5985 | 124.4451 | 79.2263 | 2055.6656 | 33.4749
NEM | Hydro | 13277.4631 | 15609.0143 | 15307.027 | 15151.7066 | 15969.0215 | 19163.8925 | 18551.0062 | 16619.5018 | 16878.5624 | 15482.2082 | 16995.5391 | 17420.5975 | 15856.9868 | 14160.8402 | 18160.4177 | 15830.8243 | 14700.052 | 16017.7354 | 14106.0864 | 14575.6707 | 17075.939 | 15526.3673 | 12856.0864 | 18679.6597 | 17919.5868
NEM | Hydrogen Turbine | 0 | 0 | 0 | 0 | 0 | 0 | 0 | 0.021253 | 0.025551 | 0.023313 | 0.029246 | 0.037629 | 0.046531 | 0.056128 | 481.465 | 482.0909 | 1048.3805 | 961.1353 | 930.0967 | 981.775 | 4886.3412 | 4263.0475 | 4721.9658 | 7026.0908 | 7420.5994
NEM | Wind | 59823.6407 | 62688.7923 | 85090.2959 | 102508.2324 | 136137.474 | 148345.9431 | 173560.9694 | 176774.7399 | 194871.2898 | 199933.7986 | 215681.5767 | 253539.214 | 278462.0684 | 313499.655 | 352773.0813 | 370336.2144 | 366676.1749 | 393626.403 | 422147.351 | 452543.9244 | 473451.3821 | 500056.527 | 548767.4578 | 647224.0633 | 692485.0437
NEM | Solar PV | 18852.995 | 18019.631 | 25111.9282 | 29653.4708 | 34972.2109 | 41407.8488 | 48638.6753 | 65888.8576 | 77256.9417 | 90961.1639 | 119771.1079 | 158516.6718 | 169589.2606 | 184917.5206 | 176129.8082 | 192985.9668 | 205468.2596 | 226491.0791 | 284299.8767 | 321712.9226 | 364830.8388 | 394657.9344 | 412299.7511 | 380286.5136 | 425922.022
NEM | Grid Battery | 425.8678 | 528.3754 | 3044.4882 | 5000.4806 | 5982.7625 | 8829.2519 | 9787.33 | 16632.4989 | 19448.1115 | 28005.879 | 33878.1388 | 40332.8227 | 44649.3222 | 48002.7172 | 44245.4485 | 46902.2168 | 50327.1392 | 52668.749 | 70756.5298 | 79015.4945 | 89526.7751 | 99671.6221 | 99363.9209 | 87759.4684 | 96716.1126
NEM | Pumped Hydro | 870.6231 | 1102.1084 | 2685.7179 | 4445.5766 | 8204.1853 | 8055.2333 | 9806.7627 | 10264.0436 | 10327.0438 | 10687.1986 | 10768.4745 | 11534.2688 | 13062.8014 | 12784.2325 | 12635.0442 | 12579.811 | 12545.3273 | 11893.0194 | 12936.603 | 11904.625 | 11713.8879 | 12626.7121 | 11813.9451 | 12086.3247 | 11867.4655
NEM | VPP | 101.2755 | 156.6292 | 233.0938 | 336.2183 | 468.8437 | 578.2111 | 755.9846 | 894.8394 | 1117.4214 | 1401.339 | 1699.375 | 1977.1769 | 2359.3058 | 2738.6471 | 3020.2062 | 3362.3686 | 3807.1604 | 4033.5774 | 4602.4542 | 4886.4516 | 5099.3325 | 5590.9548 | 5977.9247 | 6004.7245 | 6432.9236
Total excluding storage |  | 188507.1049 | 189417.4243 | 195035.5936 | 204585.4519 | 226397.9479 | 249598.5867 | 264027.4668 | 276317.0297 | 299554.7788 | 312879.8205 | 359588.7539 | 437607.1201 | 468303.4624 | 515370.9164 | 552818.3058 | 582028.0613 | 590110.7849 | 645392.5082 | 727618.212 | 796347.5693 | 866751.2343 | 918906.7637 | 980471.9514 | 1056485.1244 | 1144949.3295
Region | Technology | 2023-24 | 2024-25 | 2025-26 | 2026-27 | 2027-28 | 2028-29 | 2029-30 | 2030-31 | 2031-32 | 2032-33 | 2033-34 | 2034-35 | 2035-36 | 2036-37 | 2037-38 | 2038-39 | 2039-40 | 2040-41 | 2041-42 | 2042-43 | 2043-44 | 2044-45 | 2045-46 | 2046-47 | 2047-48
NSW1 | Black Coal | 35759.6512 | 33921.187 | 28258.617 | 22381.0208 | 9970.413 | 11536.1439 | 5324.776 | 3674.3393 | 1164.8395 | 0.1168 | 0.041505 | 0.042789 | 0.039924 | 0.034713 | 0.040363 | 0.031832 | 0.028924 | 0 | 0 | 0 | 0 | 0 | 0 | 0 | 0
NSW1 | Brown Coal | 0 | 0 | 0 | 0 | 0 | 0 | 0 | 0 | 0 | 0 | 0 | 0 | 0 | 0 | 0 | 0 | 0 | 0 | 0 | 0 | 0 | 0 | 0 | 0 | 0
NSW1 | CCGT | 21.514 | 46.6317 | 1066.2726 | 1056.3213 | 984.5052 | 1083.4403 | 1292.0622 | 1352.1644 | 1438.1882 | 1191.3244 | 1326.5393 | 1478.4462 | 973.7574 | 962.6601 | 1307.8338 | 1110.3629 | 892.5596 | 1853.3814 | 1650.3309 | 1677.531 | 0.028058 | 0.026513 | 0.026745 | 0.049748 | 0.048615
NSW1 | Gas - Steam | 0 | 0 | 0 | 0 | 0 | 0 | 0 | 0 | 0 | 0 | 0 | 0 | 0 | 0 | 0 | 0 | 0 | 0 | 0 | 0 | 0 | 0 | 0 | 0 | 0
NSW1 | OCGT / Diesel | 1.9146 | 6.1095 | 93.9916 | 76.1403 | 20.1096 | 43.0102 | 74.7332 | 157.1503 | 137.1689 | 116.7943 | 15.6841 | 47.9454 | 10.9126 | 8.4294 | 36.6263 | 0.018712 | 39.7443 | 189.3378 | 29.1711 | 4.7043 | 310.6495 | 34.0852 | 10.7019 | 340.42 | 7.5723
NSW1 | Hydro | 2455.1276 | 3052.3726 | 3285.7291 | 3151.0368 | 2800.2836 | 4036.4125 | 3461.1444 | 3122.0807 | 3036.0416 | 2802.8244 | 3239.5496 | 3429.6749 | 3189.0172 | 2684.7217 | 3932.553 | 3318.0426 | 2951.6754 | 2919.7022 | 2780.0959 | 3084.1653 | 3378.1054 | 3206.3605 | 2601.324 | 3976.878 | 3998.5877
NSW1 | Hydrogen Turbine | 0 | 0 | 0 | 0 | 0 | 0 | 0 | 0.0079073 | 0.0097273 | 0.0080851 | 0.0099933 | 0.012921 | 0.010742 | 0.012673 | 0.091582 | 0.093003 | 0.088019 | 0.098215 | 0.063569 | 0.081552 | 0.11632 | 0.059508 | 0.071698 | 0.11659 | 0.09601
NSW1 | Wind | 16207.6776 | 17370.0883 | 19234.2121 | 23476.7595 | 35716.959 | 36648.388 | 38688.2594 | 38738.7176 | 38650.8668 | 47241.0217 | 47480.1265 | 48019.7132 | 50761.7601 | 54001.9075 | 55979.1184 | 55489.4311 | 55810.0933 | 56608.09 | 66445.5871 | 65006.5807 | 64021.6613 | 66956.5348 | 68481.0707 | 84579.2908 | 83042.0774
NSW1 | Solar PV | 8359.6218 | 7956.8924 | 12715.5203 | 14788.1728 | 18081.2052 | 18691.9655 | 21517.5723 | 28241.3883 | 31128.6237 | 32569.2084 | 32722.0681 | 33706.9018 | 36505.5391 | 37701.9093 | 40634.6118 | 42203.1795 | 45645.6076 | 50728.2413 | 50719.5926 | 52993.713 | 56457.976 | 60326.9938 | 59788.7218 | 58944.5664 | 60841.173
NSW1 | Grid Battery | 25.8304 | 24.8863 | 2080.833 | 2193.1082 | 2828.3987 | 3269.3299 | 3488.9436 | 8364.4852 | 8092.7444 | 10620.8344 | 10358.5047 | 9994.4009 | 11965.3723 | 12134.5602 | 13696.1577 | 13714.6914 | 14861.2416 | 14241.2805 | 15000.9238 | 15729.1738 | 15657.16 | 18378.23 | 17489.952 | 14992.1384 | 15033.9593
NSW1 | Pumped Hydro | 242.4982 | 273.5988 | 1124.2042 | 1809.8224 | 5452.7117 | 5691.9105 | 6163.9128 | 6418.7056 | 6156.4995 | 6252.1957 | 6080.4947 | 5885.46 | 6322.0526 | 6277.3526 | 6239.0601 | 5919.8316 | 5906.2842 | 5473.4906 | 6130.8049 | 5519.7932 | 5596.4413 | 5964.7434 | 5635.715 | 6190.736 | 5876.5758
NSW1 | VPP | 22.7811 | 41.6519 | 75.9869 | 115.1344 | 157.522 | 200.9197 | 269.8978 | 319.1508 | 398.4383 | 485.8959 | 585.7642 | 681.028 | 816.5744 | 944.7072 | 1042.8171 | 1154.7856 | 1303.8352 | 1377.1377 | 1526.5563 | 1597.7925 | 1655.8377 | 1824.7572 | 1947.646 | 1938.3221 | 2074.4876
Total excluding storage |  | 62805.5068 | 62353.2815 | 64654.3427 | 64929.4515 | 67573.4756 | 72039.3604 | 70358.5476 | 75285.8484 | 75555.7384 | 83921.298 | 84784.019 | 86682.7372 | 91441.0371 | 95359.6753 | 101890.8752 | 102121.1597 | 105339.797 | 112298.8508 | 121624.841 | 122766.7759 | 124168.5366 | 130524.0603 | 130881.9169 | 147841.3214 | 147889.5549
Region | Technology | 2023-24 | 2024-25 | 2025-26 | 2026-27 | 2027-28 | 2028-29 | 2029-30 | 2030-31 | 2031-32 | 2032-33 | 2033-34 | 2034-35 | 2035-36 | 2036-37 | 2037-38 | 2038-39 | 2039-40 | 2040-41 | 2041-42 | 2042-43 | 2043-44 | 2044-45 | 2045-46 | 2046-47 | 2047-48
QLD1 | Black Coal | 33858.9555 | 33981.9763 | 23722.3286 | 22010.0643 | 16781.8846 | 15327.0488 | 7470.0346 | 4018.2113 | 0.43768 | 0.38096 | 0.36274 | 0.35986 | 0.27504 | 0.24638 | 0.2247 | 0.2016 | 0.19423 | 0.26042 | 0.26668 | 0.23519 | 0.2177 | 0.18822 | 0.15054 | 0.14327 | 0.13853
QLD1 | Brown Coal | 0 | 0 | 0 | 0 | 0 | 0 | 0 | 0 | 0 | 0 | 0 | 0 | 0 | 0 | 0 | 0 | 0 | 0 | 0 | 0 | 0 | 0 | 0 | 0 | 0
QLD1 | CCGT | 1064.012 | 1366.8671 | 3174.1147 | 2908.8096 | 2705.7299 | 2868.0877 | 4447.1409 | 4147.7434 | 5239.7668 | 4290.1916 | 4602.8077 | 4742.9969 | 2957.7908 | 1516.5674 | 3503.2135 | 1057.3959 | 991.6071 | 5008.0193 | 4275.9219 | 4223.2338 | 4366.728 | 4278.083 | 1747.1955 | 1212.7998 | 1168.3092
QLD1 | Gas - Steam | 0 | 0 | 0 | 0 | 0 | 0 | 0 | 0 | 0 | 0 | 0 | 0 | 0 | 0 | 0 | 0 | 0 | 0 | 0 | 0 | 0 | 0 | 0 | 0 | 0
QLD1 | OCGT / Diesel | 0.088136 | 0.012092 | 24.6352 | 76.0851 | 53.8383 | 37.2234 | 196.3893 | 362.1169 | 343.2557 | 150.4187 | 11.8856 | 0.014809 | 0.014451 | 0.014467 | 2.3558 | 0.015055 | 65.6299 | 118.3512 | 3.2416 | 0.02884 | 0.030749 | 0.028379 | 0.028213 | 1514.0134 | 0.049061
QLD1 | Hydro | 702.0815 | 710.919 | 735.2633 | 701.4757 | 708.1432 | 713.4936 | 705.7319 | 686.3073 | 698.4162 | 709.4766 | 697.3161 | 691.386 | 700.9579 | 683.4745 | 213.8033 | 224.331 | 209.8594 | 212.7219 | 213.9287 | 0 | 0 | 0 | 0 | 0 | 0
QLD1 | Hydrogen Turbine | 0 | 0 | 0 | 0 | 0 | 0 | 0 | 0.0047691 | 0.0062439 | 0.0055949 | 0.0062345 | 0.0066239 | 0.0073015 | 0.0083866 | 0.015778 | 0.013085 | 0.010961 | 0.01271 | 0.010563 | 0.012572 | 0.015148 | 0.014594 | 0.015598 | 0.041952 | 0.020951
QLD1 | Wind | 14679.3985 | 14095.6793 | 23210.4635 | 28156.7598 | 35933.6804 | 37742.3897 | 49531.5047 | 52065.4449 | 54727.9649 | 54993.9957 | 59366.3738 | 88231.3825 | 98877.8449 | 111817.7023 | 126932.8818 | 133001.4574 | 135574.9141 | 132578.0742 | 140906.1559 | 165467.2858 | 173072.2925 | 189345.6891 | 231600.6499 | 286235.6379 | 292743.7787
QLD1 | Solar PV | 7371.1796 | 7232.6728 | 8632.473 | 8946.7214 | 9904.6181 | 12897.4059 | 16425.3442 | 19240.6862 | 27278.9116 | 34044.3634 | 49041.8669 | 73979.0025 | 76865.4371 | 78719.8367 | 70358.0455 | 80129.2551 | 81867.339 | 97415.6302 | 107768.5273 | 144284.969 | 155515.3465 | 177738.8661 | 191749.7629 | 169449.2122 | 193012.8751
QLD1 | Grid Battery | 56.1675 | 55.1504 | 470.5883 | 484.0341 | 490.2414 | 3079.4475 | 3305.7493 | 4281.8869 | 6413.6256 | 9637.0709 | 14113.2504 | 18778.9707 | 19838.5449 | 19677.6389 | 16587.3995 | 18500.5482 | 19006.4907 | 23374.2098 | 25239.6332 | 34994.3014 | 38338.6387 | 43852.1408 | 42437.5216 | 35652.8435 | 40264.594
QLD1 | Pumped Hydro | 628.1249 | 828.5096 | 1323.7271 | 2392.9429 | 2505.4468 | 2006.6658 | 2549.2187 | 2731.9416 | 2552.6178 | 2571.8481 | 2497.0257 | 2361.1725 | 2401.1913 | 2280.1573 | 1962.8896 | 2123.6528 | 2219.2288 | 2091.7951 | 2214.6088 | 2046.6196 | 2027.15 | 2040.9195 | 1968.647 | 1829.8102 | 1890.3534
QLD1 | VPP | 12.4763 | 19.8466 | 32.5966 | 52.4432 | 79.325 | 107.1594 | 148.8384 | 184.9203 | 255.06 | 334.5848 | 424.4432 | 509.7427 | 608.2935 | 704.7411 | 774.9019 | 897.0765 | 1019.807 | 1142.7843 | 1293.9944 | 1447.597 | 1578.5282 | 1687.8962 | 1777.3015 | 1779.3464 | 1953.3369
Total excluding storage |  | 57675.7152 | 57388.1266 | 59499.2782 | 62799.916 | 66087.8945 | 69585.6492 | 78776.1455 | 80520.5148 | 88288.7592 | 94188.8325 | 113720.6191 | 167645.1491 | 179402.3274 | 192737.8502 | 201010.5405 | 214412.6692 | 218709.5547 | 235333.07 | 253168.0527 | 313975.7652 | 332954.6306 | 371362.8693 | 425097.8027 | 458411.8486 | 486925.1715
Region | Technology | 2023-24 | 2024-25 | 2025-26 | 2026-27 | 2027-28 | 2028-29 | 2029-30 | 2030-31 | 2031-32 | 2032-33 | 2033-34 | 2034-35 | 2035-36 | 2036-37 | 2037-38 | 2038-39 | 2039-40 | 2040-41 | 2041-42 | 2042-43 | 2043-44 | 2044-45 | 2045-46 | 2046-47 | 2047-48
VIC1 | Black Coal | 0 | 0 | 0 | 0 | 0 | 0 | 0 | 0 | 0 | 0 | 0 | 0 | 0 | 0 | 0 | 0 | 0 | 0 | 0 | 0 | 0 | 0 | 0 | 0 | 0
VIC1 | Brown Coal | 24268.1457 | 22269.1335 | 9206.083 | 5890.5748 | 6106.0061 | 5449.0035 | 867.3738 | 0.090873 | 0.081563 | 0.082279 | 0.083023 | 0.084738 | 0.079326 | 0.078851 | 0.083265 | 0.081908 | 0.079248 | 0.090054 | 0.090041 | 0.087506 | 0.087637 | 0.075857 | 0.022378 | 0.033011 | 0
VIC1 | CCGT | 0 | 0.0099824 | 0.017186 | 0.01684 | 0.016834 | 0.01751 | 0.017423 | 0.016962 | 0.016505 | 0.016406 | 0.016456 | 0.016687 | 0.016236 | 0.016127 | 0.016701 | 0.016398 | 0.016535 | 0.025185 | 0.025855 | 0.025799 | 0.030347 | 0.028406 | 0.02846 | 0.048984 | 0.049879
VIC1 | Gas - Steam | 13.4445 | 13.4876 | 927.9016 | 411.9512 | 605.2428 | 1076.0835 | 923.6717 | 551.9701 | 318.0278 | 198.7573 | 80.3206 | 164.8113 | 119.8789 | 93.5305 | 221.3572 | 134.1445 | 0 | 0 | 0 | 0 | 0 | 0 | 0 | 0 | 0
VIC1 | OCGT / Diesel | 15.7911 | 11.9183 | 473.4033 | 306.4293 | 351.663 | 716.8972 | 528.3901 | 361.7214 | 187.9179 | 162.6378 | 22.8469 | 213.0282 | 158.4939 | 107.925 | 149.0984 | 90.643 | 206.3708 | 335.075 | 150.2131 | 31.0088 | 401.8922 | 90.2961 | 68.4612 | 201.1834 | 25.8082
VIC1 | Hydro | 2754.4766 | 3333.2903 | 3447.6446 | 3267.689 | 2733.3601 | 4103.4234 | 3425.032 | 2962.006 | 2965.1275 | 2703.6186 | 3304.9168 | 3417.0149 | 3247.287 | 2718.1388 | 4097.2135 | 3426.7251 | 2964.9909 | 2966.2293 | 2708.7727 | 3308.5798 | 3427.7559 | 3248.4916 | 2723.9241 | 4101.3916 | 4110.292
VIC1 | Hydrogen Turbine | 0 | 0 | 0 | 0 | 0 | 0 | 0 | 0 | 0 | 0 | 0 | 0 | 0.01336 | 0.01662 | 481.3158 | 481.9454 | 1048.2233 | 960.9716 | 929.9747 | 981.6179 | 4886.089 | 4262.9126 | 4721.821 | 7025.4966 | 7420.067
VIC1 | Wind | 12726.418 | 15254.3133 | 23080.5516 | 25843.8863 | 29548.173 | 28728.6695 | 31235.4452 | 30909.2767 | 34705.161 | 31015.7345 | 35821.8403 | 34424.1013 | 35923.8697 | 38509.3157 | 38199.966 | 47000.3079 | 44819.4264 | 52030.4776 | 46889.5447 | 53694.2093 | 58183.6539 | 58959.736 | 60786.0218 | 61772.627 | 78165.8388
VIC1 | Solar PV | 1934.2056 | 1761.1512 | 2496.7853 | 4359.255 | 4548.2246 | 4007.9698 | 4192.7973 | 7464.0692 | 7183.2223 | 8148.0638 | 7952.7259 | 8980.57 | 9582.9771 | 11371.4338 | 10381.4846 | 10609.4225 | 12759.8956 | 13045.6635 | 20116.7511 | 19656.1416 | 22717.9613 | 23595.7308 | 24701.7866 | 20908.0044 | 24418.8747
VIC1 | Grid Battery | 160.3199 | 262.7389 | 313.2115 | 2150.9111 | 2486.9221 | 2316.4644 | 2830.9957 | 3216.7605 | 2911.921 | 3055.7849 | 2784.4362 | 2738.254 | 3282.4904 | 4328.9802 | 4164.6728 | 4436.7908 | 5188.8238 | 4468.477 | 6999.9121 | 6555.6721 | 6744.4001 | 7289.5276 | 7572.0492 | 7342.1733 | 7517.9726
VIC1 | Pumped Hydro | 0 | 0 | 237.6849 | 242.693 | 245.8812 | 239.1527 | 228.5677 | 271.221 | 261.2689 | 257.2962 | 257.4252 | 240.376 | 259.4667 | 264.3607 | 218.5916 | 226.6945 | 241.4802 | 226.0121 | 252.2765 | 240.5586 | 216.1427 | 249.0524 | 247.7127 | 213.9031 | 232.9341
VIC1 | VPP | 12.7638 | 21.3736 | 37.1086 | 61.5294 | 98.557 | 118.9288 | 160.0109 | 185.5178 | 227.8731 | 291.4503 | 363.7494 | 411.9749 | 509.3283 | 604.5779 | 693.355 | 764.4855 | 871.7284 | 886.0341 | 1064.7341 | 1113.5557 | 1098.6614 | 1272.2888 | 1377.1786 | 1408.38 | 1491.5386
Total excluding storage |  | 41712.4815 | 42643.3042 | 39632.3866 | 40079.8024 | 43892.6864 | 44082.0644 | 41172.7274 | 42249.1513 | 45359.5545 | 42228.9107 | 47182.75 | 47199.627 | 49032.6155 | 52800.4555 | 53530.5355 | 61743.2868 | 61799.0028 | 69338.5323 | 70795.3722 | 77671.6707 | 89617.4703 | 90157.2714 | 93002.0656 | 94008.7849 | 114140.9306
Region | Technology | 2023-24 | 2024-25 | 2025-26 | 2026-27 | 2027-28 | 2028-29 | 2029-30 | 2030-31 | 2031-32 | 2032-33 | 2033-34 | 2034-35 | 2035-36 | 2036-37 | 2037-38 | 2038-39 | 2039-40 | 2040-41 | 2041-42 | 2042-43 | 2043-44 | 2044-45 | 2045-46 | 2046-47 | 2047-48
SA1 | Black Coal | 0 | 0 | 0 | 0 | 0 | 0 | 0 | 0 | 0 | 0 | 0 | 0 | 0 | 0 | 0 | 0 | 0 | 0 | 0 | 0 | 0 | 0 | 0 | 0 | 0
SA1 | Brown Coal | 0 | 0 | 0 | 0 | 0 | 0 | 0 | 0 | 0 | 0 | 0 | 0 | 0 | 0 | 0 | 0 | 0 | 0 | 0 | 0 | 0 | 0 | 0 | 0 | 0
SA1 | CCGT | 1281.0831 | 1142.6705 | 1577.2246 | 1459.8794 | 1246.0327 | 1685.1332 | 1561.7032 | 1651.3891 | 1518.7242 | 295.2109 | 1040.9775 | 1361.5438 | 129.7492 | 85.9559 | 0.012356 | 0.012238 | 0.012838 | 0.019219 | 0.020646 | 0.021982 | 0.025261 | 0.023414 | 0.023219 | 0.030511 | 0.030476
SA1 | Gas - Steam | 91.4366 | 125.635 | 410.7552 | 226.7234 | 151.2658 | 180.282 | 106.6321 | 125.4034 | 63.612 | 23.2554 | 0.0035384 | 24.2286 | 0 | 0 | 0 | 0 | 0 | 0 | 0 | 0 | 0 | 0 | 0 | 0 | 0
SA1 | OCGT / Diesel | 176.9649 | 214.3383 | 590.9876 | 467.0186 | 342.0559 | 678.0799 | 483.8552 | 631.5573 | 135.6985 | 67.7544 | 38.9151 | 97.0625 | 44.0754 | 17.3681 | 52.6513 | 0.020788 | 21.6534 | 791.5684 | 25.4926 | 596.3711 | 1427.0106 | 0.023882 | 0.023367 | 0.029507 | 0.027119
SA1 | Hydro | 0 | 0 | 0 | 0 | 0 | 0 | 0 | 0 | 0 | 0 | 0 | 0 | 0 | 0 | 0 | 0 | 0 | 0 | 0 | 0 | 0 | 0 | 0 | 0 | 0
SA1 | Hydrogen Turbine | 0 | 0 | 0 | 0 | 0 | 0 | 0 | 0.0056597 | 0.0061004 | 0.0056437 | 0.0078764 | 0.010649 | 0.0087302 | 0.010213 | 0.018918 | 0.015792 | 0.021374 | 0.017881 | 0.017779 | 0.024529 | 0.062256 | 0.024329 | 0.020773 | 0.042368 | 0.035459
SA1 | Wind | 9107.9537 | 9111.4385 | 9409.4722 | 14020.5466 | 14277.2381 | 23289.0944 | 25334.3506 | 26390.2116 | 28462.3235 | 26983.4182 | 32420.5688 | 29459.6391 | 38351.9411 | 43911.7921 | 55812.2952 | 61849.5485 | 58491.0216 | 67379.0086 | 80833.5534 | 87472.8224 | 88271.3911 | 95923.5131 | 94799.6403 | 108196.7477 | 128451.2339
SA1 | Solar PV | 1187.9834 | 1068.9051 | 1267.1359 | 1559.2913 | 2434.4793 | 5335.5389 | 5439.5086 | 9567.8861 | 10392.265 | 14853.181 | 23720.8531 | 30024.0238 | 32164.8123 | 41855.0103 | 39573.7974 | 42209.5864 | 45189.0001 | 45929.0799 | 85233.7174 | 78477.4971 | 102139.8936 | 103483.594 | 107589.4012 | 96689.5926 | 106377.7827
SA1 | Grid Battery | 183.5245 | 185.5704 | 179.8209 | 172.3881 | 177.1536 | 163.963 | 161.588 | 769.2968 | 2029.712 | 4692.0518 | 6621.7817 | 8821.0142 | 9562.7083 | 11861.2732 | 9796.7426 | 10026.0989 | 11039.9261 | 10360.5619 | 22795.4599 | 19858.7346 | 26956.2465 | 28176.7677 | 29840.6883 | 25104.6249 | 26223.7084
SA1 | Pumped Hydro | 0 | 0 | 0.041311 | 0.046515 | 0.057777 | 0.064231 | 0.069395 | 0.072043 | 0.071648 | 0.073434 | 0.070838 | 0.076802 | 0.078925 | 0.082726 | 0.081411 | 0.081345 | 0.087756 | 0.089808 | 0.092704 | 0.094444 | 0.10223 | 0.10868 | 0.11158 | 0.10588 | 0.10657
SA1 | VPP | 52.2731 | 72.1338 | 84.7826 | 103.1514 | 126.6928 | 139.5453 | 164.2125 | 187.2211 | 210.2285 | 260.1533 | 295.465 | 336.5704 | 382.0844 | 430.9972 | 452.1275 | 482.1907 | 534.746 | 541.17 | 623.0266 | 635.15 | 664.4825 | 697.8183 | 754.3721 | 757.3986 | 781.6307
Total excluding storage |  | 11845.4218 | 11662.9874 | 13255.5756 | 17733.4592 | 18451.0718 | 31168.1283 | 32926.0497 | 38366.4533 | 40572.6292 | 42222.8255 | 57221.326 | 60966.5085 | 70690.5867 | 85870.1367 | 95438.7752 | 104059.1838 | 103701.7093 | 114099.694 | 166092.8019 | 166546.7372 | 191838.3829 | 199407.1787 | 202389.1089 | 204886.4426 | 234829.1097
Region | Technology | 2023-24 | 2024-25 | 2025-26 | 2026-27 | 2027-28 | 2028-29 | 2029-30 | 2030-31 | 2031-32 | 2032-33 | 2033-34 | 2034-35 | 2035-36 | 2036-37 | 2037-38 | 2038-39 | 2039-40 | 2040-41 | 2041-42 | 2042-43 | 2043-44 | 2044-45 | 2045-46 | 2046-47 | 2047-48
TAS1 | Black Coal | 0 | 0 | 0 | 0 | 0 | 0 | 0 | 0 | 0 | 0 | 0 | 0 | 0 | 0 | 0 | 0 | 0 | 0 | 0 | 0 | 0 | 0 | 0 | 0 | 0
TAS1 | Brown Coal | 0 | 0 | 0 | 0 | 0 | 0 | 0 | 0 | 0 | 0 | 0 | 0 | 0 | 0 | 0 | 0 | 0 | 0 | 0 | 0 | 0 | 0 | 0 | 0 | 0
TAS1 | CCGT | 0 | 0.0050217 | 0.005236 | 0.0055182 | 0.0059579 | 0.0070299 | 0.0078023 | 0.0078324 | 0.0078344 | 0.0079845 | 0.008591 | 0.0088187 | 0.0087765 | 0.0089208 | 0.010078 | 0.010338 | 0.010851 | 0.015804 | 0.01573 | 0.016356 | 0.017748 | 0.017116 | 0.017102 | 0.025964 | 0.026088
TAS1 | Gas - Steam | 0 | 0 | 0 | 0 | 0 | 0 | 0 | 0 | 0 | 0 | 0 | 0 | 0 | 0 | 0 | 0 | 0 | 0 | 0 | 0 | 0 | 0 | 0 | 0 | 0
TAS1 | OCGT / Diesel | 0.0046506 | 0.0048789 | 0.0050986 | 1.0017 | 0.4717 | 0.44414 | 0.028401 | 0.026325 | 0.21625 | 5.6773 | 0.0082059 | 0.0087094 | 0.008216 | 0.0085152 | 0.0096414 | 0.0096917 | 0.01032 | 0.011723 | 0.011104 | 0.011731 | 0.015432 | 0.011502 | 0.011614 | 0.019311 | 0.018275
TAS1 | Hydro | 7365.7775 | 8512.4323 | 7838.3899 | 8031.5051 | 9727.2346 | 10310.563 | 10959.0979 | 9849.1079 | 10178.9771 | 9266.2886 | 9753.7567 | 9882.5218 | 8719.7247 | 8074.5052 | 9916.8479 | 8861.7256 | 8573.5263 | 9919.082 | 8403.2891 | 8182.9256 | 10270.0776 | 9071.5152 | 7530.8383 | 10601.3902 | 9810.7071
TAS1 | Hydrogen Turbine | 0 | 0 | 0 | 0 | 0 | 0 | 0 | 0.0029169 | 0.0034796 | 0.003989 | 0.0051421 | 0.0074345 | 0.0063974 | 0.0082345 | 0.022965 | 0.023614 | 0.036881 | 0.03487 | 0.030033 | 0.038494 | 0.058446 | 0.036463 | 0.036744 | 0.39333 | 0.38002
TAS1 | Wind | 7102.1929 | 6857.2729 | 10155.5966 | 11010.2803 | 20661.4235 | 21937.4015 | 28771.4095 | 28671.0891 | 38324.9736 | 39699.6285 | 40592.6673 | 53404.3778 | 54546.6525 | 65258.9374 | 75848.8199 | 72995.4694 | 71980.7194 | 85030.7526 | 87072.51 | 80903.0261 | 89902.3833 | 88871.0539 | 93100.075 | 106439.7601 | 110082.1148
TAS1 | Solar PV | 0.0046293 | 0.0095081 | 0.013663 | 0.030319 | 3.6838 | 474.9687 | 1063.453 | 1374.8278 | 1273.9192 | 1346.3473 | 6333.5939 | 11826.1737 | 14470.4951 | 15269.3305 | 15181.8688 | 17834.5233 | 20006.4173 | 19372.4642 | 20461.2882 | 26300.602 | 27999.6614 | 29512.7498 | 28470.0786 | 34295.138 | 41271.3166
TAS1 | Grid Battery | 0.025458 | 0.029331 | 0.034372 | 0.039105 | 0.046779 | 0.047019 | 0.053467 | 0.069362 | 0.10855 | 0.13709 | 0.16591 | 0.18291 | 0.2062 | 0.2647 | 0.47593 | 224.0874 | 230.657 | 224.2198 | 720.6007 | 1877.6126 | 1830.3297 | 1974.956 | 2023.7099 | 4667.6882 | 7675.8784
TAS1 | Pumped Hydro | 0 | 0 | 0.060358 | 0.071878 | 0.087912 | 117.4402 | 864.994 | 842.1033 | 1356.5859 | 1605.7852 | 1933.4581 | 3047.1834 | 4080.0119 | 3962.2791 | 4214.4214 | 4309.5508 | 4178.2464 | 4101.6317 | 4338.8202 | 4097.5592 | 3874.0517 | 4371.8881 | 3961.7587 | 3851.7695 | 3867.4957
TAS1 | VPP | 0.98125 | 1.6233 | 2.6191 | 3.9599 | 6.7469 | 11.6579 | 13.0249 | 18.0294 | 25.8214 | 29.2547 | 29.9533 | 37.8609 | 43.0252 | 53.6237 | 57.0048 | 63.8303 | 77.0438 | 86.4513 | 94.1429 | 92.3565 | 101.8227 | 108.1943 | 121.4265 | 121.2774 | 131.9298
Total excluding storage |  | 14467.9797 | 15369.7246 | 17994.0105 | 19042.8229 | 30392.8196 | 32723.3843 | 40793.9966 | 39895.0618 | 49778.0975 | 50317.9537 | 56680.0398 | 75113.0983 | 77736.8957 | 88602.7987 | 100947.5793 | 99691.7619 | 100560.7211 | 114322.3611 | 115937.1442 | 115386.6203 | 128172.214 | 127455.384 | 129101.0574 | 151336.7269 | 161164.5628
Explicitly modelled pumping
Region | Technology | 2023-24 | 2024-25 | 2025-26 | 2026-27 | 2027-28 | 2028-29 | 2029-30 | 2030-31 | 2031-32 | 2032-33 | 2033-34 | 2034-35 | 2035-36 | 2036-37 | 2037-38 | 2038-39 | 2039-40 | 2040-41 | 2041-42 | 2042-43 | 2043-44 | 2044-45 | 2045-46 | 2046-47 | 2047-48
NEM | Grid Battery pump | 504.2748 | 627.3635 | 3628.8982 | 5982.3194 | 7186.148 | 10580.7699 | 11770.9935 | 19979.5957 | 23441.0852 | 33686.2546 | 40767.9342 | 48568.4421 | 53712.1297 | 57799.2596 | 53397.4925 | 56442.6652 | 60491.1111 | 63560.336 | 85071.2366 | 95485.8501 | 107514.0048 | 120074.8713 | 119984.3329 | 105609.9305 | 116341.7336
NEM | Pumped Hydro Pump | 2301.5394 | 2773.2891 | 4890.3483 | 7506.4328 | 12541.3651 | 11953.97 | 14755.1807 | 15149.6661 | 15576.4269 | 15530.6925 | 15911.5826 | 16603.6289 | 18722.3474 | 18903.5475 | 17704.0781 | 17958.8703 | 17946.8543 | 17513.9656 | 18501.5247 | 17448.0981 | 16378.1591 | 18172.0648 | 17612.5399 | 16777.4933 | 17080.479
NEM | VPP pump | 118.9751 | 184.4789 | 274.1958 | 395.3492 | 552.4126 | 679.4166 | 890.4584 | 1051.7097 | 1316.9681 | 1648.0822 | 2000.0323 | 2325.4705 | 2773.6811 | 3222.1269 | 3558.4868 | 3957.9393 | 4471.3081 | 4755.2848 | 5405.5406 | 5761.2111 | 5986.3667 | 6579.9788 | 7047.0619 | 7051.729 | 7563.8204
Region | Technology | 2023-24 | 2024-25 | 2025-26 | 2026-27 | 2027-28 | 2028-29 | 2029-30 | 2030-31 | 2031-32 | 2032-33 | 2033-34 | 2034-35 | 2035-36 | 2036-37 | 2037-38 | 2038-39 | 2039-40 | 2040-41 | 2041-42 | 2042-43 | 2043-44 | 2044-45 | 2045-46 | 2046-47 | 2047-48
NSW1 | Grid Battery pump | 30.6609 | 29.715 | 2490.1601 | 2625.2305 | 3398.3724 | 3915.2868 | 4191.8335 | 10055.2549 | 9757.6934 | 12760.4093 | 12465.9927 | 12024.8933 | 14387.2056 | 14602.8027 | 16538.0281 | 16483.8555 | 17857.6278 | 17200.5956 | 17999.8202 | 18973.0463 | 18805.9062 | 22125.3567 | 21141.215 | 17992.5652 | 18113.025
NSW1 | Pumped Hydro Pump | 1400.2121 | 1595.8312 | 2775.9014 | 3985.6656 | 8844.4876 | 8814.537 | 9892.6801 | 10029.7923 | 10008.1123 | 9641.9536 | 9702.5003 | 9105.6503 | 9822.8079 | 10209.9326 | 9299.076 | 9150.3519 | 9192.7673 | 8958.6765 | 9494.2709 | 8974.3999 | 8354.4526 | 9374.58 | 9347.7206 | 9059.9813 | 9169.136
NSW1 | VPP pump | 26.7624 | 49.138 | 89.2709 | 135.4419 | 185.4061 | 236.29 | 317.527 | 375.4936 | 469.9489 | 570.5572 | 689.7404 | 801.4724 | 959.6717 | 1111.4202 | 1229.6687 | 1358.6129 | 1531.0571 | 1624.8098 | 1792.0872 | 1882.4526 | 1944.5611 | 2147.2903 | 2297.2124 | 2273.9977 | 2440.5734
Region | Technology | 2023-24 | 2024-25 | 2025-26 | 2026-27 | 2027-28 | 2028-29 | 2029-30 | 2030-31 | 2031-32 | 2032-33 | 2033-34 | 2034-35 | 2035-36 | 2036-37 | 2037-38 | 2038-39 | 2039-40 | 2040-41 | 2041-42 | 2042-43 | 2043-44 | 2044-45 | 2045-46 | 2046-47 | 2047-48
QLD1 | Grid Battery pump | 66.6874 | 65.7358 | 555.2571 | 569.2459 | 577.8383 | 3697.1087 | 3969.9799 | 5146.0459 | 7737.7869 | 11576.4246 | 17002.2187 | 22622.3573 | 23866.2723 | 23695.3691 | 20050.8971 | 22199.8976 | 22886.5398 | 28153.5956 | 30391.8769 | 42286.5767 | 46040.8865 | 52823.0427 | 51177.7522 | 43085.7029 | 48328.8512
QLD1 | Pumped Hydro Pump | 901.3273 | 1177.4579 | 1801.3007 | 3201.5475 | 3371.5328 | 2671.7725 | 3418.0944 | 3660.2962 | 3437.3439 | 3416.0579 | 3341.8626 | 3176.6577 | 3192.7461 | 3062.5937 | 2641.3388 | 2812.9869 | 2965.4112 | 2805.0362 | 2959.1034 | 2758.1493 | 2694.4847 | 2734.7616 | 2654.921 | 2438.7772 | 2515.9003
QLD1 | VPP pump | 14.6564 | 23.3815 | 38.4108 | 61.6035 | 93.3842 | 126.0093 | 175.104 | 217.5533 | 300.8817 | 392.8181 | 499.9998 | 599.8713 | 714.8106 | 829.107 | 914.3115 | 1052.9117 | 1199.5829 | 1344.4547 | 1522.344 | 1706.2999 | 1853.8472 | 1986.8354 | 2092.615 | 2094.9277 | 2293.717
Region | Technology | 2023-24 | 2024-25 | 2025-26 | 2026-27 | 2027-28 | 2028-29 | 2029-30 | 2030-31 | 2031-32 | 2032-33 | 2033-34 | 2034-35 | 2035-36 | 2036-37 | 2037-38 | 2038-39 | 2039-40 | 2040-41 | 2041-42 | 2042-43 | 2043-44 | 2044-45 | 2045-46 | 2046-47 | 2047-48
VIC1 | Grid Battery pump | 190.397 | 312.2775 | 370.9079 | 2583.8926 | 2999.7613 | 2774.9241 | 3417.4304 | 3855.4512 | 3503.4426 | 3683.3614 | 3341.5166 | 3296.5739 | 3940.418 | 5213.5031 | 5006.9178 | 5362.9862 | 6221.8259 | 5403.5693 | 8403.3013 | 7930.0512 | 8085.4252 | 8780.7155 | 9163.1002 | 8804.4221 | 9057.6235
VIC1 | Pumped Hydro Pump | 0 | 0 | 313.0119 | 319.0642 | 325.1517 | 313.0507 | 301.8749 | 355.7419 | 343.8084 | 338.5147 | 339.6771 | 316.3785 | 340.3487 | 348.0394 | 287.6127 | 298.2525 | 317.5784 | 298.9307 | 330.4219 | 318.1223 | 282.775 | 327.7006 | 327.5616 | 279.8275 | 306.4922
VIC1 | VPP pump | 14.9961 | 25.2068 | 43.6909 | 72.2924 | 116.2155 | 139.6501 | 188.7063 | 217.7981 | 268.4317 | 343.2682 | 428.2876 | 483.657 | 599.1505 | 711.2683 | 815.7117 | 902.1031 | 1022.8544 | 1045.7336 | 1249.2877 | 1314.0893 | 1288.519 | 1496.8103 | 1625.199 | 1651.9288 | 1754.7512
Region | Technology | 2023-24 | 2024-25 | 2025-26 | 2026-27 | 2027-28 | 2028-29 | 2029-30 | 2030-31 | 2031-32 | 2032-33 | 2033-34 | 2034-35 | 2035-36 | 2036-37 | 2037-38 | 2038-39 | 2039-40 | 2040-41 | 2041-42 | 2042-43 | 2043-44 | 2044-45 | 2045-46 | 2046-47 | 2047-48
SA1 | Grid Battery pump | 216.4993 | 219.6004 | 212.5323 | 203.904 | 210.1204 | 193.3945 | 191.6862 | 922.7613 | 2442.0332 | 5665.8959 | 7958.0091 | 10624.3997 | 11517.9885 | 14287.2689 | 11801.0835 | 12124.6843 | 13248.5008 | 12531.8707 | 27408.519 | 24022.9417 | 32376.5922 | 33977.4982 | 36052.8981 | 30114.7316 | 31594.215
SA1 | Pumped Hydro Pump | 0 | 0 | 0.054418 | 0.061143 | 0.076374 | 0.084165 | 0.091747 | 0.09445 | 0.094232 | 0.096758 | 0.093298 | 0.10082 | 0.10392 | 0.109 | 0.10702 | 0.10722 | 0.1152 | 0.1186 | 0.12168 | 0.12464 | 0.13394 | 0.14332 | 0.14713 | 0.13867 | 0.1404
SA1 | VPP pump | 61.4065 | 84.8405 | 99.7441 | 121.3546 | 149.4421 | 163.7792 | 193.7475 | 219.7038 | 247.3276 | 306.9238 | 346.745 | 395.965 | 449.5112 | 507.0554 | 531.9197 | 568.9747 | 627.4165 | 638.5793 | 731.064 | 749.3591 | 779.6199 | 822.1401 | 888.745 | 888.6314 | 919.5672
Region | Technology | 2023-24 | 2024-25 | 2025-26 | 2026-27 | 2027-28 | 2028-29 | 2029-30 | 2030-31 | 2031-32 | 2032-33 | 2033-34 | 2034-35 | 2035-36 | 2036-37 | 2037-38 | 2038-39 | 2039-40 | 2040-41 | 2041-42 | 2042-43 | 2043-44 | 2044-45 | 2045-46 | 2046-47 | 2047-48
TAS1 | Grid Battery pump | 0.030244 | 0.034835 | 0.040822 | 0.046428 | 0.055641 | 0.055775 | 0.063581 | 0.082375 | 0.12912 | 0.1634 | 0.19714 | 0.21774 | 0.24524 | 0.31571 | 0.56604 | 271.2416 | 276.6167 | 270.7049 | 867.7192 | 2273.2343 | 2205.1946 | 2368.2582 | 2449.3673 | 5612.5087 | 9248.0189
TAS1 | Pumped Hydro Pump | 0 | 0 | 0.079792 | 0.094304 | 0.11666 | 154.5256 | 1142.4395 | 1103.7412 | 1787.0681 | 2134.0695 | 2527.4494 | 4004.8416 | 5366.3407 | 5282.8728 | 5475.9437 | 5697.1718 | 5470.9822 | 5451.2036 | 5717.6068 | 5397.302 | 5046.3129 | 5734.8793 | 5282.1895 | 4998.7687 | 5088.8101
TAS1 | VPP pump | 1.1537 | 1.9121 | 3.0792 | 4.6568 | 7.9647 | 13.6879 | 15.3736 | 21.1608 | 30.3782 | 34.5149 | 35.2595 | 44.5048 | 50.5372 | 63.2759 | 66.8752 | 75.3369 | 90.3972 | 101.7074 | 110.7577 | 109.0102 | 119.8194 | 126.9026 | 143.2906 | 142.2433 | 155.2115
Non-controllable capacity
Region | Technology | 2023-24 | 2024-25 | 2025-26 | 2026-27 | 2027-28 | 2028-29 | 2029-30 | 2030-31 | 2031-32 | 2032-33 | 2033-34 | 2034-35 | 2035-36 | 2036-37 | 2037-38 | 2038-39 | 2039-40 | 2040-41 | 2041-42 | 2042-43 | 2043-44 | 2044-45 | 2045-46 | 2046-47 | 2047-48
NEM | Distributed PV | 28799.5817 | 32116.5667 | 35314.1626 | 42204.8449 | 46649.2442 | 45581.3423 | 51738.475 | 57785.4475 | 62725.5144 | 66426.5735 | 68136.577 | 69455.3154 | 77921.7891 | 81295.9842 | 75616.5716 | 82371.9649 | 89097.3598 | 93968.3093 | 97170.1339 | 97695.7946 | 97584.6832 | 107466.5339 | 110617.4313 | 101961.0854 | 110157.6469
NEM | Behind the meter battery | 695.4795 | 1078.31 | 1407.5158 | 1668.4796 | 1891.1321 | 2035.3669 | 2318.3699 | 2682.8975 | 3007.6704 | 3349.5884 | 3854.3372 | 4362.6111 | 4815.8375 | 5174.2175 | 5472.1674 | 5686.3755 | 5767.9948 | 5751.488 | 5684.5392 | 5627.0459 | 5657.8927 | 5678.5314 | 5681.5411 | 5668.9685 | 5652.094
NEM | Behind the meter battery pump | 818.5544 | 1269.0039 | 1656.6188 | 1963.7018 | 2226.3498 | 2395.6583 | 2729.6635 | 3158.3233 | 3540.0508 | 3942.9332 | 4536.0569 | 5135.526 | 5666.6469 | 6089.088 | 6440.0449 | 6692.6191 | 6788.8211 | 6767.7334 | 6692.103 | 6622.8115 | 6659.9012 | 6683.7902 | 6688.1884 | 6674.2227 | 6651.1966
Region | Technology | 2023-24 | 2024-25 | 2025-26 | 2026-27 | 2027-28 | 2028-29 | 2029-30 | 2030-31 | 2031-32 | 2032-33 | 2033-34 | 2034-35 | 2035-36 | 2036-37 | 2037-38 | 2038-39 | 2039-40 | 2040-41 | 2041-42 | 2042-43 | 2043-44 | 2044-45 | 2045-46 | 2046-47 | 2047-48
NSW1 | Distributed PV | 9407.3661 | 10720.5927 | 11742.1658 | 14397.8061 | 15632.0745 | 15190.8166 | 16923.7376 | 19303.0071 | 21478.6918 | 22202.2205 | 23139.099 | 23515.4058 | 27142.038 | 27978.921 | 25986.664 | 27808.4798 | 30679.3489 | 33048.9675 | 33321.1994 | 33908.128 | 33701.1451 | 38073.7621 | 38675.8433 | 35512.0447 | 37604.7843
NSW1 | Behind the meter battery | 252.9115 | 378.037 | 474.1485 | 547.331 | 609.2417 | 653.1385 | 740.7787 | 859.1134 | 977.7677 | 1103.1377 | 1286.9308 | 1462.6095 | 1617.7382 | 1741.4018 | 1838.9315 | 1907.3373 | 1935.731 | 1922.4917 | 1901.0935 | 1886.0903 | 1903.6568 | 1915.6797 | 1915.479 | 1909.4832 | 1898.9576
NSW1 | Behind the meter battery pump | 297.7023 | 444.7794 | 558.0749 | 644.2993 | 717.3215 | 768.7553 | 872.248 | 1011.2844 | 1150.3951 | 1298.2238 | 1514.8648 | 1722.1033 | 1903.2334 | 2049.2668 | 2164.3233 | 2245.6489 | 2278.2933 | 2261.7711 | 2238.3987 | 2219.5942 | 2241.1434 | 2254.4028 | 2255.0101 | 2248.4295 | 2234.115
Region | Technology | 2023-24 | 2024-25 | 2025-26 | 2026-27 | 2027-28 | 2028-29 | 2029-30 | 2030-31 | 2031-32 | 2032-33 | 2033-34 | 2034-35 | 2035-36 | 2036-37 | 2037-38 | 2038-39 | 2039-40 | 2040-41 | 2041-42 | 2042-43 | 2043-44 | 2044-45 | 2045-46 | 2046-47 | 2047-48
QLD1 | Distributed PV | 8911.3693 | 9688.1654 | 11015.9678 | 12990.925 | 14302.248 | 13096.2391 | 15378.704 | 17066.6968 | 19087.6073 | 19930.9122 | 20187.4084 | 21394.8392 | 23734.534 | 24661.5463 | 21472.8334 | 24100.83 | 25820.3692 | 27964.3076 | 28444.0488 | 28166.4803 | 29214.9052 | 31712.3068 | 32565.065 | 28085.4432 | 31364.5325
QLD1 | Behind the meter battery | 181.2665 | 289.0141 | 391.4917 | 468.8781 | 532.3168 | 581.3976 | 669.2074 | 779.569 | 883.6256 | 989.0347 | 1143.3295 | 1298.0358 | 1437.1843 | 1537.8089 | 1608.6921 | 1660.6128 | 1673.0458 | 1661.0318 | 1631.3651 | 1613.8863 | 1625.1104 | 1627.3441 | 1630.9718 | 1624.2908 | 1612.1224
QLD1 | Behind the meter battery pump | 213.2543 | 340.2462 | 460.6993 | 551.7541 | 626.7357 | 684.3258 | 787.9237 | 917.8195 | 1040.183 | 1164.5336 | 1345.7307 | 1528.2039 | 1691.1987 | 1809.3424 | 1893.2555 | 1953.7127 | 1969.7027 | 1954.7257 | 1921.0578 | 1899.3158 | 1912.8431 | 1915.6437 | 1919.7836 | 1911.6785 | 1896.8122
Region | Technology | 2023-24 | 2024-25 | 2025-26 | 2026-27 | 2027-28 | 2028-29 | 2029-30 | 2030-31 | 2031-32 | 2032-33 | 2033-34 | 2034-35 | 2035-36 | 2036-37 | 2037-38 | 2038-39 | 2039-40 | 2040-41 | 2041-42 | 2042-43 | 2043-44 | 2044-45 | 2045-46 | 2046-47 | 2047-48
VIC1 | Distributed PV | 6115.7461 | 6915.3775 | 7519.8076 | 9087.5933 | 10330.89 | 10744.4437 | 12151.5059 | 13557.6687 | 13868.4604 | 15331.5404 | 15685.7461 | 15471.0214 | 17170.8572 | 18098.4779 | 17747.8602 | 19246.2525 | 20816.4593 | 20841.9765 | 22630.5571 | 22895.4755 | 22266.4419 | 24412.1799 | 25422.801 | 24766.6899 | 26673.7208
VIC1 | Behind the meter battery | 141.985 | 252.0634 | 349.4457 | 432.937 | 505.4843 | 536.1299 | 600.565 | 689.7169 | 743.6775 | 795.9704 | 894.4221 | 1007.657 | 1112.529 | 1203.1682 | 1302.9856 | 1369.3669 | 1406.369 | 1420.7544 | 1415.4477 | 1393.2785 | 1392.3727 | 1402.0557 | 1402.7054 | 1412.047 | 1421.34
VIC1 | Behind the meter battery pump | 167.126 | 296.5466 | 411.3566 | 509.4864 | 595.0346 | 631.1002 | 707.1206 | 811.8737 | 875.5397 | 936.8152 | 1052.3272 | 1185.5559 | 1309.2417 | 1416.0459 | 1533.213 | 1611.7067 | 1654.7681 | 1671.7196 | 1665.6276 | 1639.9112 | 1638.5908 | 1650.7579 | 1651.3687 | 1662.7403 | 1672.9268
Region | Technology | 2023-24 | 2024-25 | 2025-26 | 2026-27 | 2027-28 | 2028-29 | 2029-30 | 2030-31 | 2031-32 | 2032-33 | 2033-34 | 2034-35 | 2035-36 | 2036-37 | 2037-38 | 2038-39 | 2039-40 | 2040-41 | 2041-42 | 2042-43 | 2043-44 | 2044-45 | 2045-46 | 2046-47 | 2047-48
SA1 | Distributed PV | 3988.8021 | 4353.9387 | 4558.9171 | 5159.449 | 5757.7474 | 5880.7253 | 6555.7824 | 7057.6454 | 7447.7309 | 8040.0464 | 8153.1463 | 8098.8096 | 8788.5125 | 9427.2035 | 9263.0143 | 10019.2226 | 10507.0325 | 10807.4545 | 11385.3412 | 11291.6623 | 10990.3829 | 11720.118 | 12368.257 | 12006.1643 | 12872.9012
SA1 | Behind the meter battery | 99.7067 | 131.4791 | 158.1035 | 180.1246 | 200.9319 | 218.7478 | 256.2991 | 295.4642 | 336.07 | 385.4073 | 442.4572 | 496.031 | 540.5116 | 576.003 | 599.5596 | 622.0284 | 624.1324 | 618.7657 | 609.6769 | 606.4207 | 608.1841 | 604.8342 | 602.9923 | 594.5005 | 591.4601
SA1 | Behind the meter battery pump | 117.393 | 154.8013 | 186.097 | 212.0302 | 236.4823 | 257.3804 | 301.7169 | 347.8746 | 395.6049 | 453.8385 | 520.5384 | 583.9682 | 636.02 | 678.1084 | 705.6655 | 732.0113 | 734.5058 | 728.3476 | 717.5834 | 714.1417 | 716.0107 | 711.6125 | 709.7187 | 699.9711 | 696.4297
Region | Technology | 2023-24 | 2024-25 | 2025-26 | 2026-27 | 2027-28 | 2028-29 | 2029-30 | 2030-31 | 2031-32 | 2032-33 | 2033-34 | 2034-35 | 2035-36 | 2036-37 | 2037-38 | 2038-39 | 2039-40 | 2040-41 | 2041-42 | 2042-43 | 2043-44 | 2044-45 | 2045-46 | 2046-47 | 2047-48
TAS1 | Distributed PV | 376.2981 | 438.4925 | 477.3043 | 569.0714 | 626.2844 | 669.1176 | 728.7451 | 800.4295 | 843.0241 | 921.854 | 971.1773 | 975.2394 | 1085.8474 | 1129.8355 | 1146.1998 | 1197.1801 | 1274.1498 | 1305.6031 | 1388.9875 | 1434.0485 | 1411.808 | 1548.1672 | 1585.465 | 1590.7434 | 1641.7082
TAS1 | Behind the meter battery | 19.6098 | 27.7164 | 34.3264 | 39.2088 | 43.1573 | 45.9531 | 51.5197 | 59.034 | 66.5297 | 76.0382 | 87.1976 | 98.2779 | 107.8745 | 115.8357 | 121.9986 | 127.03 | 128.7166 | 128.4444 | 126.9559 | 127.37 | 128.5686 | 128.6176 | 129.3925 | 128.647 | 128.214
TAS1 | Behind the meter battery pump | 23.0788 | 32.6303 | 40.3909 | 46.1318 | 50.7758 | 54.0965 | 60.6543 | 69.471 | 78.3281 | 89.5221 | 102.5958 | 115.6947 | 126.953 | 136.3245 | 143.5876 | 149.5394 | 151.5513 | 151.1695 | 149.4355 | 149.8487 | 151.3131 | 151.3733 | 152.3073 | 151.4033 | 150.9129

## Option 2_Capacity
Installed capacity by technology (MW) - Option 2, Hydrogen Superpower Scenario
Capacity calculated on 1 July. In early study years some wind and solar projects enter later in the financial year and are therefore reflected in the following financial year's capacity.
Explicitly modelled generation
Region | Technology | 2023-24 | 2024-25 | 2025-26 | 2026-27 | 2027-28 | 2028-29 | 2029-30 | 2030-31 | 2031-32 | 2032-33 | 2033-34 | 2034-35 | 2035-36 | 2036-37 | 2037-38 | 2038-39 | 2039-40 | 2040-41 | 2041-42 | 2042-43 | 2043-44 | 2044-45 | 2045-46 | 2046-47 | 2047-48
NEM | Black Coal | 16456 | 16456 | 11740.7865 | 8971.9903 | 5848.3258 | 5666.975 | 3146.3021 | 2033.2776 | 244.3784 | 0.10993 | 0.090375 | 0.089892 | 0.073684 | 0.067247 | 0.05924 | 0.057439 | 0.057005 | 0.049707 | 0.049532 | 0.045039 | 0.040657 | 0.036059 | 0.03104 | 0.025781 | 0.025725
NEM | Brown Coal | 4835 | 4835 | 1671.9905 | 1134.1256 | 1134.1247 | 1061.3374 | 151.3439 | 0.017545 | 0.01646 | 0.016394 | 0.016376 | 0.01637 | 0.016263 | 0.01624 | 0.016237 | 0.016175 | 0.016132 | 0.016059 | 0.016035 | 0.015998 | 0.015993 | 0.015892 | 0.0056641 | 0.0056635 | 0
NEM | CCGT | 2954.9 | 2774.908 | 2774.9112 | 2774.9113 | 2774.9114 | 2774.9117 | 2774.9119 | 2774.9119 | 2774.9119 | 2774.9119 | 2774.9121 | 2774.9122 | 2774.9122 | 2389.9123 | 1860.9134 | 1860.9134 | 1716.5136 | 1716.5201 | 1716.5205 | 1716.521 | 1276.523 | 1276.523 | 632.0231 | 388.038 | 388.0382
NEM | Gas - Steam | 1300 | 1300 | 1300 | 1300 | 1300 | 1300 | 1300 | 1300 | 1300 | 1300 | 1300 | 1300 | 500 | 500 | 500 | 500 | 0 | 0 | 0 | 0 | 0 | 0 | 0 | 0 | 0
NEM | OCGT / Diesel | 7382.1858 | 8132.1966 | 8132.2047 | 8132.2052 | 8132.2058 | 8132.2065 | 8132.2069 | 7749.7075 | 7749.7082 | 7472.8491 | 6879.3497 | 6762.3504 | 6682.3512 | 6682.3523 | 6769.9021 | 6769.9029 | 6329.9042 | 6209.9069 | 6209.9084 | 6115.9098 | 6153.4202 | 5094.4291 | 5158.2831 | 4793.2228 | 4209.2242
NEM | Hydro | 7507.42 | 7507.42 | 7507.42 | 7507.42 | 7507.42 | 7507.42 | 7507.42 | 7507.42 | 7507.42 | 7507.42 | 7507.42 | 7507.42 | 7507.42 | 7507.42 | 7421.02 | 7421.02 | 7421.02 | 7421.02 | 7421.02 | 7355.02 | 7355.02 | 7355.02 | 7355.02 | 7355.02 | 7355.02
NEM | Hydrogen Turbine | 0 | 0 | 0 | 0 | 0 | 0 | 0 | 0.015483 | 0.016151 | 0.01686 | 0.017487 | 0.018869 | 0.02575 | 0.027701 | 123.7937 | 123.795 | 252.9245 | 252.9253 | 252.9259 | 252.9288 | 1210.3661 | 1462.8083 | 1462.809 | 1576.0367 | 1578.008
NEM | Wind | 19155.4437 | 20901.2643 | 27648.6199 | 32238.5301 | 40990.7348 | 46601.483 | 54228.2537 | 55708.6589 | 58165.5598 | 61776.4644 | 69276.663 | 80878.4697 | 84749.4808 | 92676.6205 | 108078.7885 | 113061.313 | 112909.8028 | 117578.9646 | 128843.969 | 145600.0041 | 153588.8243 | 157615.0161 | 168891.4241 | 204082.3797 | 216036.0184
NEM | Solar PV | 9555.0521 | 9955.0883 | 12297.0061 | 14164.4577 | 16427.9797 | 22279.1649 | 25184.5003 | 32854.8951 | 37954.6677 | 43947.103 | 57894.9913 | 78021.9025 | 79676.1355 | 87516.6708 | 100357.3127 | 101305.2959 | 104567.3096 | 112052.0198 | 135789.444 | 156469.3283 | 176612.8299 | 184018.6481 | 192058.2784 | 215641.1435 | 220775.3288
NEM | Grid Battery | 1004.6831 | 1097.7547 | 2690.1198 | 3670.5238 | 4146.4336 | 5761.9363 | 6169.9876 | 9603.0183 | 11317.2945 | 15471.9573 | 18979.9036 | 22660.238 | 24757.5421 | 26469.0732 | 28243.7714 | 28817.0407 | 29692.8218 | 31772.9026 | 39832.1035 | 47825.2501 | 54282.1654 | 58106.0772 | 56900.7744 | 59580.9192 | 61448.501
NEM | Pumped Hydro | 810 | 810 | 1934.0359 | 2391.4735 | 4455.655 | 4659.8912 | 5104.1808 | 5104.1846 | 5335.6886 | 5491.3439 | 5720.4685 | 6381.3491 | 6906.5954 | 6906.6362 | 6906.7275 | 6906.7619 | 6906.7651 | 6906.768 | 6906.7745 | 6906.7802 | 6906.7865 | 6906.7884 | 6906.7892 | 6906.7961 | 6906.7994
NEM | VPP | 366.507 | 731.507 | 1218.992 | 1822.853 | 2558.481 | 3412.119 | 4696.274 | 5734.929 | 6792.702 | 7984.201 | 9451.121 | 11021.854 | 12642.581 | 14292.635 | 15915.47 | 17495.087 | 18665.873 | 19737.356 | 20683.069 | 21557.067 | 22491.289 | 23437.779 | 24407.052 | 25388.84 | 26393.639
Total excluding storage |  | 69146.0015 | 71861.8771 | 73072.939 | 76223.6401 | 84115.7022 | 95323.4985 | 102424.9388 | 109928.904 | 115696.6786 | 124778.8915 | 145633.4604 | 177245.1799 | 181890.4154 | 197273.087 | 225111.8058 | 231042.3139 | 233197.5478 | 245231.4225 | 280233.8533 | 317509.773 | 346197.0403 | 356822.4967 | 375557.8744 | 433835.8721 | 450341.6632
Region | Technology | 2023-24 | 2024-25 | 2025-26 | 2026-27 | 2027-28 | 2028-29 | 2029-30 | 2030-31 | 2031-32 | 2032-33 | 2033-34 | 2034-35 | 2035-36 | 2036-37 | 2037-38 | 2038-39 | 2039-40 | 2040-41 | 2041-42 | 2042-43 | 2043-44 | 2044-45 | 2045-46 | 2046-47 | 2047-48
NSW1 | Black Coal | 8330 | 8330 | 6819.3661 | 4334.5 | 2423.2897 | 2423.2896 | 1677.1203 | 1188.0656 | 244.2848 | 0.026715 | 0.0090021 | 0.0089979 | 0.0089129 | 0.0089037 | 0.0089026 | 0.007355 | 0.0072471 | 0 | 0 | 0 | 0 | 0 | 0 | 0 | 0
NSW1 | Brown Coal | 0 | 0 | 0 | 0 | 0 | 0 | 0 | 0 | 0 | 0 | 0 | 0 | 0 | 0 | 0 | 0 | 0 | 0 | 0 | 0 | 0 | 0 | 0 | 0 | 0
NSW1 | CCGT | 440 | 440.002 | 440.0025 | 440.0025 | 440.0025 | 440.0025 | 440.0025 | 440.0025 | 440.0025 | 440.0025 | 440.0025 | 440.0025 | 440.0025 | 440.0025 | 440.0032 | 440.0032 | 440.0032 | 440.0042 | 440.0042 | 440.0042 | 0.004932 | 0.0049327 | 0.0049356 | 0.0086668 | 0.0086686
NSW1 | Gas - Steam | 0 | 0 | 0 | 0 | 0 | 0 | 0 | 0 | 0 | 0 | 0 | 0 | 0 | 0 | 0 | 0 | 0 | 0 | 0 | 0 | 0 | 0 | 0 | 0 | 0
NSW1 | OCGT / Diesel | 1889.0029 | 2639.0123 | 2639.0126 | 2639.0126 | 2639.0127 | 2639.0127 | 2639.0127 | 2639.0127 | 2639.0128 | 2639.0128 | 2639.0128 | 2639.0129 | 2639.0129 | 2639.013 | 2726.5616 | 2726.5617 | 2726.5618 | 2726.5618 | 2726.5619 | 2726.562 | 2764.0693 | 1915.0705 | 1978.9228 | 2316.8534 | 2316.8534
NSW1 | Hydro | 2525 | 2525 | 2525 | 2525 | 2525 | 2525 | 2525 | 2525 | 2525 | 2525 | 2525 | 2525 | 2525 | 2525 | 2525 | 2525 | 2525 | 2525 | 2525 | 2525 | 2525 | 2525 | 2525 | 2525 | 2525
NSW1 | Hydrogen Turbine | 0 | 0 | 0 | 0 | 0 | 0 | 0 | 0.0050428 | 0.0051423 | 0.0052963 | 0.0054074 | 0.0055763 | 0.0056295 | 0.0059474 | 0.029576 | 0.029604 | 0.029722 | 0.029812 | 0.029843 | 0.029921 | 0.030327 | 0.03033 | 0.030335 | 0.03047 | 0.030515
NSW1 | Wind | 5301.8081 | 5913.3351 | 6532.6026 | 7810.4126 | 11711.6606 | 12190.3892 | 13500.9319 | 13500.9332 | 13500.945 | 16342.2791 | 16767.8664 | 17046.7778 | 17046.7796 | 18111.4917 | 18594.2587 | 19036.4888 | 19036.4902 | 19800.0625 | 22827.1611 | 22844.2306 | 22711.7911 | 22711.7914 | 23010.6727 | 28472.4567 | 28537.6732
NSW1 | Solar PV | 4201.024 | 4455.0335 | 6242.482 | 6962.9993 | 8258.3393 | 10004.6641 | 11266.9219 | 13497.8626 | 15146.4927 | 15815.9209 | 15815.9233 | 16973.8449 | 16973.845 | 17735.1827 | 22484.6965 | 22334.3994 | 22334.3996 | 24378.3633 | 24378.3958 | 25679.4986 | 27957.6968 | 27957.6969 | 27957.6979 | 32795.29 | 32690.0208
NSW1 | Grid Battery | 50.037 | 50.107 | 1257.2889 | 1257.2957 | 1557.9352 | 1828.0172 | 1903.0299 | 4323.3136 | 4323.3271 | 5577.1499 | 5577.183 | 5577.1847 | 6392.3848 | 6385.6802 | 8040.2945 | 8040.2982 | 8040.3171 | 8040.392 | 8126.8527 | 9024.3915 | 9318.4287 | 10113.6623 | 9303.1753 | 9111.8562 | 8811.2866
NSW1 | Pumped Hydro | 240 | 240 | 711.7338 | 711.7357 | 2775.9026 | 2905.8638 | 2905.8643 | 2905.8648 | 2905.8649 | 2905.8652 | 2905.8657 | 2905.8663 | 2905.8668 | 2905.8671 | 2905.8679 | 2905.8682 | 2905.8686 | 2905.8698 | 2905.8702 | 2905.8708 | 2905.8715 | 2905.8721 | 2905.8724 | 2905.8737 | 2905.8741
NSW1 | VPP | 113.448 | 234.462 | 391.152 | 583.147 | 817.88 | 1099.634 | 1524.355 | 1863.227 | 2229.794 | 2645.934 | 3161.719 | 3706.357 | 4261.722 | 4832.226 | 5385.068 | 5923.239 | 6317.153 | 6670.323 | 6979.899 | 7280.857 | 7600.332 | 7924.393 | 8255.877 | 8588.375 | 8928.242
Total excluding storage |  | 22686.8351 | 24302.383 | 25198.4658 | 24711.927 | 27997.3048 | 30222.358 | 32048.9893 | 33790.8816 | 34495.7429 | 37762.2472 | 38187.8195 | 39624.6527 | 39624.6545 | 41450.7048 | 46770.5586 | 47062.4901 | 47062.4918 | 49870.0216 | 52897.1528 | 54215.3253 | 55958.5925 | 55109.594 | 55472.3287 | 66109.6392 | 66069.5867
Region | Technology | 2023-24 | 2024-25 | 2025-26 | 2026-27 | 2027-28 | 2028-29 | 2029-30 | 2030-31 | 2031-32 | 2032-33 | 2033-34 | 2034-35 | 2035-36 | 2036-37 | 2037-38 | 2038-39 | 2039-40 | 2040-41 | 2041-42 | 2042-43 | 2043-44 | 2044-45 | 2045-46 | 2046-47 | 2047-48
QLD1 | Black Coal | 8126 | 8126 | 4921.4205 | 4637.4903 | 3425.0361 | 3243.6855 | 1469.1818 | 845.2121 | 0.093621 | 0.083217 | 0.081373 | 0.080894 | 0.064771 | 0.058343 | 0.050338 | 0.050084 | 0.049758 | 0.049707 | 0.049532 | 0.045039 | 0.040657 | 0.036059 | 0.03104 | 0.025781 | 0.025725
QLD1 | Brown Coal | 0 | 0 | 0 | 0 | 0 | 0 | 0 | 0 | 0 | 0 | 0 | 0 | 0 | 0 | 0 | 0 | 0 | 0 | 0 | 0 | 0 | 0 | 0 | 0 | 0
QLD1 | CCGT | 1597.9 | 1597.9016 | 1597.9029 | 1597.9029 | 1597.9029 | 1597.9029 | 1597.9029 | 1597.9029 | 1597.9029 | 1597.9029 | 1597.9029 | 1597.9029 | 1597.9029 | 1212.9029 | 1212.9029 | 1212.9029 | 1068.503 | 1068.5051 | 1068.5051 | 1068.5052 | 1068.5053 | 1068.5053 | 424.0053 | 180.0108 | 180.0108
QLD1 | Gas - Steam | 0 | 0 | 0 | 0 | 0 | 0 | 0 | 0 | 0 | 0 | 0 | 0 | 0 | 0 | 0 | 0 | 0 | 0 | 0 | 0 | 0 | 0 | 0 | 0 | 0
QLD1 | OCGT / Diesel | 1954.5039 | 1954.5041 | 1954.511 | 1954.511 | 1954.511 | 1954.5111 | 1954.5111 | 1954.5111 | 1954.5112 | 1954.5112 | 1531.0112 | 1414.0113 | 1414.0113 | 1414.0114 | 1414.0114 | 1414.0115 | 1414.0115 | 1414.012 | 1414.0121 | 1414.0123 | 1414.0126 | 1414.0129 | 1414.0134 | 865.0199 | 865.0201
QLD1 | Hydro | 152.4 | 152.4 | 152.4 | 152.4 | 152.4 | 152.4 | 152.4 | 152.4 | 152.4 | 152.4 | 152.4 | 152.4 | 152.4 | 152.4 | 66 | 66 | 66 | 66 | 66 | 0 | 0 | 0 | 0 | 0 | 0
QLD1 | Hydrogen Turbine | 0 | 0 | 0 | 0 | 0 | 0 | 0 | 0.0042839 | 0.0043295 | 0.0043617 | 0.0043945 | 0.0044675 | 0.0045285 | 0.0046881 | 0.0059342 | 0.0059621 | 0.0060307 | 0.0061183 | 0.0061798 | 0.0065638 | 0.0072165 | 0.0073662 | 0.0078597 | 0.012556 | 0.012573
QLD1 | Wind | 4307.5352 | 4560.4654 | 7198.436 | 8532.7824 | 10402.9502 | 11012.2997 | 14602.8317 | 15427.2087 | 16316.1355 | 16565.3928 | 19715.3508 | 28589.0668 | 30713.0704 | 33239.0652 | 39042.1316 | 40131.1098 | 40131.1098 | 40131.1302 | 42303.2978 | 55030.4879 | 57596.7055 | 62078.8968 | 73997.2968 | 91239.2529 | 91431.731
QLD1 | Solar PV | 3707.7984 | 3853.8038 | 3905.7706 | 3937.1728 | 4462.2504 | 6724.1919 | 7942.8573 | 9323.5632 | 12765.0342 | 15852.8292 | 22498.0662 | 33948.2278 | 34542.5293 | 36158.2799 | 40040.0594 | 40040.0594 | 40040.0595 | 44850.3241 | 49357.4455 | 65887.2007 | 71577.8968 | 79364.1949 | 87442.2997 | 97248.977 | 96516.078
QLD1 | Grid Battery | 100.0113 | 100.0152 | 462.8861 | 462.9233 | 462.939 | 1808.3585 | 1808.3588 | 2289.0799 | 3265.2885 | 4760.3778 | 7038.0384 | 9549.9122 | 10261.5629 | 10261.5633 | 10261.5636 | 10390.3826 | 10551.8578 | 12631.8618 | 13177.5637 | 19218.0165 | 21099.6706 | 24025.2914 | 23662.6363 | 24071.6526 | 24071.638
QLD1 | Pumped Hydro | 570 | 570 | 1097.4823 | 1545.3019 | 1545.302 | 1545.307 | 1545.3071 | 1545.3072 | 1545.3072 | 1545.3075 | 1545.3084 | 1545.3099 | 1545.3102 | 1545.3103 | 1545.3106 | 1545.3108 | 1545.3109 | 1545.3117 | 1545.312 | 1545.3133 | 1545.314 | 1545.3147 | 1545.3149 | 1545.3163 | 1545.3163
QLD1 | VPP | 81.305 | 177.507 | 314.987 | 485.21 | 690.752 | 942.368 | 1319.332 | 1624.09 | 1944.028 | 2302.225 | 2742.346 | 3210.758 | 3693.741 | 4164.277 | 4602.442 | 5027.892 | 5334.133 | 5614.289 | 5855.818 | 6089.349 | 6341.701 | 6594.708 | 6854.74 | 7119.539 | 7388.347
Total excluding storage |  | 19846.1375 | 20245.0749 | 19730.441 | 20812.2593 | 21995.0506 | 24684.9911 | 27719.6848 | 29300.8022 | 32786.0817 | 36123.1237 | 45494.8169 | 65701.6942 | 68419.9833 | 72176.7224 | 81775.1617 | 82864.1397 | 82719.7397 | 87530.0272 | 94209.3162 | 123400.2577 | 131657.1681 | 143925.6533 | 163277.6542 | 189533.299 | 188992.8781
Region | Technology | 2023-24 | 2024-25 | 2025-26 | 2026-27 | 2027-28 | 2028-29 | 2029-30 | 2030-31 | 2031-32 | 2032-33 | 2033-34 | 2034-35 | 2035-36 | 2036-37 | 2037-38 | 2038-39 | 2039-40 | 2040-41 | 2041-42 | 2042-43 | 2043-44 | 2044-45 | 2045-46 | 2046-47 | 2047-48
VIC1 | Black Coal | 0 | 0 | 0 | 0 | 0 | 0 | 0 | 0 | 0 | 0 | 0 | 0 | 0 | 0 | 0 | 0 | 0 | 0 | 0 | 0 | 0 | 0 | 0 | 0 | 0
VIC1 | Brown Coal | 4835 | 4835 | 1671.9905 | 1134.1256 | 1134.1247 | 1061.3374 | 151.3439 | 0.017545 | 0.01646 | 0.016394 | 0.016376 | 0.01637 | 0.016263 | 0.01624 | 0.016237 | 0.016175 | 0.016132 | 0.016059 | 0.016035 | 0.015998 | 0.015993 | 0.015892 | 0.0056641 | 0.0056635 | 0
VIC1 | CCGT | 0 | 0.0018588 | 0.003032 | 0.0030326 | 0.0030329 | 0.003033 | 0.0030331 | 0.0030332 | 0.0030333 | 0.0030333 | 0.0030334 | 0.0030335 | 0.0030337 | 0.0030339 | 0.0030343 | 0.0030348 | 0.0030369 | 0.0044958 | 0.0046204 | 0.0046288 | 0.005282 | 0.0052833 | 0.0052842 | 0.0084449 | 0.0085657
VIC1 | Gas - Steam | 500 | 500 | 500 | 500 | 500 | 500 | 500 | 500 | 500 | 500 | 500 | 500 | 500 | 500 | 500 | 500 | 0 | 0 | 0 | 0 | 0 | 0 | 0 | 0 | 0
VIC1 | OCGT / Diesel | 1900.011 | 1900.012 | 1900.0123 | 1900.0124 | 1900.0124 | 1900.0125 | 1900.0125 | 1900.0125 | 1900.0126 | 1900.0126 | 1730.0126 | 1730.0127 | 1730.0127 | 1730.0128 | 1730.0128 | 1730.0129 | 1290.013 | 1290.0132 | 1290.0135 | 1196.0136 | 1196.0141 | 1196.0212 | 1196.0213 | 1196.0214 | 612.0215
VIC1 | Hydro | 2279.02 | 2279.02 | 2279.02 | 2279.02 | 2279.02 | 2279.02 | 2279.02 | 2279.02 | 2279.02 | 2279.02 | 2279.02 | 2279.02 | 2279.02 | 2279.02 | 2279.02 | 2279.02 | 2279.02 | 2279.02 | 2279.02 | 2279.02 | 2279.02 | 2279.02 | 2279.02 | 2279.02 | 2279.02
VIC1 | Hydrogen Turbine | 0 | 0 | 0 | 0 | 0 | 0 | 0 | 0 | 0 | 0 | 0 | 0 | 0.0066306 | 0.0074234 | 123.7437 | 123.7447 | 252.8706 | 252.8712 | 252.8715 | 252.8716 | 1210.2996 | 1462.7416 | 1462.7417 | 1575.8889 | 1577.86
VIC1 | Wind | 4681.8276 | 5525.3082 | 8147.837 | 8781.1914 | 9725.9912 | 10458.9566 | 10555.7995 | 10757.3366 | 10757.3367 | 10757.3367 | 11980.3326 | 11788.4291 | 11788.4291 | 12157.9521 | 13097.1305 | 15014.6539 | 15189.8328 | 15697.3019 | 15763.6444 | 17295.4319 | 19369.3436 | 19057.3437 | 18459.6703 | 20942.8474 | 24631.285
VIC1 | Solar PV | 1081.5858 | 1081.5982 | 1498.2491 | 2501.9583 | 2558.6634 | 2571.0893 | 2571.0919 | 4300.098 | 4300.098 | 4568.1739 | 4568.1757 | 5499.8039 | 5535.3878 | 6287.4392 | 6715.3417 | 6715.3468 | 7842.8652 | 8194.3531 | 11943.833 | 11943.8344 | 14033.2557 | 13922.7757 | 13891.6801 | 14375.4414 | 16116.8296
VIC1 | Grid Battery | 375.3461 | 468.3385 | 490.6424 | 1470.9942 | 1646.2329 | 1646.234 | 1979.2501 | 2229.2512 | 2229.2517 | 2229.2566 | 2173.9702 | 2173.9719 | 2445.8043 | 3143.6045 | 3263.5798 | 3545.825 | 3857.031 | 3857.0312 | 4764.6038 | 4920.9192 | 5487.0367 | 5590.0971 | 5567.9438 | 5793.0614 | 5617.9336
VIC1 | Pumped Hydro | 0 | 0 | 124.7737 | 134.3816 | 134.3819 | 134.382 | 134.382 | 134.3821 | 134.3821 | 134.3822 | 134.3823 | 134.3825 | 134.3827 | 134.3829 | 134.3831 | 134.3833 | 134.3836 | 134.3838 | 134.3843 | 134.3847 | 134.3852 | 134.3856 | 134.3859 | 134.3865 | 134.3869
VIC1 | VPP | 60.468 | 148.648 | 275.348 | 442.274 | 652.45 | 876.237 | 1210.573 | 1471.452 | 1695.3 | 1937.424 | 2247.64 | 2595.903 | 2965.11 | 3357.506 | 3781.673 | 4195.058 | 4522.014 | 4833.262 | 5118.509 | 5352.788 | 5603.204 | 5858.669 | 6119.573 | 6385.683 | 6660.222
Total excluding storage |  | 15277.4444 | 16120.9402 | 15997.1119 | 17096.3107 | 18097.8148 | 18770.4188 | 17957.2708 | 19736.4877 | 19736.4867 | 20004.5626 | 21057.5603 | 21797.285 | 21832.8755 | 22954.4507 | 24445.268 | 26362.7974 | 26854.6207 | 27713.5799 | 31529.403 | 32967.192 | 38087.9543 | 37917.9234 | 37289.1443 | 40369.2332 | 45217.0247
Region | Technology | 2023-24 | 2024-25 | 2025-26 | 2026-27 | 2027-28 | 2028-29 | 2029-30 | 2030-31 | 2031-32 | 2032-33 | 2033-34 | 2034-35 | 2035-36 | 2036-37 | 2037-38 | 2038-39 | 2039-40 | 2040-41 | 2041-42 | 2042-43 | 2043-44 | 2044-45 | 2045-46 | 2046-47 | 2047-48
SA1 | Black Coal | 0 | 0 | 0 | 0 | 0 | 0 | 0 | 0 | 0 | 0 | 0 | 0 | 0 | 0 | 0 | 0 | 0 | 0 | 0 | 0 | 0 | 0 | 0 | 0 | 0
SA1 | Brown Coal | 0 | 0 | 0 | 0 | 0 | 0 | 0 | 0 | 0 | 0 | 0 | 0 | 0 | 0 | 0 | 0 | 0 | 0 | 0 | 0 | 0 | 0 | 0 | 0 | 0
SA1 | CCGT | 709 | 529.0016 | 529.0019 | 529.0019 | 529.0019 | 529.0019 | 529.0019 | 529.0019 | 529.0019 | 529.0019 | 529.0021 | 529.0021 | 529.0021 | 529.0021 | 0.0022655 | 0.0022695 | 0.0023632 | 0.0034763 | 0.0037218 | 0.0039571 | 0.0043401 | 0.0043406 | 0.0043415 | 0.0054361 | 0.0054546
SA1 | Gas - Steam | 800 | 800 | 800 | 800 | 800 | 800 | 800 | 800 | 800 | 800 | 800 | 800 | 0 | 0 | 0 | 0 | 0 | 0 | 0 | 0 | 0 | 0 | 0 | 0 | 0
SA1 | OCGT / Diesel | 1460.6642 | 1460.6643 | 1460.6647 | 1460.6648 | 1460.665 | 1460.6652 | 1460.6655 | 1078.1658 | 1078.166 | 801.3062 | 801.3066 | 801.3069 | 721.3073 | 721.3077 | 721.3083 | 721.3085 | 721.3091 | 721.3101 | 721.3105 | 721.3111 | 721.3126 | 511.3127 | 511.313 | 357.3142 | 357.3148
SA1 | Hydro | 0 | 0 | 0 | 0 | 0 | 0 | 0 | 0 | 0 | 0 | 0 | 0 | 0 | 0 | 0 | 0 | 0 | 0 | 0 | 0 | 0 | 0 | 0 | 0 | 0
SA1 | Hydrogen Turbine | 0 | 0 | 0 | 0 | 0 | 0 | 0 | 0.0033543 | 0.0035996 | 0.0036955 | 0.0040806 | 0.0047336 | 0.0047943 | 0.0050223 | 0.0066875 | 0.0067963 | 0.007347 | 0.0073916 | 0.0074829 | 0.0087164 | 0.014092 | 0.014118 | 0.014146 | 0.01425 | 0.014273
SA1 | Wind | 3212.6872 | 3250.5563 | 3475.6994 | 4649.9051 | 4724.3062 | 7984.0055 | 8698.4994 | 9152.9885 | 9152.9887 | 9152.9887 | 10740.7279 | 10740.728 | 12337.5806 | 14366.0853 | 18789.918 | 20261.7246 | 19935.0333 | 21742.8249 | 26553.3797 | 29033.3666 | 31057.8495 | 31057.8495 | 30714.6496 | 35727.0228 | 41136.6487
SA1 | Solar PV | 564.6398 | 564.6458 | 650.4945 | 762.308 | 1146.636 | 2679.171 | 2735.1588 | 4883.9394 | 4893.6108 | 6860.7457 | 11414.4625 | 14827.7125 | 14885.4682 | 18720.7316 | 21147.6844 | 21147.6862 | 22209.223 | 22209.2257 | 37690.0137 | 37769.9769 | 46938.7737 | 46668.7737 | 46661.3938 | 49111.9064 | 50360.2127
SA1 | Grid Battery | 479.2808 | 479.2846 | 479.2908 | 479.2968 | 479.3088 | 479.3089 | 479.3275 | 761.345 | 1499.3816 | 2905.111 | 4190.6338 | 5359.0869 | 5657.6962 | 6678.1014 | 6678.1017 | 6678.1031 | 7081.071 | 7081.0718 | 13229.1657 | 13229.166 | 16944.1354 | 16944.1314 | 16934.1256 | 16934.1216 | 16934.1118
SA1 | Pumped Hydro | 0 | 0 | 0.015521 | 0.017374 | 0.021012 | 0.024492 | 0.026374 | 0.026865 | 0.0269 | 0.027167 | 0.028133 | 0.029548 | 0.030002 | 0.031608 | 0.032053 | 0.032279 | 0.034438 | 0.034983 | 0.037167 | 0.038495 | 0.042567 | 0.042572 | 0.04258 | 0.042595 | 0.04266
SA1 | VPP | 103.374 | 155.053 | 211.022 | 272.84 | 342.292 | 420.23 | 540.44 | 653.106 | 777.048 | 924.007 | 1092.47 | 1267.579 | 1445.138 | 1625.646 | 1798.035 | 1965.933 | 2084.182 | 2187.814 | 2276.205 | 2360.962 | 2451.351 | 2543.459 | 2638.109 | 2734.439 | 2833.773
Total excluding storage |  | 6746.9912 | 6604.8681 | 6915.8605 | 8201.8798 | 8660.6091 | 13452.8437 | 14223.3257 | 16444.0989 | 16453.7711 | 18144.0462 | 24285.5031 | 27698.7542 | 28473.3629 | 34337.1317 | 40658.9196 | 42130.7284 | 42865.5751 | 44673.3715 | 64964.7151 | 67524.6673 | 78717.9543 | 78237.9544 | 77887.3748 | 85196.2631 | 91854.1959
Region | Technology | 2023-24 | 2024-25 | 2025-26 | 2026-27 | 2027-28 | 2028-29 | 2029-30 | 2030-31 | 2031-32 | 2032-33 | 2033-34 | 2034-35 | 2035-36 | 2036-37 | 2037-38 | 2038-39 | 2039-40 | 2040-41 | 2041-42 | 2042-43 | 2043-44 | 2044-45 | 2045-46 | 2046-47 | 2047-48
TAS1 | Black Coal | 0 | 0 | 0 | 0 | 0 | 0 | 0 | 0 | 0 | 0 | 0 | 0 | 0 | 0 | 0 | 0 | 0 | 0 | 0 | 0 | 0 | 0 | 0 | 0 | 0
TAS1 | Brown Coal | 0 | 0 | 0 | 0 | 0 | 0 | 0 | 0 | 0 | 0 | 0 | 0 | 0 | 0 | 0 | 0 | 0 | 0 | 0 | 0 | 0 | 0 | 0 | 0 | 0
TAS1 | CCGT | 208 | 208.0009 | 208.001 | 208.001 | 208.0011 | 208.0013 | 208.0014 | 208.0015 | 208.0015 | 208.0015 | 208.0016 | 208.0016 | 208.0016 | 208.0017 | 208.0019 | 208.0019 | 208.002 | 208.0029 | 208.0029 | 208.003 | 208.0032 | 208.0032 | 208.0032 | 208.0047 | 208.0047
TAS1 | Gas - Steam | 0 | 0 | 0 | 0 | 0 | 0 | 0 | 0 | 0 | 0 | 0 | 0 | 0 | 0 | 0 | 0 | 0 | 0 | 0 | 0 | 0 | 0 | 0 | 0 | 0
TAS1 | OCGT / Diesel | 178.0036 | 178.0039 | 178.0041 | 178.0043 | 178.0047 | 178.005 | 178.0052 | 178.0054 | 178.0057 | 178.0063 | 178.0064 | 178.0067 | 178.007 | 178.0075 | 178.008 | 178.0084 | 178.0089 | 58.0099 | 58.0105 | 58.0108 | 58.0116 | 58.0119 | 58.0125 | 58.014 | 58.0144
TAS1 | Hydro | 2551 | 2551 | 2551 | 2551 | 2551 | 2551 | 2551 | 2551 | 2551 | 2551 | 2551 | 2551 | 2551 | 2551 | 2551 | 2551 | 2551 | 2551 | 2551 | 2551 | 2551 | 2551 | 2551 | 2551 | 2551
TAS1 | Hydrogen Turbine | 0 | 0 | 0 | 0 | 0 | 0 | 0 | 0.0028019 | 0.0030792 | 0.0035062 | 0.0036049 | 0.0040914 | 0.0041665 | 0.0046195 | 0.0077937 | 0.0079656 | 0.010738 | 0.010793 | 0.010855 | 0.012054 | 0.014878 | 0.014936 | 0.014983 | 0.090526 | 0.090596
TAS1 | Wind | 1651.5856 | 1651.5992 | 2294.0449 | 2464.2387 | 4425.8266 | 4955.832 | 6870.1912 | 6870.1919 | 8438.1539 | 8958.467 | 10072.3852 | 12713.468 | 12863.6211 | 14802.0262 | 18555.3496 | 18617.3359 | 18617.3367 | 20207.6451 | 21396.4859 | 21396.4871 | 22853.1346 | 22709.1347 | 22709.1348 | 27700.7999 | 30298.6805
TAS1 | Solar PV | 0.0041273 | 0.0069305 | 0.009775 | 0.019251 | 2.0905 | 300.0486 | 668.4704 | 849.432 | 849.432 | 849.4334 | 3598.3637 | 6772.3133 | 7738.9052 | 8615.0374 | 9969.5306 | 11067.804 | 12140.7623 | 12419.7536 | 12419.756 | 15188.8177 | 16105.2069 | 16105.2069 | 16105.207 | 22109.5287 | 25092.1876
TAS1 | Grid Battery | 0.0078812 | 0.0094921 | 0.011672 | 0.013671 | 0.017627 | 0.017714 | 0.021356 | 0.028581 | 0.045642 | 0.062 | 0.078292 | 0.082267 | 0.093956 | 0.12366 | 0.2317 | 162.4319 | 162.5449 | 162.5458 | 533.9176 | 1432.7569 | 1432.894 | 1432.895 | 1432.8933 | 3670.2274 | 6013.531
TAS1 | Pumped Hydro | 0 | 0 | 0.030589 | 0.036994 | 0.047372 | 74.314 | 518.601 | 518.6036 | 750.1074 | 905.7619 | 1134.884 | 1795.7609 | 2321.0058 | 2321.0444 | 2321.1338 | 2321.1674 | 2321.1676 | 2321.1678 | 2321.1708 | 2321.1728 | 2321.1733 | 2321.1734 | 2321.1734 | 2321.1769 | 2321.1795
TAS1 | VPP | 7.912 | 15.837 | 26.483 | 39.382 | 55.107 | 73.65 | 101.574 | 123.054 | 146.532 | 174.611 | 206.946 | 241.257 | 276.87 | 312.98 | 348.252 | 382.965 | 408.391 | 431.668 | 452.638 | 473.111 | 494.701 | 516.55 | 538.753 | 560.804 | 583.055
Total excluding storage |  | 4588.5934 | 4588.611 | 5231.0598 | 5401.2633 | 7364.9229 | 8192.8869 | 10475.6683 | 10656.6335 | 12224.5962 | 12744.9117 | 16607.7605 | 22422.7938 | 23539.5392 | 26354.0775 | 31461.8979 | 32622.1582 | 33695.1206 | 35444.4223 | 36633.2661 | 39402.3307 | 41775.3712 | 41631.3716 | 41631.3724 | 52627.4377 | 58207.9779
Explicitly modelled pumping
Region | Technology | 2023-24 | 2024-25 | 2025-26 | 2026-27 | 2027-28 | 2028-29 | 2029-30 | 2030-31 | 2031-32 | 2032-33 | 2033-34 | 2034-35 | 2035-36 | 2036-37 | 2037-38 | 2038-39 | 2039-40 | 2040-41 | 2041-42 | 2042-43 | 2043-44 | 2044-45 | 2045-46 | 2046-47 | 2047-48
NEM | Grid Battery pump | 1004.6831 | 1097.7547 | 2690.1198 | 3670.5238 | 4146.4336 | 5761.9363 | 6169.9876 | 9603.0183 | 11317.2945 | 15471.9573 | 18979.9036 | 22660.238 | 24757.5421 | 26469.0732 | 28243.7714 | 28817.0407 | 29692.8218 | 31772.9026 | 39832.1035 | 47825.2501 | 54282.1654 | 58106.0772 | 56900.7744 | 59580.9192 | 61448.501
NEM | Pumped Hydro Pump | 1310 | 1310 | 2434.0359 | 2891.4735 | 4955.655 | 5159.8912 | 5604.1808 | 5604.1846 | 5835.6886 | 5991.3439 | 6220.4685 | 6881.3491 | 7406.5954 | 7406.6362 | 7406.7275 | 7406.7619 | 7406.7651 | 7406.768 | 7406.7745 | 7406.7802 | 7406.7865 | 7406.7884 | 7406.7892 | 7406.7961 | 7406.7994
NEM | VPP pump | 366.507 | 731.507 | 1218.992 | 1822.853 | 2558.481 | 3412.119 | 4696.274 | 5734.929 | 6792.702 | 7984.201 | 9451.121 | 11021.854 | 12642.581 | 14292.635 | 15915.47 | 17495.087 | 18665.873 | 19737.356 | 20683.069 | 21557.067 | 22491.289 | 23437.779 | 24407.052 | 25388.84 | 26393.639
Region | Technology | 2023-24 | 2024-25 | 2025-26 | 2026-27 | 2027-28 | 2028-29 | 2029-30 | 2030-31 | 2031-32 | 2032-33 | 2033-34 | 2034-35 | 2035-36 | 2036-37 | 2037-38 | 2038-39 | 2039-40 | 2040-41 | 2041-42 | 2042-43 | 2043-44 | 2044-45 | 2045-46 | 2046-47 | 2047-48
NSW1 | Grid Battery pump | 50.037 | 50.107 | 1257.2889 | 1257.2957 | 1557.9352 | 1828.0172 | 1903.0299 | 4323.3136 | 4323.3271 | 5577.1499 | 5577.183 | 5577.1847 | 6392.3848 | 6385.6802 | 8040.2945 | 8040.2982 | 8040.3171 | 8040.392 | 8126.8527 | 9024.3915 | 9318.4287 | 10113.6623 | 9303.1753 | 9111.8562 | 8811.2866
NSW1 | Pumped Hydro Pump | 840 | 840 | 1311.7338 | 1311.7357 | 3375.9026 | 3505.8638 | 3505.8643 | 3505.8648 | 3505.8649 | 3505.8652 | 3505.8657 | 3505.8663 | 3505.8668 | 3505.8671 | 3505.8679 | 3505.8682 | 3505.8686 | 3505.8698 | 3505.8702 | 3505.8708 | 3505.8715 | 3505.8721 | 3505.8724 | 3505.8737 | 3505.8741
NSW1 | VPP pump | 113.448 | 234.462 | 391.152 | 583.147 | 817.88 | 1099.634 | 1524.355 | 1863.227 | 2229.794 | 2645.934 | 3161.719 | 3706.357 | 4261.722 | 4832.226 | 5385.068 | 5923.239 | 6317.153 | 6670.323 | 6979.899 | 7280.857 | 7600.332 | 7924.393 | 8255.877 | 8588.375 | 8928.242
Region | Technology | 2023-24 | 2024-25 | 2025-26 | 2026-27 | 2027-28 | 2028-29 | 2029-30 | 2030-31 | 2031-32 | 2032-33 | 2033-34 | 2034-35 | 2035-36 | 2036-37 | 2037-38 | 2038-39 | 2039-40 | 2040-41 | 2041-42 | 2042-43 | 2043-44 | 2044-45 | 2045-46 | 2046-47 | 2047-48
QLD1 | Grid Battery pump | 100.0113 | 100.0152 | 462.8861 | 462.9233 | 462.939 | 1808.3585 | 1808.3588 | 2289.0799 | 3265.2885 | 4760.3778 | 7038.0384 | 9549.9122 | 10261.5629 | 10261.5633 | 10261.5636 | 10390.3826 | 10551.8578 | 12631.8618 | 13177.5637 | 19218.0165 | 21099.6706 | 24025.2914 | 23662.6363 | 24071.6526 | 24071.638
QLD1 | Pumped Hydro Pump | 470 | 470 | 997.4823 | 1445.3019 | 1445.302 | 1445.307 | 1445.3071 | 1445.3072 | 1445.3072 | 1445.3075 | 1445.3084 | 1445.3099 | 1445.3102 | 1445.3103 | 1445.3106 | 1445.3108 | 1445.3109 | 1445.3117 | 1445.312 | 1445.3133 | 1445.314 | 1445.3147 | 1445.3149 | 1445.3163 | 1445.3163
QLD1 | VPP pump | 81.305 | 177.507 | 314.987 | 485.21 | 690.752 | 942.368 | 1319.332 | 1624.09 | 1944.028 | 2302.225 | 2742.346 | 3210.758 | 3693.741 | 4164.277 | 4602.442 | 5027.892 | 5334.133 | 5614.289 | 5855.818 | 6089.349 | 6341.701 | 6594.708 | 6854.74 | 7119.539 | 7388.347
Region | Technology | 2023-24 | 2024-25 | 2025-26 | 2026-27 | 2027-28 | 2028-29 | 2029-30 | 2030-31 | 2031-32 | 2032-33 | 2033-34 | 2034-35 | 2035-36 | 2036-37 | 2037-38 | 2038-39 | 2039-40 | 2040-41 | 2041-42 | 2042-43 | 2043-44 | 2044-45 | 2045-46 | 2046-47 | 2047-48
VIC1 | Grid Battery pump | 375.3461 | 468.3385 | 490.6424 | 1470.9942 | 1646.2329 | 1646.234 | 1979.2501 | 2229.2512 | 2229.2517 | 2229.2566 | 2173.9702 | 2173.9719 | 2445.8043 | 3143.6045 | 3263.5798 | 3545.825 | 3857.031 | 3857.0312 | 4764.6038 | 4920.9192 | 5487.0367 | 5590.0971 | 5567.9438 | 5793.0614 | 5617.9336
VIC1 | Pumped Hydro Pump | 0 | 0 | 124.7737 | 134.3816 | 134.3819 | 134.382 | 134.382 | 134.3821 | 134.3821 | 134.3822 | 134.3823 | 134.3825 | 134.3827 | 134.3829 | 134.3831 | 134.3833 | 134.3836 | 134.3838 | 134.3843 | 134.3847 | 134.3852 | 134.3856 | 134.3859 | 134.3865 | 134.3869
VIC1 | VPP pump | 60.468 | 148.648 | 275.348 | 442.274 | 652.45 | 876.237 | 1210.573 | 1471.452 | 1695.3 | 1937.424 | 2247.64 | 2595.903 | 2965.11 | 3357.506 | 3781.673 | 4195.058 | 4522.014 | 4833.262 | 5118.509 | 5352.788 | 5603.204 | 5858.669 | 6119.573 | 6385.683 | 6660.222
Region | Technology | 2023-24 | 2024-25 | 2025-26 | 2026-27 | 2027-28 | 2028-29 | 2029-30 | 2030-31 | 2031-32 | 2032-33 | 2033-34 | 2034-35 | 2035-36 | 2036-37 | 2037-38 | 2038-39 | 2039-40 | 2040-41 | 2041-42 | 2042-43 | 2043-44 | 2044-45 | 2045-46 | 2046-47 | 2047-48
SA1 | Grid Battery pump | 479.2808 | 479.2846 | 479.2908 | 479.2968 | 479.3088 | 479.3089 | 479.3275 | 761.345 | 1499.3816 | 2905.111 | 4190.6338 | 5359.0869 | 5657.6962 | 6678.1014 | 6678.1017 | 6678.1031 | 7081.071 | 7081.0718 | 13229.1657 | 13229.166 | 16944.1354 | 16944.1314 | 16934.1256 | 16934.1216 | 16934.1118
SA1 | Pumped Hydro Pump | 0 | 0 | 0.015521 | 0.017374 | 0.021012 | 0.024492 | 0.026374 | 0.026865 | 0.0269 | 0.027167 | 0.028133 | 0.029548 | 0.030002 | 0.031608 | 0.032053 | 0.032279 | 0.034438 | 0.034983 | 0.037167 | 0.038495 | 0.042567 | 0.042572 | 0.04258 | 0.042595 | 0.04266
SA1 | VPP pump | 103.374 | 155.053 | 211.022 | 272.84 | 342.292 | 420.23 | 540.44 | 653.106 | 777.048 | 924.007 | 1092.47 | 1267.579 | 1445.138 | 1625.646 | 1798.035 | 1965.933 | 2084.182 | 2187.814 | 2276.205 | 2360.962 | 2451.351 | 2543.459 | 2638.109 | 2734.439 | 2833.773
Region | Technology | 2023-24 | 2024-25 | 2025-26 | 2026-27 | 2027-28 | 2028-29 | 2029-30 | 2030-31 | 2031-32 | 2032-33 | 2033-34 | 2034-35 | 2035-36 | 2036-37 | 2037-38 | 2038-39 | 2039-40 | 2040-41 | 2041-42 | 2042-43 | 2043-44 | 2044-45 | 2045-46 | 2046-47 | 2047-48
TAS1 | Grid Battery pump | 0.0078812 | 0.0094921 | 0.011672 | 0.013671 | 0.017627 | 0.017714 | 0.021356 | 0.028581 | 0.045642 | 0.062 | 0.078292 | 0.082267 | 0.093956 | 0.12366 | 0.2317 | 162.4319 | 162.5449 | 162.5458 | 533.9176 | 1432.7569 | 1432.894 | 1432.895 | 1432.8933 | 3670.2274 | 6013.531
TAS1 | Pumped Hydro Pump | 0 | 0 | 0.030589 | 0.036994 | 0.047372 | 74.314 | 518.601 | 518.6036 | 750.1074 | 905.7619 | 1134.884 | 1795.7609 | 2321.0058 | 2321.0444 | 2321.1338 | 2321.1674 | 2321.1676 | 2321.1678 | 2321.1708 | 2321.1728 | 2321.1733 | 2321.1734 | 2321.1734 | 2321.1769 | 2321.1795
TAS1 | VPP pump | 7.912 | 15.837 | 26.483 | 39.382 | 55.107 | 73.65 | 101.574 | 123.054 | 146.532 | 174.611 | 206.946 | 241.257 | 276.87 | 312.98 | 348.252 | 382.965 | 408.391 | 431.668 | 452.638 | 473.111 | 494.701 | 516.55 | 538.753 | 560.804 | 583.055
Non-controllable capacity
Region | Technology | 2023-24 | 2024-25 | 2025-26 | 2026-27 | 2027-28 | 2028-29 | 2029-30 | 2030-31 | 2031-32 | 2032-33 | 2033-34 | 2034-35 | 2035-36 | 2036-37 | 2037-38 | 2038-39 | 2039-40 | 2040-41 | 2041-42 | 2042-43 | 2043-44 | 2044-45 | 2045-46 | 2046-47 | 2047-48
NEM | Distributed PV | 20559.3059 | 22878.4464 | 25149.1115 | 27298.6319 | 29446.9533 | 31464.8946 | 33419.8471 | 35256.4777 | 36924.1036 | 38591.3619 | 40243.3453 | 41840.0586 | 43287.7694 | 44604.5877 | 45831.4772 | 47039.7872 | 48279.9666 | 49522.6631 | 50770.0045 | 51992.0234 | 53223.7792 | 54450.5181 | 55654.5308 | 56844.5054 | 58026.0997
NEM | Behind the meter battery | 727.267 | 1615.687 | 2523.858 | 3346.118 | 4039.736 | 4643.731 | 5111.685 | 5870.22 | 6883.914 | 7823.741 | 8822.021 | 10032.986 | 11279.352 | 12411.971 | 13450.545 | 14351.891 | 15102.709 | 15417.929 | 15594.936 | 15616.079 | 15610.974 | 15555.227 | 15481.949 | 15387.778 | 15277.058
NEM | Behind the meter battery pump | 727.267 | 1615.687 | 2523.858 | 3346.118 | 4039.736 | 4643.731 | 5111.685 | 5870.22 | 6883.914 | 7823.741 | 8822.021 | 10032.986 | 11279.352 | 12411.971 | 13450.545 | 14351.891 | 15102.709 | 15417.929 | 15594.936 | 15616.079 | 15610.974 | 15555.227 | 15481.949 | 15387.778 | 15277.058
Region | Technology | 2023-24 | 2024-25 | 2025-26 | 2026-27 | 2027-28 | 2028-29 | 2029-30 | 2030-31 | 2031-32 | 2032-33 | 2033-34 | 2034-35 | 2035-36 | 2036-37 | 2037-38 | 2038-39 | 2039-40 | 2040-41 | 2041-42 | 2042-43 | 2043-44 | 2044-45 | 2045-46 | 2046-47 | 2047-48
NSW1 | Distributed PV | 6844.3759 | 7652.8571 | 8384.8617 | 9064.3617 | 9747.0822 | 10435.7284 | 11108.6311 | 11742.3362 | 12363.211 | 12985.8301 | 13603.5142 | 14202.499 | 14755.7699 | 15272.7628 | 15760.2789 | 16235.8601 | 16701.0335 | 17150.969 | 17601.7501 | 18048.2455 | 18499.4541 | 18952.8592 | 19396.7455 | 19828.9495 | 20258.668
NSW1 | Behind the meter battery | 267.7 | 588.706 | 887.915 | 1132.692 | 1330.786 | 1501.11 | 1644.835 | 1879.228 | 2206.731 | 2538.018 | 2892.137 | 3323.841 | 3759.11 | 4148.139 | 4509.931 | 4816.45 | 5071.383 | 5175.41 | 5227.705 | 5227.062 | 5230.387 | 5215.023 | 5193.755 | 5164.889 | 5128.324
NSW1 | Behind the meter battery pump | 267.7 | 588.706 | 887.915 | 1132.692 | 1330.786 | 1501.11 | 1644.835 | 1879.228 | 2206.731 | 2538.018 | 2892.137 | 3323.841 | 3759.11 | 4148.139 | 4509.931 | 4816.45 | 5071.383 | 5175.41 | 5227.705 | 5227.062 | 5230.387 | 5215.023 | 5193.755 | 5164.889 | 5128.324
Region | Technology | 2023-24 | 2024-25 | 2025-26 | 2026-27 | 2027-28 | 2028-29 | 2029-30 | 2030-31 | 2031-32 | 2032-33 | 2033-34 | 2034-35 | 2035-36 | 2036-37 | 2037-38 | 2038-39 | 2039-40 | 2040-41 | 2041-42 | 2042-43 | 2043-44 | 2044-45 | 2045-46 | 2046-47 | 2047-48
QLD1 | Distributed PV | 6207.5317 | 6858.7451 | 7559.6853 | 8206.2933 | 8843.0953 | 9492.2909 | 10113.3032 | 10702.1808 | 11245.863 | 11787.1308 | 12321.5003 | 12835.1736 | 13282.5605 | 13663.284 | 13997.2389 | 14317.2309 | 14662.9067 | 15021.6582 | 15378.3521 | 15723.1901 | 16066.8334 | 16396.2618 | 16724.0794 | 17050.6347 | 17371.2447
QLD1 | Behind the meter battery | 164.614 | 417.096 | 671.033 | 922.271 | 1125.869 | 1299.747 | 1450.708 | 1685.163 | 1990.648 | 2286.246 | 2596.164 | 2968.338 | 3348.63 | 3694.059 | 3989.747 | 4221.779 | 4413.009 | 4478 | 4506.967 | 4491.208 | 4479.363 | 4455.174 | 4424.643 | 4389.62 | 4351.121
QLD1 | Behind the meter battery pump | 164.614 | 417.096 | 671.033 | 922.271 | 1125.869 | 1299.747 | 1450.708 | 1685.163 | 1990.648 | 2286.246 | 2596.164 | 2968.338 | 3348.63 | 3694.059 | 3989.747 | 4221.779 | 4413.009 | 4478 | 4506.967 | 4491.208 | 4479.363 | 4455.174 | 4424.643 | 4389.62 | 4351.121
Region | Technology | 2023-24 | 2024-25 | 2025-26 | 2026-27 | 2027-28 | 2028-29 | 2029-30 | 2030-31 | 2031-32 | 2032-33 | 2033-34 | 2034-35 | 2035-36 | 2036-37 | 2037-38 | 2038-39 | 2039-40 | 2040-41 | 2041-42 | 2042-43 | 2043-44 | 2044-45 | 2045-46 | 2046-47 | 2047-48
VIC1 | Distributed PV | 4579.5565 | 5157.9765 | 5737.6566 | 6319.4944 | 6906.0921 | 7346.6908 | 7773.0081 | 8165.2777 | 8448.8931 | 8734.795 | 9016.3621 | 9291.4697 | 9550.2358 | 9796.8574 | 10041.1576 | 10298.071 | 10579.3605 | 10871.1525 | 11169.6877 | 11460.8133 | 11758.9225 | 12060.9602 | 12358.2699 | 12656.5851 | 12959.5886
VIC1 | Behind the meter battery | 120.062 | 329.29 | 584.387 | 822.704 | 1038.235 | 1227.849 | 1335.811 | 1514.906 | 1768.169 | 1950.593 | 2135.666 | 2379.184 | 2646.805 | 2900.178 | 3149.181 | 3402.641 | 3615.882 | 3731.245 | 3816.41 | 3863.684 | 3875.106 | 3873.739 | 3868.344 | 3856.399 | 3840.607
VIC1 | Behind the meter battery pump | 120.062 | 329.29 | 584.387 | 822.704 | 1038.235 | 1227.849 | 1335.811 | 1514.906 | 1768.169 | 1950.593 | 2135.666 | 2379.184 | 2646.805 | 2900.178 | 3149.181 | 3402.641 | 3615.882 | 3731.245 | 3816.41 | 3863.684 | 3875.106 | 3873.739 | 3868.344 | 3856.399 | 3840.607
Region | Technology | 2023-24 | 2024-25 | 2025-26 | 2026-27 | 2027-28 | 2028-29 | 2029-30 | 2030-31 | 2031-32 | 2032-33 | 2033-34 | 2034-35 | 2035-36 | 2036-37 | 2037-38 | 2038-39 | 2039-40 | 2040-41 | 2041-42 | 2042-43 | 2043-44 | 2044-45 | 2045-46 | 2046-47 | 2047-48
SA1 | Distributed PV | 2591.0665 | 2828.3103 | 3044.1188 | 3246.303 | 3449.3626 | 3649.9391 | 3847.1087 | 4033.5103 | 4217.7168 | 4399.9959 | 4583.3771 | 4758.9317 | 4917.0627 | 5059.7828 | 5191.3947 | 5317.6167 | 5435.9077 | 5548.4758 | 5659.9872 | 5769.4989 | 5877.7967 | 5988.8536 | 6094.1847 | 6198.8272 | 6299.722
SA1 | Behind the meter battery | 148.832 | 234.972 | 315.151 | 386.099 | 448.882 | 507.894 | 563.831 | 659.388 | 765.728 | 874.943 | 999.571 | 1136.279 | 1272.079 | 1391.741 | 1500.881 | 1590.477 | 1664.955 | 1688.767 | 1695.305 | 1684.559 | 1675.301 | 1660.606 | 1645.177 | 1628.101 | 1610.255
SA1 | Behind the meter battery pump | 148.832 | 234.972 | 315.151 | 386.099 | 448.882 | 507.894 | 563.831 | 659.388 | 765.728 | 874.943 | 999.571 | 1136.279 | 1272.079 | 1391.741 | 1500.881 | 1590.477 | 1664.955 | 1688.767 | 1695.305 | 1684.559 | 1675.301 | 1660.606 | 1645.177 | 1628.101 | 1610.255
Region | Technology | 2023-24 | 2024-25 | 2025-26 | 2026-27 | 2027-28 | 2028-29 | 2029-30 | 2030-31 | 2031-32 | 2032-33 | 2033-34 | 2034-35 | 2035-36 | 2036-37 | 2037-38 | 2038-39 | 2039-40 | 2040-41 | 2041-42 | 2042-43 | 2043-44 | 2044-45 | 2045-46 | 2046-47 | 2047-48
TAS1 | Distributed PV | 336.7752 | 380.5573 | 422.7891 | 462.1795 | 501.3209 | 540.2455 | 577.7959 | 613.1727 | 648.4196 | 683.61 | 718.5916 | 751.9845 | 782.1404 | 811.9007 | 841.407 | 871.0085 | 900.7582 | 930.4077 | 960.2273 | 990.2756 | 1020.7725 | 1051.5833 | 1081.2514 | 1109.5089 | 1136.8764
TAS1 | Behind the meter battery | 26.059 | 45.623 | 65.372 | 82.352 | 95.964 | 107.131 | 116.5 | 131.535 | 152.638 | 173.941 | 198.483 | 225.344 | 252.728 | 277.854 | 300.805 | 320.544 | 337.48 | 344.507 | 348.549 | 349.566 | 350.817 | 350.685 | 350.03 | 348.769 | 346.751
TAS1 | Behind the meter battery pump | 26.059 | 45.623 | 65.372 | 82.352 | 95.964 | 107.131 | 116.5 | 131.535 | 152.638 | 173.941 | 198.483 | 225.344 | 252.728 | 277.854 | 300.805 | 320.544 | 337.48 | 344.507 | 348.549 | 349.566 | 350.817 | 350.685 | 350.03 | 348.769 | 346.751

## Option 2_VOM Cost
VOM cost by technology ($000s) - Option 2, Hydrogen Superpower Scenario
VOM | Real June 2021 dollars discounted to 1 July 2021
Explicitly modelled generation
Region | Technology | 2023-24 | 2024-25 | 2025-26 | 2026-27 | 2027-28 | 2028-29 | 2029-30 | 2030-31 | 2031-32 | 2032-33 | 2033-34 | 2034-35 | 2035-36 | 2036-37 | 2037-38 | 2038-39 | 2039-40 | 2040-41 | 2041-42 | 2042-43 | 2043-44 | 2044-45 | 2045-46 | 2046-47 | 2047-48
NEM | Black Coal | 271416.4052 | 250925.0355 | 182093.1735 | 147347.5227 | 83945.4898 | 79953.04 | 36078.5909 | 20533.3263 | 2976.2576 | 1.1917 | 0.91587 | 0.86526 | 0.64134 | 0.54307 | 0.48531 | 0.40491 | 0.36693 | 0.40504 | 0.39289 | 0.32854 | 0.28826 | 0.23619 | 0.17901 | 0.16166 | 0.14801
NEM | Brown Coal | 89382.627 | 77784.3377 | 30427.5046 | 18472.3183 | 18133.7809 | 15373.4206 | 2314.0073 | 0.22992 | 0.19544 | 0.18706 | 0.17901 | 0.17313 | 0.1537 | 0.14469 | 0.14491 | 0.13507 | 0.12392 | 0.13337 | 0.12645 | 0.1165 | 0.11051 | 0.090754 | 0.025371 | 0.035457 | 0
NEM | CCGT | 15993.1996 | 16381.1969 | 35309.533 | 31253.5283 | 26935.8347 | 29120.0973 | 35743.2691 | 33196.6903 | 36054.1437 | 24021.8745 | 27529.1087 | 28391.6358 | 14448.3482 | 8639.2936 | 15372.6882 | 6548.4528 | 5384.0871 | 18668.7186 | 15272.7518 | 14423.8525 | 10115.906 | 9409.8903 | 3642.3029 | 2392.793 | 2189.283
NEM | Gas - Steam | 222.5093 | 282.6535 | 2554.5976 | 1153.7304 | 1295.1095 | 2047.7846 | 1590.2318 | 987.7146 | 525.8128 | 289.2438 | 100.7206 | 218.61 | 133.1563 | 98.8806 | 224.3108 | 127.8202 | 0 | 0 | 0 | 0 | 0 | 0 | 0 | 0 | 0
NEM | OCGT / Diesel | 1830.8752 | 2079.9652 | 9593.7853 | 7167.6179 | 5809.9317 | 10654.372 | 8553.2424 | 9311.4361 | 4484.0221 | 2566.8232 | 440.0564 | 1712.3011 | 1011.5375 | 615.3949 | 1030.5402 | 386.4903 | 1258.0741 | 4975.3245 | 681.9274 | 2172.1904 | 5690.0994 | 319.7706 | 211.0327 | 5078.1807 | 71.9251
NEM | Hydro | 87645.9835 | 97632.107 | 90505.5522 | 84996.4251 | 84876.9664 | 96699.443 | 88605.4171 | 75237.6811 | 72251.5212 | 62894.9609 | 65586.7394 | 63540.6187 | 54834.0411 | 46365.7695 | 56557.2945 | 46610.0208 | 41032.8405 | 42326.1594 | 35343.0943 | 34676.4222 | 38450.2361 | 33154.7155 | 25991.9987 | 35883.7746 | 32591.6528
NEM | Hydrogen Turbine | 0 | 0 | 0 | 0 | 0 | 0 | 0 | 0.032066 | 0.036493 | 0.031551 | 0.03761 | 0.045817 | 0.053712 | 0.061402 | 500.1599 | 474.3254 | 977.8171 | 847.5184 | 779.6656 | 780.2841 | 3670.8297 | 3036.0817 | 3187.6626 | 4502.789 | 4509.355
NEM | Wind | 5235.0902 | 5196.6859 | 6697.9976 | 7638.3391 | 9616.1 | 9931.6432 | 11013.1688 | 10635.054 | 11114.2396 | 10803.2215 | 11038.054 | 12318.3218 | 12808.1738 | 13666.0856 | 14585.4772 | 14509.9596 | 13619.2248 | 13861.2348 | 14085.0002 | 14302.2992 | 14203.2286 | 14200.6866 | 14770.9553 | 16525.2447 | 16748.9518
NEM | Solar PV | 1648.8508 | 1493.8183 | 1972.0173 | 2208.5746 | 2469.5556 | 2770.6274 | 3085.6856 | 3961.0913 | 4403.1779 | 4914.0268 | 6135.956 | 7688.8092 | 7802.7106 | 8065.2368 | 7274.7478 | 7559.3508 | 7626.9766 | 7971.0005 | 9484.4716 | 10176.9676 | 10926.8141 | 11210.2865 | 11102.1309 | 9701.0556 | 10303.433
NEM | Grid Battery | 37.3086 | 53.973 | 484.2136 | 780.3432 | 893.8005 | 1266.8601 | 1337.4569 | 2160.0555 | 2406.9118 | 3295.9782 | 3791.3832 | 4283.6919 | 4497.5167 | 4590.0529 | 4010.7573 | 4028.9733 | 4093.6624 | 4075.2054 | 5187.1662 | 5508.1096 | 5895.7372 | 6234.8448 | 5898.4712 | 4932.3666 | 5153.896
NEM | Pumped Hydro | 5752.3866 | 6891.3955 | 6501.4919 | 9763.4453 | 28390.2112 | 25525.8075 | 27326.7959 | 27211.5052 | 24439.23 | 23689.7159 | 22083.6708 | 20263.3055 | 20725.9487 | 19276.0655 | 18366.5665 | 16475.788 | 15329.8573 | 13385.6529 | 14438.4067 | 12278.4182 | 11746.1003 | 11888.6236 | 10499.0013 | 11148.5616 | 9971.0751
NEM | VPP | 8.8649 | 12.9903 | 18.3245 | 25.045 | 33.1037 | 38.6799 | 47.9478 | 53.7928 | 63.69 | 75.6843 | 87.0138 | 95.9231 | 108.4968 | 119.3809 | 124.766 | 131.6888 | 141.3057 | 141.9684 | 153.5159 | 154.5121 | 152.7669 | 158.7645 | 160.9248 | 153.1954 | 155.5515
Total excluding storage |  | 473375.5408 | 451775.8 | 359154.1611 | 300238.0562 | 233082.7687 | 246550.4281 | 186983.613 | 153863.2557 | 131809.4068 | 105491.5611 | 110831.7676 | 113871.3809 | 91038.8163 | 77451.4102 | 95545.8489 | 76216.9598 | 69899.511 | 88650.4946 | 75647.4302 | 76532.4612 | 83057.5128 | 71331.7581 | 58906.2875 | 74084.0348 | 66414.7487
Region | Technology | 2023-24 | 2024-25 | 2025-26 | 2026-27 | 2027-28 | 2028-29 | 2029-30 | 2030-31 | 2031-32 | 2032-33 | 2033-34 | 2034-35 | 2035-36 | 2036-37 | 2037-38 | 2038-39 | 2039-40 | 2040-41 | 2041-42 | 2042-43 | 2043-44 | 2044-45 | 2045-46 | 2046-47 | 2047-48
NSW1 | Black Coal | 140516.931 | 126405.9555 | 99718.6788 | 74915.4225 | 31589.3497 | 34639.4542 | 15178.7664 | 9861.8365 | 2975.1558 | 0.283 | 0.095452 | 0.093237 | 0.08237 | 0.068089 | 0.074897 | 0.056006 | 0.048315 | 0 | 0 | 0 | 0 | 0 | 0 | 0 | 0
NSW1 | Brown Coal | 0 | 0 | 0 | 0 | 0 | 0 | 0 | 0 | 0 | 0 | 0 | 0 | 0 | 0 | 0 | 0 | 0 | 0 | 0 | 0 | 0 | 0 | 0 | 0 | 0
NSW1 | CCGT | 143.124 | 299.6409 | 6471.0986 | 6081.222 | 5359.7734 | 5594.793 | 6326.6069 | 6285.0792 | 6314.6972 | 4952.4856 | 5240.946 | 5536.6503 | 3462.561 | 3239.4639 | 4175.9767 | 3355.5815 | 2547.9539 | 5040.541 | 4253.2424 | 4101.8115 | 0.032265 | 0.0289 | 0.027633 | 0.048713 | 0.045117
NSW1 | Gas - Steam | 0 | 0 | 0 | 0 | 0 | 0 | 0 | 0 | 0 | 0 | 0 | 0 | 0 | 0 | 0 | 0 | 0 | 0 | 0 | 0 | 0 | 0 | 0 | 0 | 0
NSW1 | OCGT / Diesel | 9.6952 | 32.344 | 373.8605 | 315.0074 | 71.5514 | 148.7971 | 158.4628 | 438.493 | 339.8458 | 283.5988 | 19.511 | 95.2463 | 12.2026 | 16.1885 | 96.3018 | 0.048408 | 61.0886 | 163.4622 | 23.9889 | 3.8473 | 356.0665 | 43.8375 | 7.3661 | 269.7529 | 4.494
NSW1 | Hydro | 16224.1285 | 19096.2951 | 19471.8372 | 17707.8354 | 14882.6286 | 20357.315 | 16518.4762 | 14140.8655 | 13009.6482 | 11384.2344 | 12501.0498 | 12531.1344 | 11036.7891 | 8801.9164 | 12245.7849 | 9786.9538 | 8247.5149 | 7729.3769 | 6975.946 | 7351.2921 | 7622.5567 | 6858.66 | 5272.0233 | 7644.6144 | 7281.1663
NSW1 | Hydrogen Turbine | 0 | 0 | 0 | 0 | 0 | 0 | 0 | 0.011929 | 0.013883 | 0.010916 | 0.012844 | 0.015731 | 0.012398 | 0.013857 | 0.095067 | 0.09144 | 0.08207 | 0.086647 | 0.053064 | 0.064755 | 0.087506 | 0.042394 | 0.048396 | 0.07474 | 0.058282
NSW1 | Wind | 1418.3988 | 1439.4663 | 1513.3787 | 1748.7375 | 2523.4269 | 2453.7494 | 2456.5186 | 2330.7054 | 2204.4898 | 2554.0662 | 2429.7297 | 2331.962 | 2334.979 | 2354.8536 | 2313.9061 | 2174.8389 | 2072.8928 | 1993.9731 | 2217.8636 | 2053.9504 | 1919.5975 | 1901.3333 | 1843.639 | 2158.6727 | 2009.5206
NSW1 | Solar PV | 731.5295 | 659.9241 | 998.5143 | 1101.2083 | 1276.6739 | 1250.7093 | 1365.0048 | 1697.89 | 1774.287 | 1759.8244 | 1676.5541 | 1634.44 | 1679.0185 | 1643.9454 | 1678.3964 | 1652.755 | 1694.0267 | 1785.2294 | 1691.9326 | 1676.2579 | 1690.2221 | 1712.9315 | 1609.5101 | 1503.6687 | 1471.259
NSW1 | Grid Battery | 2.2725 | 2.0876 | 356.5964 | 356.436 | 437.3761 | 478.637 | 485.2866 | 1099.2019 | 1009.4839 | 1255.6627 | 1162.1468 | 1061.2513 | 1206.1672 | 1161.8092 | 1244.695 | 1179.3978 | 1211.0037 | 1104.3706 | 1097.9482 | 1094.758 | 1029.72 | 1147.8008 | 1037.6567 | 841.7478 | 802.1685
NSW1 | Pumped Hydro | 1604.0794 | 1716.3584 | 1589.3788 | 4596.7876 | 23282.6001 | 22088.3658 | 22786.3256 | 22634.6004 | 20512.901 | 20010.2723 | 18386.6461 | 16827.7338 | 17301.9292 | 16163.7424 | 15927.8034 | 13920.2406 | 12907.1551 | 11153.4273 | 12044.5205 | 10204.4532 | 9904.1193 | 10019.5453 | 8797.1915 | 9744.3514 | 8538.2408
NSW1 | VPP | 1.9941 | 3.4545 | 5.9723 | 8.5768 | 11.1182 | 13.4405 | 17.1198 | 19.1865 | 22.7063 | 26.241 | 29.9913 | 33.0387 | 37.553 | 41.1792 | 43.0798 | 45.2288 | 48.3979 | 48.464 | 50.9144 | 50.5122 | 49.5963 | 51.824 | 52.4278 | 49.4426 | 50.1657
Total excluding storage |  | 159043.807 | 147933.6258 | 128547.368 | 101869.4331 | 55703.4038 | 64444.8179 | 42003.8358 | 34754.8816 | 26618.1377 | 20934.5033 | 21867.8989 | 22129.542 | 18525.6449 | 16056.4498 | 20510.5359 | 16970.3251 | 14623.6073 | 16712.6693 | 15163.0266 | 15187.2238 | 11588.5626 | 10516.8336 | 8732.6145 | 11576.8321 | 10766.5434
Region | Technology | 2023-24 | 2024-25 | 2025-26 | 2026-27 | 2027-28 | 2028-29 | 2029-30 | 2030-31 | 2031-32 | 2032-33 | 2033-34 | 2034-35 | 2035-36 | 2036-37 | 2037-38 | 2038-39 | 2039-40 | 2040-41 | 2041-42 | 2042-43 | 2043-44 | 2044-45 | 2045-46 | 2046-47 | 2047-48
QLD1 | Black Coal | 130899.4742 | 124519.08 | 82374.4948 | 72432.1002 | 52356.1401 | 45313.5858 | 20899.8245 | 10671.4898 | 1.1018 | 0.90874 | 0.82042 | 0.77202 | 0.55897 | 0.47498 | 0.41041 | 0.3489 | 0.31861 | 0.40504 | 0.39289 | 0.32854 | 0.28826 | 0.23619 | 0.17901 | 0.16166 | 0.14801
QLD1 | Brown Coal | 0 | 0 | 0 | 0 | 0 | 0 | 0 | 0 | 0 | 0 | 0 | 0 | 0 | 0 | 0 | 0 | 0 | 0 | 0 | 0 | 0 | 0 | 0 | 0 | 0
QLD1 | CCGT | 7178.3916 | 8748.0026 | 19273.3264 | 16776.262 | 14779.7644 | 14800.4507 | 21755.1857 | 19242.6226 | 23062.8129 | 17853.1908 | 18203.0866 | 17773.85 | 10529.778 | 5112.4247 | 11196.6495 | 3192.8127 | 2836.0758 | 13628.0962 | 11019.4297 | 10321.9633 | 10115.7894 | 9409.7862 | 3642.2043 | 2392.641 | 2189.139
QLD1 | Gas - Steam | 0 | 0 | 0 | 0 | 0 | 0 | 0 | 0 | 0 | 0 | 0 | 0 | 0 | 0 | 0 | 0 | 0 | 0 | 0 | 0 | 0 | 0 | 0 | 0 | 0
QLD1 | OCGT / Diesel | 0.84113 | 0.082438 | 212.7968 | 631.3174 | 422.7587 | 272.5659 | 1363.4704 | 2363.2554 | 2135.5482 | 888.9888 | 67.6539 | 0.05014 | 0.04645 | 0.044114 | 10.5934 | 0.041281 | 262.6092 | 454.4363 | 11.688 | 0.065925 | 0.066818 | 0.058157 | 0.054721 | 4241.7206 | 0.085842
QLD1 | Hydro | 4626.2933 | 4440.5905 | 4350.6204 | 3937.2839 | 3764.757 | 3594.8952 | 3367.3858 | 3105.0477 | 2993.3582 | 2881.3843 | 2684.9379 | 2524.4032 | 2427.555 | 2243.1781 | 663.8485 | 659.9718 | 584.9081 | 561.9881 | 536.5288 | 0 | 0 | 0 | 0 | 0 | 0
QLD1 | Hydrogen Turbine | 0 | 0 | 0 | 0 | 0 | 0 | 0 | 0.0071862 | 0.0089188 | 0.0075723 | 0.00801 | 0.0080764 | 0.0084436 | 0.0091902 | 0.016387 | 0.012873 | 0.010217 | 0.011238 | 0.0088503 | 0.0099882 | 0.011406 | 0.010425 | 0.010557 | 0.026918 | 0.012726
QLD1 | Wind | 1284.1319 | 1168.1252 | 1824.9529 | 2095.2843 | 2533.8824 | 2526.9861 | 3142.5371 | 3131.0227 | 3116.6701 | 2970.111 | 3038.3213 | 4282.3662 | 4541.9146 | 4867.2829 | 5251.5363 | 5210.4107 | 5034.1193 | 4662.0239 | 4700.7538 | 5229.7353 | 5187.3383 | 5370.3217 | 6226.6895 | 7311.1023 | 7081.4102
QLD1 | Solar PV | 644.2193 | 599.2191 | 678.0917 | 666.7127 | 699.8647 | 862.9396 | 1042.3301 | 1157.1304 | 1555.124 | 1839.0067 | 2512.1448 | 3589.0879 | 3537.7374 | 3435.4341 | 2905.1847 | 3139.8892 | 3040.2109 | 3429.7706 | 3595.4791 | 4564.2574 | 4658.5805 | 5050.2308 | 5165.6014 | 4321.6052 | 4670.1715
QLD1 | Grid Battery | 4.9184 | 4.5781 | 75.6838 | 73.687 | 70.7762 | 448.9841 | 457.5257 | 562.8537 | 802.6513 | 1142.3687 | 1590.5104 | 2005.7593 | 2008.463 | 1889.8393 | 1511.4236 | 1593.571 | 1553.3362 | 1812.5841 | 1855.3193 | 2443.8917 | 2526.7989 | 2745.2755 | 2519.4242 | 2008.4714 | 2143.9651
QLD1 | Pumped Hydro | 4148.3072 | 5175.0371 | 4868.778 | 5124.7337 | 5067.2228 | 3382.2263 | 4379.4628 | 4422.0871 | 3712.2658 | 3444.9464 | 3437.8774 | 3065.8868 | 2961.3811 | 2681.9909 | 2017.0933 | 2143.0302 | 2043.8291 | 1876.9507 | 2038.573 | 1755.7947 | 1559.4657 | 1565.393 | 1437.1734 | 1165.295 | 1203.1071
QLD1 | VPP | 1.0919 | 1.6456 | 2.5614 | 3.9073 | 5.601 | 7.1685 | 9.4444 | 11.1159 | 14.5383 | 18.0696 | 21.7267 | 24.7341 | 27.9754 | 30.7231 | 32.0196 | 35.1383 | 37.8447 | 40.2057 | 43.1503 | 45.7641 | 47.2909 | 47.9156 | 47.8393 | 45.4096 | 47.2456
Total excluding storage |  | 144633.3513 | 139475.0998 | 108714.2829 | 96538.9605 | 74557.1674 | 67371.4234 | 51570.7337 | 39670.5759 | 32864.624 | 26433.598 | 26506.973 | 28170.5375 | 21037.5988 | 15658.8481 | 20028.2392 | 12203.4873 | 11758.2521 | 22736.7314 | 19864.2812 | 20116.3604 | 19962.0747 | 19830.6435 | 15034.7395 | 18267.2576 | 13940.9673
Region | Technology | 2023-24 | 2024-25 | 2025-26 | 2026-27 | 2027-28 | 2028-29 | 2029-30 | 2030-31 | 2031-32 | 2032-33 | 2033-34 | 2034-35 | 2035-36 | 2036-37 | 2037-38 | 2038-39 | 2039-40 | 2040-41 | 2041-42 | 2042-43 | 2043-44 | 2044-45 | 2045-46 | 2046-47 | 2047-48
VIC1 | Black Coal | 0 | 0 | 0 | 0 | 0 | 0 | 0 | 0 | 0 | 0 | 0 | 0 | 0 | 0 | 0 | 0 | 0 | 0 | 0 | 0 | 0 | 0 | 0 | 0 | 0
VIC1 | Brown Coal | 89382.627 | 77784.3377 | 30427.5046 | 18472.3183 | 18133.7809 | 15373.4206 | 2314.0073 | 0.22992 | 0.19544 | 0.18706 | 0.17901 | 0.17313 | 0.1537 | 0.14469 | 0.14491 | 0.13507 | 0.12392 | 0.13337 | 0.12645 | 0.1165 | 0.11051 | 0.090754 | 0.025371 | 0.035457 | 0
VIC1 | CCGT | 0 | 0.031778 | 0.051835 | 0.048149 | 0.045611 | 0.044982 | 0.042423 | 0.039144 | 0.036088 | 0.034007 | 0.032344 | 0.031072 | 0.02866 | 0.02698 | 0.026495 | 0.024654 | 0.023561 | 0.033999 | 0.033099 | 0.031308 | 0.034888 | 0.03096 | 0.029399 | 0.04797 | 0.0463
VIC1 | Gas - Steam | 28.4782 | 27.1401 | 1771.169 | 743.7866 | 1036.6559 | 1753.94 | 1425.3619 | 805.6223 | 437.8378 | 259.0485 | 100.7162 | 190.6365 | 133.1563 | 98.8806 | 224.3108 | 127.8202 | 0 | 0 | 0 | 0 | 0 | 0 | 0 | 0 | 0
VIC1 | OCGT / Diesel | 152.3159 | 108.2345 | 4089.879 | 2502.7685 | 2727.3599 | 5302.0045 | 3685.6854 | 2395.7309 | 1169.0641 | 963.2107 | 131.0054 | 1132.291 | 789.6371 | 516.8985 | 688.1265 | 386.309 | 847.8453 | 1290.2531 | 553.5445 | 106.7774 | 1313.0817 | 275.8127 | 203.5535 | 566.6254 | 67.2733
VIC1 | Hydro | 18179.5301 | 20847.8128 | 20389.4014 | 18318.6986 | 14500.7539 | 20707.4936 | 16346.1144 | 13395.6929 | 12653.5859 | 10910.8709 | 12734.0789 | 12428.0234 | 11207.6714 | 8874.8498 | 12754.1611 | 10084.7905 | 8273.35 | 7811.1997 | 6771.4118 | 7869.428 | 7696.4948 | 6927.2494 | 5492.8176 | 7866.6504 | 7471.2458
VIC1 | Hydrogen Turbine | 0 | 0 | 0 | 0 | 0 | 0 | 0 | 0 | 0 | 0 | 0 | 0 | 0.015405 | 0.018163 | 500.0049 | 474.1823 | 977.6704 | 847.374 | 779.5636 | 780.1593 | 3670.64 | 3035.9855 | 3187.5648 | 4502.408 | 4509.0315
VIC1 | Wind | 1113.7265 | 1265.005 | 1819.0188 | 1927.8105 | 2089.9641 | 1923.4339 | 1982.1212 | 1860.9026 | 1981.6206 | 1676.0686 | 1833.3051 | 1675.2547 | 1654.7628 | 1681.4507 | 1579.5369 | 1842.3848 | 1666.2877 | 1834.7244 | 1564.3446 | 1697.6822 | 1748.0714 | 1676.9115 | 1639.0687 | 1577.2787 | 1890.8363
VIC1 | Solar PV | 169.1659 | 146.017 | 195.9361 | 324.5667 | 320.9911 | 268.138 | 265.9326 | 448.3369 | 409.0013 | 440.009 | 407.2362 | 435.2687 | 440.6484 | 495.5924 | 428.6927 | 415.3613 | 473.2185 | 458.7282 | 670.9859 | 621.6558 | 680.1669 | 670.0903 | 664.8978 | 533.4095 | 590.6197
VIC1 | Grid Battery | 14.0416 | 31.9046 | 37.7821 | 337.369 | 373.1256 | 328.2541 | 384.3806 | 407.7323 | 350.2436 | 348.815 | 301.4114 | 281.5518 | 320.9621 | 405.766 | 369.4587 | 375.1534 | 415.248 | 340.3303 | 510.576 | 455.1286 | 441.5622 | 453.8209 | 448.0194 | 411.81 | 400.7636
VIC1 | Pumped Hydro | 0 | 0 | 43.3166 | 41.9036 | 40.3644 | 36.977 | 33.6764 | 37.7151 | 34.5621 | 32.2253 | 30.6141 | 27.0457 | 27.618 | 26.7391 | 20.9248 | 20.5916 | 20.7631 | 18.5246 | 19.4665 | 17.6896 | 14.9663 | 16.3935 | 15.5154 | 12.604 | 13.0645
VIC1 | VPP | 1.1169 | 1.7725 | 2.9182 | 4.5836 | 6.963 | 7.9554 | 10.1458 | 11.1539 | 12.9897 | 15.7445 | 18.6262 | 19.9885 | 23.4169 | 26.3531 | 28.6382 | 29.9421 | 32.3553 | 31.2038 | 35.5231 | 35.2223 | 32.9146 | 36.1317 | 37.0785 | 35.9328 | 36.0631
Total excluding storage |  | 109025.8437 | 100178.5789 | 58692.9608 | 42289.9974 | 38809.5514 | 45328.4755 | 26019.2652 | 18906.5546 | 16651.3413 | 14249.4287 | 15206.5532 | 15861.6785 | 14226.0738 | 11667.8619 | 16175.0043 | 13331.0077 | 12238.5195 | 12242.4468 | 10340.0099 | 11075.8505 | 15108.6001 | 12586.1711 | 11187.9571 | 15046.4556 | 14529.0529
Region | Technology | 2023-24 | 2024-25 | 2025-26 | 2026-27 | 2027-28 | 2028-29 | 2029-30 | 2030-31 | 2031-32 | 2032-33 | 2033-34 | 2034-35 | 2035-36 | 2036-37 | 2037-38 | 2038-39 | 2039-40 | 2040-41 | 2041-42 | 2042-43 | 2043-44 | 2044-45 | 2045-46 | 2046-47 | 2047-48
SA1 | Black Coal | 0 | 0 | 0 | 0 | 0 | 0 | 0 | 0 | 0 | 0 | 0 | 0 | 0 | 0 | 0 | 0 | 0 | 0 | 0 | 0 | 0 | 0 | 0 | 0 | 0
SA1 | Brown Coal | 0 | 0 | 0 | 0 | 0 | 0 | 0 | 0 | 0 | 0 | 0 | 0 | 0 | 0 | 0 | 0 | 0 | 0 | 0 | 0 | 0 | 0 | 0 | 0 | 0
SA1 | CCGT | 8671.6841 | 7333.5057 | 9565.0404 | 8395.9803 | 6796.2351 | 8724.7906 | 7661.415 | 7668.9313 | 6676.5802 | 1216.1475 | 4085.0269 | 5081.0881 | 455.9651 | 287.363 | 0.019602 | 0.0184 | 0.018295 | 0.025952 | 0.026431 | 0.026677 | 0.029048 | 0.025523 | 0.02399 | 0.029884 | 0.028294
SA1 | Gas - Steam | 194.0311 | 255.5134 | 783.4286 | 409.9438 | 258.4536 | 293.8446 | 164.8699 | 182.0923 | 87.975 | 30.1953 | 0.0044167 | 27.9735 | 0 | 0 | 0 | 0 | 0 | 0 | 0 | 0 | 0 | 0 | 0 | 0 | 0
SA1 | OCGT / Diesel | 1667.9938 | 1939.2753 | 4917.2203 | 3710.4319 | 2584.5127 | 4927.6971 | 3345.4401 | 4113.8026 | 838.1855 | 396.6405 | 221.8559 | 484.6834 | 209.6244 | 82.2372 | 235.49 | 0.064541 | 86.5035 | 3067.1492 | 92.6847 | 2061.4788 | 4020.858 | 0.043273 | 0.040389 | 0.053988 | 0.046681
SA1 | Hydro | 0 | 0 | 0 | 0 | 0 | 0 | 0 | 0 | 0 | 0 | 0 | 0 | 0 | 0 | 0 | 0 | 0 | 0 | 0 | 0 | 0 | 0 | 0 | 0 | 0
SA1 | Hydrogen Turbine | 0 | 0 | 0 | 0 | 0 | 0 | 0 | 0.0085463 | 0.0087171 | 0.0076444 | 0.010135 | 0.012962 | 0.010075 | 0.011176 | 0.019658 | 0.01554 | 0.019934 | 0.015787 | 0.014895 | 0.019489 | 0.046859 | 0.017329 | 0.014031 | 0.027171 | 0.021553
SA1 | Wind | 797.5765 | 755.5085 | 741.2801 | 1046.0189 | 1009.1986 | 1558.5189 | 1606.4355 | 1587.9744 | 1623.9018 | 1459.178 | 1659.3807 | 1433.2014 | 1766.6409 | 1916.6556 | 2306.0957 | 2422.8785 | 2173.3083 | 2373.4461 | 2697.9853 | 2764.2841 | 2650.328 | 2727.6275 | 2554.3317 | 2761.0848 | 3105.1854
SA1 | Solar PV | 103.9356 | 88.6573 | 99.4742 | 116.0845 | 171.766 | 357.0378 | 344.9355 | 575.0995 | 592.1937 | 802.4375 | 1215.2932 | 1456.139 | 1479.3058 | 1824.4744 | 1634.9553 | 1652.7501 | 1677.1581 | 1615.8724 | 2843.4864 | 2482.4286 | 3059.1025 | 2938.6168 | 2895.8102 | 2466.9131 | 2572.8535
SA1 | Grid Battery | 16.0713 | 15.3975 | 14.1454 | 12.8448 | 12.5154 | 10.978 | 10.2565 | 90.2585 | 244.5194 | 549.1156 | 737.296 | 935.1099 | 961.9037 | 1132.6131 | 885.1369 | 861.4532 | 895.2544 | 800.4817 | 1670.3238 | 1382.9977 | 1776.708 | 1764.5489 | 1772.8838 | 1407.7715 | 1397.9494
SA1 | Pumped Hydro | 0 | 0 | 0.0075298 | 0.0080263 | 0.0094823 | 0.0099369 | 0.010228 | 0.010018 | 0.0094704 | 0.0092054 | 0.0084113 | 0.0086313 | 0.0084187 | 0.0083704 | 0.00779 | 0.0073915 | 0.0075408 | 0.007346 | 0.0071578 | 0.0069307 | 0.007086 | 0.007163 | 0.0069719 | 0.0062424 | 0.0059743
SA1 | VPP | 4.576 | 5.9829 | 6.6661 | 7.6816 | 8.944 | 9.3347 | 10.4109 | 11.2526 | 11.9834 | 14.0475 | 15.1363 | 16.3221 | 17.5706 | 18.7859 | 18.6707 | 18.8795 | 19.8484 | 19.048 | 20.7857 | 20.091 | 19.911 | 19.8191 | 20.3097 | 19.3138 | 18.8873
Total excluding storage |  | 11435.2211 | 10372.4602 | 16106.4436 | 13678.4594 | 10820.166 | 15861.889 | 13123.096 | 14127.9088 | 9818.8449 | 3904.6065 | 7181.5712 | 8483.0983 | 3911.5462 | 4110.7414 | 4176.5802 | 4075.7271 | 3937.0081 | 7056.5094 | 5634.1978 | 7308.2377 | 9730.3643 | 5666.3304 | 5450.2202 | 5228.1089 | 5678.1355
Region | Technology | 2023-24 | 2024-25 | 2025-26 | 2026-27 | 2027-28 | 2028-29 | 2029-30 | 2030-31 | 2031-32 | 2032-33 | 2033-34 | 2034-35 | 2035-36 | 2036-37 | 2037-38 | 2038-39 | 2039-40 | 2040-41 | 2041-42 | 2042-43 | 2043-44 | 2044-45 | 2045-46 | 2046-47 | 2047-48
TAS1 | Black Coal | 0 | 0 | 0 | 0 | 0 | 0 | 0 | 0 | 0 | 0 | 0 | 0 | 0 | 0 | 0 | 0 | 0 | 0 | 0 | 0 | 0 | 0 | 0 | 0 | 0
TAS1 | Brown Coal | 0 | 0 | 0 | 0 | 0 | 0 | 0 | 0 | 0 | 0 | 0 | 0 | 0 | 0 | 0 | 0 | 0 | 0 | 0 | 0 | 0 | 0 | 0 | 0 | 0
TAS1 | CCGT | 0 | 0.015987 | 0.015799 | 0.015784 | 0.016151 | 0.018062 | 0.019 | 0.018078 | 0.017136 | 0.016557 | 0.016888 | 0.016425 | 0.015497 | 0.014929 | 0.015987 | 0.015544 | 0.015464 | 0.02134 | 0.020141 | 0.019851 | 0.020406 | 0.018659 | 0.01767 | 0.025429 | 0.024216
TAS1 | Gas - Steam | 0 | 0 | 0 | 0 | 0 | 0 | 0 | 0 | 0 | 0 | 0 | 0 | 0 | 0 | 0 | 0 | 0 | 0 | 0 | 0 | 0 | 0 | 0 | 0 | 0
TAS1 | OCGT / Diesel | 0.029204 | 0.029048 | 0.02877 | 8.0928 | 3.749 | 3.3074 | 0.18375 | 0.15411 | 1.3786 | 34.3844 | 0.030103 | 0.030232 | 0.027032 | 0.026602 | 0.028495 | 0.027119 | 0.027485 | 0.023681 | 0.021289 | 0.02098 | 0.026446 | 0.018935 | 0.018027 | 0.027865 | 0.02524
TAS1 | Hydro | 48616.0316 | 53247.4087 | 46293.6931 | 45032.6072 | 51728.827 | 52039.7392 | 52373.4406 | 44596.075 | 43594.9289 | 37718.4713 | 37666.6728 | 36057.0577 | 30162.0256 | 26445.8252 | 30893.5 | 26078.3048 | 23927.0674 | 26223.5947 | 21059.2077 | 19455.7022 | 23131.1846 | 19368.8061 | 15227.1577 | 20372.5098 | 17839.2407
TAS1 | Hydrogen Turbine | 0 | 0 | 0 | 0 | 0 | 0 | 0 | 0.004404 | 0.0049742 | 0.0054174 | 0.0066205 | 0.009048 | 0.0073914 | 0.0090163 | 0.023861 | 0.023237 | 0.034409 | 0.030777 | 0.025181 | 0.030605 | 0.043924 | 0.026002 | 0.024829 | 0.2522 | 0.23096
TAS1 | Wind | 621.2565 | 568.5808 | 799.367 | 820.4879 | 1459.628 | 1468.9549 | 1825.5564 | 1724.4489 | 2187.5573 | 2143.7976 | 2077.3171 | 2595.5375 | 2509.8765 | 2845.8429 | 3134.4023 | 2859.4466 | 2672.6168 | 2997.0673 | 2904.0528 | 2556.6473 | 2697.8935 | 2524.4925 | 2507.2265 | 2717.1062 | 2661.9992
TAS1 | Solar PV | 0.0004051 | 0.00078934 | 0.0010734 | 0.0022589 | 0.26002 | 31.8027 | 67.4826 | 82.6344 | 72.572 | 72.7492 | 324.7278 | 573.8736 | 666.0005 | 665.7904 | 627.5187 | 698.5952 | 742.3624 | 681.3999 | 682.5877 | 832.368 | 838.7422 | 838.4172 | 766.3114 | 875.459 | 998.5292
TAS1 | Grid Battery | 0.0048729 | 0.0053203 | 0.0059124 | 0.0063732 | 0.0072347 | 0.0068811 | 0.0074308 | 0.0091306 | 0.013567 | 0.016246 | 0.018584 | 0.019495 | 0.020789 | 0.025344 | 0.043084 | 19.3978 | 18.82 | 17.4388 | 52.9989 | 131.3337 | 120.948 | 123.3988 | 120.4871 | 262.5658 | 409.0495
TAS1 | Pumped Hydro | 0 | 0 | 0.011031 | 0.012391 | 0.014465 | 18.2283 | 127.321 | 117.0926 | 179.4916 | 202.2628 | 228.5248 | 342.6306 | 435.012 | 403.5847 | 400.7372 | 391.9182 | 358.1024 | 336.7429 | 335.8395 | 300.4738 | 267.5418 | 287.2846 | 249.1141 | 226.305 | 216.6568
TAS1 | VPP | 0.085939 | 0.13473 | 0.20662 | 0.2956 | 0.47736 | 0.78083 | 0.8269 | 1.0839 | 1.4723 | 1.5818 | 1.5333 | 1.8396 | 1.9808 | 2.3397 | 2.3577 | 2.5001 | 2.8594 | 3.0469 | 3.1425 | 2.9225 | 3.054 | 3.0741 | 3.2695 | 3.0966 | 3.1896
Total excluding storage |  | 49237.3177 | 53816.0353 | 47093.1057 | 45861.2059 | 53192.4801 | 53543.8223 | 54266.6823 | 46403.3349 | 45856.4589 | 39969.4245 | 40068.7713 | 39226.5245 | 33337.9526 | 29957.509 | 34655.4894 | 29636.4126 | 27342.1239 | 29902.1377 | 24645.9148 | 22844.7889 | 26667.911 | 22731.7795 | 18500.7562 | 23965.3805 | 21500.0495
Explicitly modelled pumping
Region | Technology | 2023-24 | 2024-25 | 2025-26 | 2026-27 | 2027-28 | 2028-29 | 2029-30 | 2030-31 | 2031-32 | 2032-33 | 2033-34 | 2034-35 | 2035-36 | 2036-37 | 2037-38 | 2038-39 | 2039-40 | 2040-41 | 2041-42 | 2042-43 | 2043-44 | 2044-45 | 2045-46 | 2046-47 | 2047-48
NEM | Grid Battery pump | 44.1221 | 41.8987 | 40.2493 | 38.0134 | 36.3833 | 31.7897 | 30.3385 | 41.1954 | 37.7409 | 36.9953 | 32.8357 | 29.2801 | 28.6396 | 25.7738 | 23.4195 | 21.7437 | 21.0224 | 19.0277 | 15.1368 | 14.0461 | 9.396 | 9.2184 | 8.7731 | 3.1079 | 3.0253
NEM | Pumped Hydro Pump | 15122.9151 | 17257.5249 | 16083.5007 | 21487.1469 | 45669.6751 | 39703.1089 | 43716.3188 | 42288.133 | 39556.1945 | 36156.5553 | 34872.6871 | 30789.5544 | 31519.5448 | 30812.4686 | 26651.1343 | 24863.7728 | 23367.6541 | 21505.8284 | 21875.1904 | 19562.5862 | 17107.211 | 18309.2157 | 17150.6022 | 15936.1654 | 15256.499
NEM | VPP pump | 10.4142 | 15.3003 | 21.556 | 29.4509 | 39.0049 | 45.4512 | 56.4783 | 63.2251 | 75.0648 | 89.0104 | 102.4095 | 112.8227 | 127.5591 | 140.466 | 147.0069 | 155.0124 | 165.9604 | 167.3732 | 180.3065 | 182.174 | 179.3434 | 186.8608 | 189.7054 | 179.9063 | 182.9083
Region | Technology | 2023-24 | 2024-25 | 2025-26 | 2026-27 | 2027-28 | 2028-29 | 2029-30 | 2030-31 | 2031-32 | 2032-33 | 2033-34 | 2034-35 | 2035-36 | 2036-37 | 2037-38 | 2038-39 | 2039-40 | 2040-41 | 2041-42 | 2042-43 | 2043-44 | 2044-45 | 2045-46 | 2046-47 | 2047-48
NSW1 | Grid Battery pump | 2.672 | 2.4416 | 2.5724 | 2.543 | 2.3467 | 2.1204 | 2.0529 | 8.4029 | 7.9713 | 7.5309 | 7.2087 | 6.5596 | 6.3972 | 4.6249 | 4.2988 | 4.005 | 3.9119 | 3.6253 | 3.5289 | 3.2958 | 3.0216 | 2.9941 | 2.8783 | 0 | 0
NSW1 | Pumped Hydro Pump | 9205.7551 | 9945.684 | 9513.6987 | 14809.5994 | 39041.9698 | 35349.6279 | 38027.2585 | 36543.2 | 34743.0438 | 31737.3097 | 30414.8595 | 26803.1364 | 27696.3254 | 27335.4862 | 24039.7551 | 22109.6333 | 20739.9307 | 19077.2002 | 19229.9629 | 17273.8572 | 15100.6017 | 16275.6541 | 15279.35 | 14433.9652 | 13707.6112
NSW1 | VPP pump | 2.3426 | 4.0753 | 7.0164 | 10.0901 | 13.0869 | 15.8072 | 20.142 | 22.575 | 26.7813 | 30.8131 | 35.316 | 38.8822 | 44.1356 | 48.4494 | 50.7993 | 53.2099 | 56.8334 | 57.1798 | 59.7698 | 59.5121 | 58.2456 | 60.988 | 61.8371 | 58.005 | 59.0228
Region | Technology | 2023-24 | 2024-25 | 2025-26 | 2026-27 | 2027-28 | 2028-29 | 2029-30 | 2030-31 | 2031-32 | 2032-33 | 2033-34 | 2034-35 | 2035-36 | 2036-37 | 2037-38 | 2038-39 | 2039-40 | 2040-41 | 2041-42 | 2042-43 | 2043-44 | 2044-45 | 2045-46 | 2046-47 | 2047-48
QLD1 | Grid Battery pump | 5.8317 | 5.4474 | 4.9327 | 4.783 | 4.6398 | 4.2918 | 4.0862 | 3.8856 | 3.6895 | 3.4897 | 3.3299 | 3.1139 | 2.9368 | 2.7716 | 2.4665 | 2.3974 | 2.3026 | 2.2302 | 2.1536 | 2.0384 | 1.9149 | 1.8042 | 1.6911 | 1.4967 | 1.4923
QLD1 | Pumped Hydro Pump | 5917.16 | 7311.8409 | 6569.802 | 6677.5475 | 6627.7053 | 4353.481 | 5689.0603 | 5744.933 | 4813.1507 | 4419.2456 | 4457.8276 | 3986.418 | 3823.2194 | 3476.9824 | 2611.3792 | 2754.1395 | 2627.7234 | 2428.6282 | 2645.2275 | 2288.729 | 2006.6094 | 2033.5616 | 1871.2522 | 1502.2001 | 1548.8878
QLD1 | VPP pump | 1.2827 | 1.9387 | 3.0181 | 4.5898 | 6.594 | 8.4298 | 11.1117 | 13.0783 | 17.1499 | 21.2147 | 25.5953 | 29.1077 | 32.8756 | 36.1475 | 37.78 | 41.2425 | 44.5193 | 47.3044 | 50.7687 | 53.944 | 55.5407 | 56.4052 | 56.328 | 53.4627 | 55.4799
Region | Technology | 2023-24 | 2024-25 | 2025-26 | 2026-27 | 2027-28 | 2028-29 | 2029-30 | 2030-31 | 2031-32 | 2032-33 | 2033-34 | 2034-35 | 2035-36 | 2036-37 | 2037-38 | 2038-39 | 2039-40 | 2040-41 | 2041-42 | 2042-43 | 2043-44 | 2044-45 | 2045-46 | 2046-47 | 2047-48
VIC1 | Grid Battery pump | 16.6669 | 15.7969 | 16.036 | 15.5068 | 14.571 | 12.4459 | 12.0556 | 17.4733 | 15.6276 | 15.3706 | 12.4487 | 11.2578 | 11.3445 | 10.6584 | 9.6737 | 8.875 | 8.4731 | 7.3618 | 3.5561 | 3.233 | 2.7922 | 2.8426 | 2.7727 | 0.32763 | 0.31851
VIC1 | Pumped Hydro Pump | 0 | 0 | 0 | 0 | 0 | 0 | 0 | 0 | 0 | 0 | 0 | 0 | 0 | 0 | 0 | 0 | 0 | 0 | 0 | 0 | 0 | 0 | 0 | 0 | 0
VIC1 | VPP pump | 1.3123 | 2.0904 | 3.4357 | 5.3855 | 8.2105 | 9.3416 | 11.9652 | 13.0948 | 15.3022 | 18.5434 | 21.9299 | 23.4665 | 27.5482 | 31.0057 | 33.6942 | 35.3318 | 37.9644 | 36.8276 | 41.6804 | 41.565 | 38.6024 | 42.5111 | 43.7557 | 42.1464 | 42.4306
Region | Technology | 2023-24 | 2024-25 | 2025-26 | 2026-27 | 2027-28 | 2028-29 | 2029-30 | 2030-31 | 2031-32 | 2032-33 | 2033-34 | 2034-35 | 2035-36 | 2036-37 | 2037-38 | 2038-39 | 2039-40 | 2040-41 | 2041-42 | 2042-43 | 2043-44 | 2044-45 | 2045-46 | 2046-47 | 2047-48
SA1 | Grid Battery pump | 18.9516 | 18.2127 | 16.7081 | 15.1806 | 14.8259 | 12.9316 | 12.1438 | 11.4335 | 10.4524 | 10.6041 | 9.8484 | 8.3489 | 7.9612 | 7.7189 | 6.9806 | 6.4664 | 6.3348 | 5.8102 | 5.8981 | 5.4789 | 1.6673 | 1.5774 | 1.4311 | 1.2836 | 1.2146
SA1 | Pumped Hydro Pump | 0 | 0 | 0 | 0 | 0 | 0 | 0 | 0 | 0 | 0 | 0 | 0 | 0 | 0 | 0 | 0 | 0 | 0 | 0 | 0 | 0 | 0 | 0 | 0 | 0
SA1 | VPP pump | 5.3756 | 7.0372 | 7.8429 | 9.0378 | 10.55 | 10.9558 | 12.2833 | 13.2049 | 14.0992 | 16.5729 | 17.7635 | 19.2039 | 20.6729 | 22.1026 | 21.9674 | 22.2775 | 23.2882 | 22.4765 | 24.3902 | 23.7036 | 23.3612 | 23.3509 | 23.9265 | 22.6603 | 22.2221
Region | Technology | 2023-24 | 2024-25 | 2025-26 | 2026-27 | 2027-28 | 2028-29 | 2029-30 | 2030-31 | 2031-32 | 2032-33 | 2033-34 | 2034-35 | 2035-36 | 2036-37 | 2037-38 | 2038-39 | 2039-40 | 2040-41 | 2041-42 | 2042-43 | 2043-44 | 2044-45 | 2045-46 | 2046-47 | 2047-48
TAS1 | Grid Battery pump | 0 | 0 | 0 | 0 | 0 | 0 | 0 | 0 | 0 | 0 | 0 | 0 | 0 | 0 | 0 | 0 | 0 | 0 | 0 | 0 | 0 | 0 | 0 | 0 | 0
TAS1 | Pumped Hydro Pump | 0 | 0 | 0 | 0 | 0 | 0 | 0 | 0 | 0 | 0 | 0 | 0 | 0 | 0 | 0 | 0 | 0 | 0 | 0 | 0 | 0 | 0 | 0 | 0 | 0
TAS1 | VPP pump | 0.10105 | 0.15871 | 0.24293 | 0.34766 | 0.56352 | 0.91682 | 0.976 | 1.2722 | 1.7322 | 1.8663 | 1.8048 | 2.1624 | 2.3268 | 2.7608 | 2.766 | 2.9508 | 3.355 | 3.5849 | 3.6974 | 3.4495 | 3.5935 | 3.6056 | 3.8581 | 3.632 | 3.7528

## Option 2_FOM Cost
FOM cost by technology ($000s) - Option 2, Hydrogen Superpower Scenario
FOM | Real June 2021 dollars discounted to 1 July 2021. For new entrant capacity, the FOM is incurred annually in modelling. For existing capacity, FOM is considered to be a sunk cost, since the fixed retirement dates are assumed to be the same in the Base Case and the option case. As such, early withdrawals are presented as an annual FOM saving, or negative cost, that continues until the assumed fixed date withdrawal.
Explicitly modelled generation
Region | Technology | 2023-24 | 2024-25 | 2025-26 | 2026-27 | 2027-28 | 2028-29 | 2029-30 | 2030-31 | 2031-32 | 2032-33 | 2033-34 | 2034-35 | 2035-36 | 2036-37 | 2037-38 | 2038-39 | 2039-40 | 2040-41 | 2041-42 | 2042-43 | 2043-44 | 2044-45 | 2045-46 | 2046-47 | 2047-48
NEM | Black Coal | 0 | 0 | -1067552.0754 | -222231.1909 | -844427.0433 | -83188.4022 | -778665.2825 | -353614.9211 | -305594.6081 | -48696.8523 | -0.20747 | -0.047702 | -0.078217 | -0.029023 | -0.0019909 | -0.099641 | -0.039754 | -0.0057202 | -0.012261 | -0.0036214 | -0.0021853 | -0.001247 | -0.00057429 | -7.2859e-05 | -0.00073016
NEM | Brown Coal | 0 | 0 | -2853648.2939 | -687922.923 | -0.74171 | -83599.4668 | -942934.7432 | -146200.0915 | -0.90089 | -0.049468 | -0.010653 | -0.0049726 | -0.057347 | -0.010866 | -0.0011939 | -0.022496 | -0.012397 | -0.018364 | -0.0047847 | -0.005842 | -0.00050532 | -0.0069591 | -0.0007466 | -1.9706e-05 | 0
NEM | CCGT | 0 | 1.0176 | 0.37734 | 0.0064391 | 0.0081884 | 0.030803 | 0.011789 | 0.00096236 | 0.00060561 | 0.002387 | 0.013158 | 0.0030873 | 0.00043871 | 0.0025798 | 0.042795 | 0.0020236 | 0.0055351 | 0.16739 | 0.0085461 | 0.0093315 | 0.030541 | 0.00019039 | 0.00016944 | 0.081802 | 0.0004658
NEM | Gas - Steam | 0 | 0 | 0 | 0 | 0 | 0 | 0 | 0 | 0 | 0 | 0 | 0 | 0 | 0 | 0 | 0 | 0 | 0 | 0 | 0 | 0 | 0 | 0 | 0 | 0
NEM | OCGT / Diesel | 3.6989 | 1.373 | 0.96639 | 0.055266 | 0.059878 | 0.061995 | 0.042993 | 0.046816 | 0.051173 | 0.055375 | 0.038452 | 0.041509 | 0.03758 | 0.050895 | 3180.9014 | 0.029046 | 0.03971 | 0.073635 | 0.032631 | 0.028392 | 521.7023 | 0.09207 | 503.9697 | 1730.9188 | 0.0037558
NEM | Hydro | 0 | 0 | 0 | 0 | 0 | 0 | 0 | 0 | 0 | 0 | 0 | 0 | 0 | 0 | 0 | 0 | 0 | 0 | 0 | 0 | 0 | 0 | 0 | 0 | 0
NEM | Hydrogen Turbine | 0 | 0 | 0 | 0 | 0 | 0 | 0 | 1.1374 | 0.044933 | 0.043541 | 0.035059 | 0.06987 | 0.31347 | 0.079644 | 4496.6458 | 0.043319 | 3621.726 | 0.020888 | 0.010644 | 0.050731 | 13315.8273 | 2730.268 | 0.0059805 | 579.9461 | 4.92
NEM | Wind | 2825055.9551 | 353419.2078 | 1851576.1179 | 1204473.2998 | 2043145.3695 | 1256577.9613 | 1548841.6123 | 296453.4161 | 410460.3254 | 543331.2509 | 1060697.1023 | 1473355.1816 | 474328.3908 | 826752.0311 | 1455630.8446 | 468067.5564 | 12645.6642 | 330469.5932 | 612650.6015 | 717483.1999 | 322976.602 | 130821.0506 | 242990.495 | 458397.9364 | 75964.1018
NEM | Solar PV | 13.6655 | 7.4839 | 460624.4057 | 332119.4953 | 377053.2196 | 888833.0443 | 402033.8432 | 983276.5649 | 572278.9359 | 639564.2575 | 1332733.6355 | 1801464.8553 | 126075.25 | 558285.3066 | 818079.3746 | 58684.568 | 158286.695 | 308468.9923 | 878858.127 | 601620.2692 | 502323.3074 | 143894.1053 | 106629.5092 | 210243.5774 | 25296.422
NEM | Grid Battery | 20.936 | 18020.9129 | 367399.2045 | 264562.0702 | 118757.3693 | 371929.6907 | 86494.2653 | 576811.4084 | 305604.7409 | 675897.2959 | 527189.6668 | 496466.0292 | 253249.6556 | 190542.1635 | 170863.9356 | 48729.6495 | 65088.3617 | 133481.2884 | 456198.6682 | 363512.7123 | 247711.8921 | 112262.9861 | 8298.7092 | 56469.5999 | 15499.3869
NEM | Pumped Hydro | 0 | 0 | 152576.8391 | 73976.2567 | 3616.187 | 29055.9076 | 61275.0465 | 0.449 | 26851.7556 | 15175.1972 | 20314.8309 | 53064.857 | 38007.7783 | 2.6414 | 5.2712 | 1.7495 | 0.14489 | 0.11061 | 0.21292 | 0.154 | 0.14099 | 0.032304 | 0.0097438 | 0.05647 | 0.013211
NEM | VPP | 0 | 0 | 0 | 0 | 0 | 0 | 0 | 0 | 0 | 0 | 0 | 0 | 0 | 0 | 0 | 0 | 0 | 0 | 0 | 0 | 0 | 0 | 0 | 0 | 0
Total excluding storage |  | 2825073.3195 | 353429.0824 | -1608998.502 | 626438.743 | 1575770.8721 | 1978623.2294 | 229275.4846 | 779916.1536 | 677143.849 | 1134198.708 | 2393430.6063 | 3274820.0986 | 600403.8567 | 1385037.4309 | 2281387.806 | 526752.0767 | 174554.0783 | 638938.8233 | 1491508.7633 | 1319103.5481 | 839137.4669 | 277445.5079 | 350123.9788 | 670952.4603 | 101265.4474
Region | Technology | 2023-24 | 2024-25 | 2025-26 | 2026-27 | 2027-28 | 2028-29 | 2029-30 | 2030-31 | 2031-32 | 2032-33 | 2033-34 | 2034-35 | 2035-36 | 2036-37 | 2037-38 | 2038-39 | 2039-40 | 2040-41 | 2041-42 | 2042-43 | 2043-44 | 2044-45 | 2045-46 | 2046-47 | 2047-48
NSW1 | Black Coal | 0 | 0 | -9010.1811 | -130754.2988 | -478579.2609 | -0.024344 | -96728.8425 | -113875.3852 | -72792.732 | -48695.0696 | -0.017232 | -0.00059698 | -0.0097504 | -0.0008268 | -7.063e-05 | -0.065291 | -0.0022193 | 0 | 0 | 0 | 0 | 0 | 0 | 0 | 0
NSW1 | Brown Coal | 0 | 0 | 0 | 0 | 0 | 0 | 0 | 0 | 0 | 0 | 0 | 0 | 0 | 0 | 0 | 0 | 0 | 0 | 0 | 0 | 0 | 0 | 0 | 0 | 0
NSW1 | CCGT | 0 | 0.25517 | 0.060056 | 1.8015e-05 | 1.5952e-05 | 2.8839e-05 | 1.7185e-05 | 1.32e-05 | 1.054e-05 | 9.5814e-06 | 1.2108e-05 | 1.4856e-05 | 1.5455e-05 | 3.1313e-05 | 0.027446 | 2.4729e-05 | 3.6876e-05 | 0.023584 | 6.2705e-05 | 0.001146 | 0.010651 | 7.8345e-06 | 2.4061e-05 | 0.020423 | 4.8307e-06
NSW1 | Gas - Steam | 0 | 0 | 0 | 0 | 0 | 0 | 0 | 0 | 0 | 0 | 0 | 0 | 0 | 0 | 0 | 0 | 0 | 0 | 0 | 0 | 0 | 0 | 0 | 0 | 0
NSW1 | OCGT / Diesel | 0.55128 | 1.1772 | 0.035038 | 0.0010111 | 0.0014923 | 0.0024224 | 0.0022563 | 0.0017427 | 0.002454 | 0.0023093 | 0.002577 | 0.0022904 | 0.0022034 | 0.0027197 | 3180.8561 | 0.0020294 | 0.0021851 | 0.0021811 | 0.0018196 | 0.0019589 | 521.6541 | 0.0012175 | 503.9562 | 1730.8668 | 0.00023289
NSW1 | Hydro | 0 | 0 | 0 | 0 | 0 | 0 | 0 | 0 | 0 | 0 | 0 | 0 | 0 | 0 | 0 | 0 | 0 | 0 | 0 | 0 | 0 | 0 | 0 | 0 | 0
NSW1 | Hydrogen Turbine | 0 | 0 | 0 | 0 | 0 | 0 | 0 | 0.37045 | 0.0066959 | 0.0094507 | 0.0062043 | 0.0085381 | 0.0024271 | 0.012976 | 0.85846 | 0.00092503 | 0.0033098 | 0.0021765 | 0.00063692 | 0.0013271 | 0.0056454 | 3.593e-05 | 4.2767e-05 | 0.00068765 | 0.00011344
NSW1 | Wind | 1039427.6603 | 66970.9837 | 176831.0676 | 344232.9233 | 912041.9992 | 103250.5762 | 277401.6594 | 0.38478 | 1.9509 | 427525.7451 | 58237.9103 | 34563.9863 | 0.38319 | 120027.3579 | 46414.0142 | 54727.1175 | 0.37145 | 72030.323 | 167803.8023 | 838.8432 | 15918.8255 | 0.01601 | 6242.1557 | 75849.065 | 466.0127
NSW1 | Solar PV | 2.5444 | 2.0302 | 353345.5342 | 131950.7625 | 216342.6287 | 268100.0628 | 181576.3495 | 295151.7189 | 184736.1078 | 72031.0277 | 0.24763 | 107023.0289 | 0.0096935 | 55937.6017 | 310587.4852 | 0.13142 | 0.020864 | 89011.5622 | 1.2111 | 43303.9982 | 59002.7588 | 0.0010873 | 0.0061076 | 45373.6389 | 0.0049693
NSW1 | Grid Battery | 9.4193 | 15.0124 | 298199.0832 | 1.2126 | 75021.2562 | 62176.691 | 15899.7884 | 422489.2205 | 1.8698 | 203976.3382 | 3.3139 | 0.15951 | 98435.5172 | 4682.3635 | 159304.3561 | 0.24578 | 0.97587 | 3.5716 | 4716.1176 | 40818.1452 | 10837.3173 | 22793.0525 | 8293.9853 | 795.9957 | 0.29672
NSW1 | Pumped Hydro | 0 | 0 | 82348.5232 | 0.29901 | 3613.9631 | 17930.5268 | 0.063585 | 0.067472 | 0.011532 | 0.025915 | 0.038314 | 0.049855 | 0.035604 | 0.018214 | 0.049384 | 0.013968 | 0.020974 | 0.040618 | 0.016066 | 0.015301 | 0.0153 | 0.010983 | 0.0033965 | 0.01127 | 0.0010772
NSW1 | VPP | 0 | 0 | 0 | 0 | 0 | 0 | 0 | 0 | 0 | 0 | 0 | 0 | 0 | 0 | 0 | 0 | 0 | 0 | 0 | 0 | 0 | 0 | 0 | 0 | 0
Total excluding storage |  | 1039430.7559 | 66974.4463 | 521166.5158 | 345429.388 | 649805.3685 | 371350.6171 | 362249.1688 | 181277.0907 | 111945.3359 | 450861.715 | 58238.1495 | 141587.0255 | 0.38778 | 175964.9745 | 360183.2414 | 54727.1867 | 0.39563 | 161041.9131 | 167805.016 | 44142.8459 | 75443.2547 | 0.018359 | 6746.1181 | 122953.5918 | 466.018
Region | Technology | 2023-24 | 2024-25 | 2025-26 | 2026-27 | 2027-28 | 2028-29 | 2029-30 | 2030-31 | 2031-32 | 2032-33 | 2033-34 | 2034-35 | 2035-36 | 2036-37 | 2037-38 | 2038-39 | 2039-40 | 2040-41 | 2041-42 | 2042-43 | 2043-44 | 2044-45 | 2045-46 | 2046-47 | 2047-48
QLD1 | Black Coal | 0 | 0 | -1058541.8943 | -91476.8921 | -365847.7825 | -83188.3779 | -681936.44 | -239739.5359 | -232801.8761 | -1.7826 | -0.19024 | -0.047105 | -0.068467 | -0.028196 | -0.0019202 | -0.034349 | -0.037534 | -0.0057202 | -0.012261 | -0.0036214 | -0.0021853 | -0.001247 | -0.00057429 | -7.2859e-05 | -0.00073016
QLD1 | Brown Coal | 0 | 0 | 0 | 0 | 0 | 0 | 0 | 0 | 0 | 0 | 0 | 0 | 0 | 0 | 0 | 0 | 0 | 0 | 0 | 0 | 0 | 0 | 0 | 0 | 0
QLD1 | CCGT | 0 | 0.20224 | 0.14805 | 0.00046443 | 9.9594e-05 | 0.0056835 | 3.5775e-05 | 2.6437e-05 | 2.6592e-05 | 2.7956e-05 | 0.00010388 | 0.00023807 | 0.00010072 | 0.00011063 | 0.0006177 | 3.4182e-05 | 2.7808e-05 | 0.054653 | 0.0001146 | 0.0017229 | 0.0017158 | 0.00014789 | 0.00010839 | 0.029964 | 4.368e-06
QLD1 | Gas - Steam | 0 | 0 | 0 | 0 | 0 | 0 | 0 | 0 | 0 | 0 | 0 | 0 | 0 | 0 | 0 | 0 | 0 | 0 | 0 | 0 | 0 | 0 | 0 | 0 | 0
QLD1 | OCGT / Diesel | 0.54857 | 0.025937 | 0.81158 | 0.0015481 | 0.0024521 | 0.0041371 | 0.002091 | 0.0018266 | 0.0020456 | 0.0021805 | 0.0023542 | 0.0024667 | 0.0020131 | 0.0024137 | 0.002068 | 0.0020154 | 0.0020995 | 0.012222 | 0.0027691 | 0.0047387 | 0.0055225 | 0.0027778 | 0.0051181 | 0.03635 | 0.00040649
QLD1 | Hydro | 0 | 0 | 0 | 0 | 0 | 0 | 0 | 0 | 0 | 0 | 0 | 0 | 0 | 0 | 0 | 0 | 0 | 0 | 0 | 0 | 0 | 0 | 0 | 0 | 0
QLD1 | Hydrogen Turbine | 0 | 0 | 0 | 0 | 0 | 0 | 0 | 0.3147 | 0.0030673 | 0.0019771 | 0.001828 | 0.0036911 | 0.0027807 | 0.0065133 | 0.045272 | 0.00089579 | 0.0019261 | 0.0021208 | 0.0012657 | 0.0065907 | 0.0090779 | 0.0016185 | 0.0038946 | 0.024054 | 4.2133e-05
QLD1 | Wind | 994007.6847 | 23206.8373 | 710726.4372 | 337330.118 | 431633.3254 | 129753.3316 | 703939.1795 | 148430.1791 | 146573.2963 | 37515.6772 | 432215.8384 | 1111484.4608 | 237212.3435 | 252716.7946 | 516755.169 | 85620.0882 | 0.0033926 | 1.2374 | 109654.6476 | 535338.8182 | 93633.318 | 130821.0252 | 231389.3205 | 216452.2879 | 1177.4436
QLD1 | Solar PV | 2.9202 | 1.0821 | 10669.0561 | 5969.4965 | 83691.9658 | 327636.4441 | 163018.0174 | 168947.2237 | 385773.303 | 315748.7989 | 617994.9245 | 1025185.9698 | 45106.8393 | 118084.3289 | 237941.2949 | 0.0081867 | 0.0036064 | 194026.3572 | 154610.4831 | 476603.1529 | 135699.4375 | 143894.1004 | 106629.4052 | 85936.7422 | 0.0013812
QLD1 | Grid Battery | 2.8612 | 0.95945 | 65190.4573 | 9.2532 | 3.9016 | 309752.7268 | 0.050888 | 93582.6741 | 174029.7914 | 243227.7327 | 336983.4395 | 336558.3779 | 85931.8524 | 0.037855 | 0.021298 | 10950.6739 | 12001.6622 | 133477.6324 | 29781.5432 | 274708.2144 | 69349.9067 | 83850.8557 | 2.7651 | 5551.6213 | 0.0039979
QLD1 | Pumped Hydro | 0 | 0 | 48438.8829 | 72420.8026 | 0.013953 | 0.6782 | 0.017511 | 0.013088 | 0.0053582 | 0.022521 | 0.08212 | 0.12219 | 0.020946 | 0.0065893 | 0.02008 | 0.0058468 | 0.0054276 | 0.031912 | 0.011468 | 0.034826 | 0.014207 | 0.012744 | 0.0025568 | 0.011547 | 5.3519e-05
QLD1 | VPP | 0 | 0 | 0 | 0 | 0 | 0 | 0 | 0 | 0 | 0 | 0 | 0 | 0 | 0 | 0 | 0 | 0 | 0 | 0 | 0 | 0 | 0 | 0 | 0 | 0
Total excluding storage |  | 994011.1535 | 23208.1476 | -337145.4413 | 251822.7244 | 149477.5113 | 374201.4076 | 185020.759 | 77638.1834 | 299544.7283 | 353262.6977 | 1050210.577 | 2136670.3899 | 282319.1192 | 370801.1044 | 754696.5099 | 85620.065 | -0.026482 | 194027.6579 | 264265.1226 | 1011941.9805 | 229332.7697 | 274715.1288 | 338018.7342 | 302389.1205 | 1177.4447
Region | Technology | 2023-24 | 2024-25 | 2025-26 | 2026-27 | 2027-28 | 2028-29 | 2029-30 | 2030-31 | 2031-32 | 2032-33 | 2033-34 | 2034-35 | 2035-36 | 2036-37 | 2037-38 | 2038-39 | 2039-40 | 2040-41 | 2041-42 | 2042-43 | 2043-44 | 2044-45 | 2045-46 | 2046-47 | 2047-48
VIC1 | Black Coal | 0 | 0 | 0 | 0 | 0 | 0 | 0 | 0 | 0 | 0 | 0 | 0 | 0 | 0 | 0 | 0 | 0 | 0 | 0 | 0 | 0 | 0 | 0 | 0 | 0
VIC1 | Brown Coal | 0 | 0 | -2853648.2939 | -687922.923 | -0.74171 | -83599.4668 | -942934.7432 | -146200.0915 | -0.90089 | -0.049468 | -0.010653 | -0.0049726 | -0.057347 | -0.010866 | -0.0011939 | -0.022496 | -0.012397 | -0.018364 | -0.0047847 | -0.005842 | -0.00050532 | -0.0069591 | -0.0007466 | -1.9706e-05 | 0
VIC1 | CCGT | 0 | 0.2353 | 0.13781 | 6.4363e-05 | 3.0423e-05 | 1.5691e-05 | 0 | 0 | 0 | 0 | 0 | 6.477e-06 | 6.6579e-06 | 8.7736e-06 | 1.6683e-05 | 1.6774e-05 | 6.3902e-05 | 0.037753 | 0.002742 | 0.00015332 | 0.0097086 | 1.4897e-05 | 7.7951e-06 | 0.0173 | 0.00032214
VIC1 | Gas - Steam | 0 | 0 | 0 | 0 | 0 | 0 | 0 | 0 | 0 | 0 | 0 | 0 | 0 | 0 | 0 | 0 | 0 | 0 | 0 | 0 | 0 | 0 | 0 | 0 | 0
VIC1 | OCGT / Diesel | 1.5018 | 0.13506 | 0.035707 | 0.012201 | 0.0047827 | 0.0050569 | 0.002037 | 0.001756 | 0.0016066 | 0.0024799 | 0.0019122 | 0.0023375 | 0.0020823 | 0.0023779 | 0.002713 | 0.0025689 | 0.0031686 | 0.004688 | 0.0072141 | 0.0020323 | 0.009094 | 0.082661 | 0.00073129 | 0.00065882 | 0.00038303
VIC1 | Hydro | 0 | 0 | 0 | 0 | 0 | 0 | 0 | 0 | 0 | 0 | 0 | 0 | 0 | 0 | 0 | 0 | 0 | 0 | 0 | 0 | 0 | 0 | 0 | 0 | 0
VIC1 | Hydrogen Turbine | 0 | 0 | 0 | 0 | 0 | 0 | 0 | 1.1877e-05 | 1.1661e-05 | 1.2371e-05 | 1.4854e-05 | 2.5215e-05 | 0.30207 | 0.03236 | 4495.5663 | 0.032493 | 3621.6276 | 0.01418 | 0.005593 | 0.0010594 | 13315.6985 | 2730.2654 | 0.0014495 | 579.5339 | 4.9196
VIC1 | Wind | 156386.609 | 252242.4259 | 724075.5327 | 163034.9544 | 219004.0548 | 160775.6901 | 19556.1904 | 37375.6464 | 0.079024 | 0.03002 | 179775.4094 | 12.437 | 0.015343 | 38201.6336 | 92305.2614 | 189299.5952 | 12644.5782 | 48647.8641 | 3516.168 | 68554.032 | 84184.4988 | 0.0034159 | 5359.0016 | 31647.9261 | 24463.74
VIC1 | Solar PV | 2.7925 | 2.5234 | 79023.8063 | 172978.1441 | 9249.8315 | 1852.1285 | 0.35807 | 217913.1846 | 0.0022478 | 28235.023 | 0.16987 | 80893.0865 | 2700.7841 | 51133.1386 | 26708.3155 | 0.26203 | 52675.3111 | 14177.579 | 129231.7616 | 0.039354 | 48751.5131 | 0.0021055 | 0.095853 | 4316.3075 | 7239.4528
VIC1 | Grid Battery | 3.9208 | 18003.6196 | 4007.8275 | 264549.9024 | 43729.0039 | 0.25676 | 70590.6973 | 0.18886 | 0.063576 | 0.76854 | 6.4109 | 0.19744 | 32823.8241 | 75481.1542 | 11551.1056 | 23993.2228 | 23130.4127 | 0.0088102 | 65903.0103 | 7108.9206 | 20865.1564 | 5619.0076 | 1.9461 | 19754.8768 | 0.50499
VIC1 | Pumped Hydro | 0 | 0 | 21781.2033 | 1553.7764 | 0.048687 | 0.012463 | 0.0036234 | 0.0044839 | 0.0032875 | 0.0070123 | 0.011503 | 0.015304 | 0.012263 | 0.011877 | 0.013633 | 0.010117 | 0.013102 | 0.0089852 | 0.014276 | 0.013379 | 0.011057 | 0.0056178 | 0.0035343 | 0.0051485 | 0.0016447
VIC1 | VPP | 0 | 0 | 0 | 0 | 0 | 0 | 0 | 0 | 0 | 0 | 0 | 0 | 0 | 0 | 0 | 0 | 0 | 0 | 0 | 0 | 0 | 0 | 0 | 0 | 0
Total excluding storage |  | 156390.9034 | 252245.3197 | -2050548.7814 | -351909.8122 | 228253.1494 | 79028.3569 | -923378.1926 | 109088.7412 | -0.818 | 28235.0061 | 179775.5705 | 80905.5209 | 2701.0463 | 89334.796 | 123509.1446 | 189299.8698 | 68941.5077 | 62825.4814 | 132747.9404 | 68554.0687 | 146251.7287 | 2730.3467 | 5359.0989 | 36543.7854 | 31708.1132
Region | Technology | 2023-24 | 2024-25 | 2025-26 | 2026-27 | 2027-28 | 2028-29 | 2029-30 | 2030-31 | 2031-32 | 2032-33 | 2033-34 | 2034-35 | 2035-36 | 2036-37 | 2037-38 | 2038-39 | 2039-40 | 2040-41 | 2041-42 | 2042-43 | 2043-44 | 2044-45 | 2045-46 | 2046-47 | 2047-48
SA1 | Black Coal | 0 | 0 | 0 | 0 | 0 | 0 | 0 | 0 | 0 | 0 | 0 | 0 | 0 | 0 | 0 | 0 | 0 | 0 | 0 | 0 | 0 | 0 | 0 | 0 | 0
SA1 | Brown Coal | 0 | 0 | 0 | 0 | 0 | 0 | 0 | 0 | 0 | 0 | 0 | 0 | 0 | 0 | 0 | 0 | 0 | 0 | 0 | 0 | 0 | 0 | 0 | 0 | 0
SA1 | CCGT | 0 | 0.20576 | 0.026655 | 9.6316e-05 | 0.00011576 | 0.0072072 | 0.0001777 | 0.00021798 | 7.1499e-05 | 7.9359e-05 | 0.0066626 | 0.0007412 | 0.00011825 | 0.0010868 | 0.0067443 | 0.00013608 | 0.0028106 | 0.028805 | 0.0054028 | 0.0043136 | 0.0056935 | 5.7522e-06 | 7.6179e-06 | 0.0059908 | 4.9481e-05
SA1 | Gas - Steam | 0 | 0 | 0 | 0 | 0 | 0 | 0 | 0 | 0 | 0 | 0 | 0 | 0 | 0 | 0 | 0 | 0 | 0 | 0 | 0 | 0 | 0 | 0 | 0 | 0
SA1 | OCGT / Diesel | 0.59003 | 0.0067022 | 0.057645 | 0.010505 | 0.014106 | 0.025616 | 0.019476 | 0.023743 | 0.020097 | 0.011385 | 0.022995 | 0.019098 | 0.015288 | 0.02067 | 0.021945 | 0.0096306 | 0.016338 | 0.026555 | 0.0087539 | 0.012456 | 0.022259 | 0.0015657 | 0.0023045 | 0.0066404 | 0.0016477
SA1 | Hydro | 0 | 0 | 0 | 0 | 0 | 0 | 0 | 0 | 0 | 0 | 0 | 0 | 0 | 0 | 0 | 0 | 0 | 0 | 0 | 0 | 0 | 0 | 0 | 0 | 0
SA1 | Hydrogen Turbine | 0 | 0 | 0 | 0 | 0 | 0 | 0 | 0.24641 | 0.016504 | 0.0058834 | 0.021502 | 0.033017 | 0.0027676 | 0.009305 | 0.060498 | 0.0034907 | 0.015447 | 0.0010789 | 0.0018795 | 0.02117 | 0.074767 | 0.00027637 | 0.00022106 | 0.00053382 | 5.7575e-05
SA1 | Wind | 295191.7521 | 10994.9046 | 66854.6873 | 317395.9307 | 27730.8438 | 743780.5407 | 164174.6851 | 110647.0226 | 0.024918 | 0.014813 | 238027.1203 | 0.011354 | 220346.1196 | 221535.0681 | 437383.0394 | 133457.3206 | 0.60575 | 113785.2846 | 271667.8684 | 112751.423 | 79586.1356 | 0.0024574 | 0.0021088 | 70400.4597 | 33964.9841
SA1 | Solar PV | 4.5091 | 1.2833 | 17585.4793 | 21219.4677 | 67443.8838 | 248126.1902 | 8344.7634 | 277807.5726 | 1769.5191 | 223549.2652 | 458904.5254 | 321056.0524 | 4904.3947 | 273560.6319 | 160871.8124 | 0.11151 | 55484.987 | 0.11916 | 595014.5889 | 2557.3735 | 237640.5131 | 0.00081913 | 0.00095484 | 23390.6519 | 5657.1913
SA1 | Grid Battery | 2.7255 | 0.93126 | 1.3537 | 1.2889 | 2.4494 | 0.0032426 | 3.1296 | 60738.2426 | 131570.6 | 228690.2316 | 190194.7073 | 159906.9223 | 36057.0944 | 110376.1981 | 0.030505 | 0.080771 | 29950.1225 | 0.035294 | 335530.519 | 0.016569 | 146656.1979 | 0.0057739 | 0.0050103 | 0.0050471 | 0.01374
SA1 | Pumped Hydro | 0 | 0 | 2.7094 | 0.29961 | 0.54404 | 0.48021 | 0.23901 | 0.057326 | 0.0036835 | 0.026105 | 0.085631 | 0.11363 | 0.032801 | 0.10414 | 0.025686 | 0.011492 | 0.096163 | 0.020968 | 0.071409 | 0.036213 | 0.089934 | 8.482e-05 | 0.00010082 | 0.00011894 | 0.00025681
SA1 | VPP | 0 | 0 | 0 | 0 | 0 | 0 | 0 | 0 | 0 | 0 | 0 | 0 | 0 | 0 | 0 | 0 | 0 | 0 | 0 | 0 | 0 | 0 | 0 | 0 | 0
Total excluding storage |  | 295196.8512 | 10996.4004 | 84440.2509 | 338615.409 | 95174.7418 | 991906.7637 | 172519.4681 | 388454.8656 | 1769.5806 | 223549.2974 | 696931.6969 | 321056.1166 | 225250.5326 | 495095.731 | 598254.941 | 133457.4454 | 55485.6273 | 113785.4602 | 866682.4733 | 115308.8344 | 317226.7515 | 0.0051244 | 0.0055968 | 93791.1248 | 39622.1772
Region | Technology | 2023-24 | 2024-25 | 2025-26 | 2026-27 | 2027-28 | 2028-29 | 2029-30 | 2030-31 | 2031-32 | 2032-33 | 2033-34 | 2034-35 | 2035-36 | 2036-37 | 2037-38 | 2038-39 | 2039-40 | 2040-41 | 2041-42 | 2042-43 | 2043-44 | 2044-45 | 2045-46 | 2046-47 | 2047-48
TAS1 | Black Coal | 0 | 0 | 0 | 0 | 0 | 0 | 0 | 0 | 0 | 0 | 0 | 0 | 0 | 0 | 0 | 0 | 0 | 0 | 0 | 0 | 0 | 0 | 0 | 0 | 0
TAS1 | Brown Coal | 0 | 0 | 0 | 0 | 0 | 0 | 0 | 0 | 0 | 0 | 0 | 0 | 0 | 0 | 0 | 0 | 0 | 0 | 0 | 0 | 0 | 0 | 0 | 0 | 0
TAS1 | CCGT | 0 | 0.11913 | 0.0047714 | 0.005796 | 0.0079266 | 0.017867 | 0.011559 | 0.00070474 | 0.00049698 | 0.0022701 | 0.006379 | 0.0020867 | 0.00019763 | 0.0013423 | 0.0079697 | 0.0018118 | 0.0025959 | 0.0226 | 0.00022403 | 0.0019958 | 0.0027729 | 1.4009e-05 | 2.1578e-05 | 0.0081246 | 8.4986e-05
TAS1 | Gas - Steam | 0 | 0 | 0 | 0 | 0 | 0 | 0 | 0 | 0 | 0 | 0 | 0 | 0 | 0 | 0 | 0 | 0 | 0 | 0 | 0 | 0 | 0 | 0 | 0 | 0
TAS1 | OCGT / Diesel | 0.50715 | 0.028044 | 0.026418 | 0.03 | 0.037045 | 0.024762 | 0.017133 | 0.017748 | 0.024969 | 0.03702 | 0.0086137 | 0.015317 | 0.015993 | 0.022714 | 0.018496 | 0.012802 | 0.015918 | 0.027988 | 0.012075 | 0.0072062 | 0.011332 | 0.0038474 | 0.0053288 | 0.0082951 | 0.0010857
TAS1 | Hydro | 0 | 0 | 0 | 0 | 0 | 0 | 0 | 0 | 0 | 0 | 0 | 0 | 0 | 0 | 0 | 0 | 0 | 0 | 0 | 0 | 0 | 0 | 0 | 0 | 0
TAS1 | Hydrogen Turbine | 0 | 0 | 0 | 0 | 0 | 0 | 0 | 0.20583 | 0.018654 | 0.026217 | 0.0055102 | 0.024598 | 0.0034222 | 0.018489 | 0.11532 | 0.0055152 | 0.077767 | 0.001332 | 0.0012685 | 0.020583 | 0.03927 | 0.00062845 | 0.00037256 | 0.38693 | 0.00017382
TAS1 | Wind | 340042.2491 | 4.0563 | 173088.3931 | 42479.3733 | 452735.1463 | 119017.8228 | 383769.8978 | 0.18322 | 263884.9743 | 78289.7838 | 152440.8238 | 327294.2861 | 16769.5291 | 194271.1769 | 362773.3606 | 4963.4347 | 0.10542 | 96004.884 | 60008.1152 | 0.083561 | 49653.824 | 0.0035005 | 0.015084 | 64048.1977 | 15891.9214
TAS1 | Solar PV | 0.89926 | 0.565 | 0.52982 | 1.6246 | 324.9098 | 43118.2187 | 49094.3549 | 23456.865 | 0.0037868 | 0.14266 | 255833.768 | 267306.7176 | 73363.2222 | 59569.6056 | 81970.4667 | 58684.0549 | 50126.3724 | 11253.3748 | 0.082199 | 79155.7053 | 21229.085 | 0.00092601 | 0.0011449 | 51226.2368 | 12399.7715
TAS1 | Grid Battery | 2.0092 | 0.39018 | 0.48284 | 0.41307 | 0.75824 | 0.012862 | 0.59903 | 1.0824 | 2.4161 | 2.2249 | 1.7952 | 0.37199 | 1.3676 | 2.4098 | 8.4221 | 13785.4262 | 5.1885 | 0.040306 | 20267.478 | 40877.4156 | 3.3138 | 0.064512 | 0.0077215 | 30367.1009 | 15498.5674
TAS1 | Pumped Hydro | 0 | 0 | 5.5202 | 1.079 | 1.6173 | 11124.2098 | 61274.7228 | 0.30663 | 26851.7318 | 15175.1157 | 20314.6133 | 53064.556 | 38007.6767 | 2.5005 | 5.1624 | 1.7081 | 0.0092227 | 0.0081278 | 0.099704 | 0.054286 | 0.010494 | 0.0028751 | 0.00015543 | 0.028385 | 0.010179
TAS1 | VPP | 0 | 0 | 0 | 0 | 0 | 0 | 0 | 0 | 0 | 0 | 0 | 0 | 0 | 0 | 0 | 0 | 0 | 0 | 0 | 0 | 0 | 0 | 0 | 0 | 0
Total excluding storage |  | 340043.6555 | 4.7685 | 173088.9541 | 42481.0337 | 453060.1011 | 162136.0841 | 432864.2813 | 23457.2725 | 263885.0222 | 78289.9919 | 408274.6123 | 594601.0457 | 90132.7709 | 253840.825 | 444743.9691 | 63647.5098 | 50126.5741 | 107258.3106 | 60008.211 | 79155.8186 | 70882.9624 | 0.0089164 | 0.021952 | 115274.8378 | 28291.6943

## Option 2_Fuel Cost
Fuel cost by technology ($000s) - Option 2, Hydrogen Superpower Scenario
Fuel | Real June 2021 dollars discounted to 1 July 2021
Explicitly modelled generation
Region | Technology | 2023-24 | 2024-25 | 2025-26 | 2026-27 | 2027-28 | 2028-29 | 2029-30 | 2030-31 | 2031-32 | 2032-33 | 2033-34 | 2034-35 | 2035-36 | 2036-37 | 2037-38 | 2038-39 | 2039-40 | 2040-41 | 2041-42 | 2042-43 | 2043-44 | 2044-45 | 2045-46 | 2046-47 | 2047-48
NEM | Black Coal | 1332131.433 | 1222949.292 | 834226.8367 | 628926.9742 | 350226.473 | 363360.0472 | 147061.1501 | 85920.1527 | 17286.5817 | 5.6004 | 4.1693 | 3.9409 | 2.7354 | 2.2247 | 1.9105 | 1.5888 | 1.4109 | 1.5002 | 1.4418 | 1.2326 | 1.0706 | 0.85338 | 0.64101 | 0.54644 | 0.50353
NEM | Brown Coal | 179854.839 | 156364.018 | 59874.2313 | 36619.6521 | 35980.8292 | 30455.9519 | 4617.7579 | 0.44997 | 0.38199 | 0.36587 | 0.35006 | 0.33874 | 0.3006 | 0.28294 | 0.28356 | 0.26422 | 0.24253 | 0.26085 | 0.24734 | 0.22798 | 0.21626 | 0.17699 | 0.050622 | 0.07075 | 0
NEM | CCGT | 165530.0139 | 166590.5044 | 333609.526 | 304984.1218 | 263375.0254 | 284184.8952 | 337567.4165 | 319313.8222 | 342630.1331 | 223223.3775 | 259337.5012 | 269080.0941 | 133606.4023 | 83944.4746 | 141919.043 | 66242.4999 | 54691.2226 | 171681.4601 | 139810.6659 | 132193.9218 | 88242.8783 | 81858.1243 | 32172.8213 | 24685.8558 | 22557.0432
NEM | Gas - Steam | 10615.0054 | 13696.0424 | 124768.14 | 56742.264 | 63616.468 | 100824.578 | 78533.904 | 49075.945 | 26133.078 | 14407.6082 | 5054.6181 | 11153.92 | 6878.925 | 5154.0945 | 11758.286 | 6716.454 | 0 | 0 | 0 | 0 | 0 | 0 | 0 | 0 | 0
NEM | OCGT / Diesel | 16262.5934 | 18007.6671 | 103385.46 | 75748.6883 | 61386.9982 | 111109.9065 | 90894.6466 | 100035.4339 | 51515.6076 | 32871.796 | 5111.9331 | 21080.2698 | 12929.9055 | 7618.1574 | 13139.3982 | 4739.1485 | 15847.5786 | 55048.7524 | 9217.2192 | 18862.7691 | 72285.8295 | 4977.5406 | 2967.4703 | 57212.8355 | 1135.124
NEM | Hydro | 0 | 0 | 0 | 0 | 0 | 0 | 0 | 0 | 0 | 0 | 0 | 0 | 0 | 0 | 0 | 0 | 0 | 0 | 0 | 0 | 0 | 0 | 0 | 0 | 0
NEM | Hydrogen Turbine | 0 | 0 | 0 | 0 | 0 | 0 | 0 | 2.0564 | 2.2554 | 1.8877 | 2.1842 | 2.5904 | 2.9637 | 3.3125 | 26411.6336 | 24568.5336 | 49789.3503 | 42410.6403 | 38433.4116 | 37881.6366 | 175796.3325 | 143532.4176 | 148879.4804 | 207930.4914 | 205858.3853
NEM | Wind | 0 | 0 | 0 | 0 | 0 | 0 | 0 | 0 | 0 | 0 | 0 | 0 | 0 | 0 | 0 | 0 | 0 | 0 | 0 | 0 | 0 | 0 | 0 | 0 | 0
NEM | Solar PV | 0 | 0 | 0 | 0 | 0 | 0 | 0 | 0 | 0 | 0 | 0 | 0 | 0 | 0 | 0 | 0 | 0 | 0 | 0 | 0 | 0 | 0 | 0 | 0 | 0
NEM | Grid Battery | 0 | 0 | 0 | 0 | 0 | 0 | 0 | 0 | 0 | 0 | 0 | 0 | 0 | 0 | 0 | 0 | 0 | 0 | 0 | 0 | 0 | 0 | 0 | 0 | 0
NEM | Pumped Hydro | 0 | 0 | 0 | 0 | 0 | 0 | 0 | 0 | 0 | 0 | 0 | 0 | 0 | 0 | 0 | 0 | 0 | 0 | 0 | 0 | 0 | 0 | 0 | 0 | 0
NEM | VPP | 0 | 0 | 0 | 0 | 0 | 0 | 0 | 0 | 0 | 0 | 0 | 0 | 0 | 0 | 0 | 0 | 0 | 0 | 0 | 0 | 0 | 0 | 0 | 0 | 0
Total excluding storage |  | 1704393.8848 | 1577607.5239 | 1455864.194 | 1103021.7004 | 774585.7939 | 889935.3787 | 658674.8749 | 554347.8602 | 437568.0378 | 270510.6357 | 269510.7559 | 301321.1539 | 153421.2325 | 96722.5466 | 193230.5549 | 102268.489 | 120329.8049 | 269142.6138 | 187462.9858 | 188939.7881 | 336326.3271 | 230369.1127 | 184020.4636 | 289829.7999 | 229551.056
Region | Technology | 2023-24 | 2024-25 | 2025-26 | 2026-27 | 2027-28 | 2028-29 | 2029-30 | 2030-31 | 2031-32 | 2032-33 | 2033-34 | 2034-35 | 2035-36 | 2036-37 | 2037-38 | 2038-39 | 2039-40 | 2040-41 | 2041-42 | 2042-43 | 2043-44 | 2044-45 | 2045-46 | 2046-47 | 2047-48
NSW1 | Black Coal | 750190.804 | 671755.948 | 487249.7742 | 329866.754 | 159289.7312 | 196902.6508 | 87920.6371 | 55727.3777 | 17281.6013 | 1.5727 | 0.54851 | 0.53194 | 0.46146 | 0.37304 | 0.40108 | 0.293 | 0.2458 | 0 | 0 | 0 | 0 | 0 | 0 | 0 | 0
NSW1 | Brown Coal | 0 | 0 | 0 | 0 | 0 | 0 | 0 | 0 | 0 | 0 | 0 | 0 | 0 | 0 | 0 | 0 | 0 | 0 | 0 | 0 | 0 | 0 | 0 | 0 | 0
NSW1 | CCGT | 1364.9011 | 2879.6064 | 62880.9227 | 59696.5168 | 53050.0545 | 55881.4534 | 63705.0197 | 63684.1608 | 64383.4274 | 50628.8124 | 53672.343 | 56800.6043 | 35585.1225 | 33321.5914 | 42954.6733 | 34546.3272 | 26231.7137 | 51893.1961 | 43749.4539 | 42191.8158 | 0.75725 | 0.67827 | 0.648 | 1.1423 | 1.058
NSW1 | Gas - Steam | 0 | 0 | 0 | 0 | 0 | 0 | 0 | 0 | 0 | 0 | 0 | 0 | 0 | 0 | 0 | 0 | 0 | 0 | 0 | 0 | 0 | 0 | 0 | 0 | 0
NSW1 | OCGT / Diesel | 205.8945 | 644.5768 | 9370.7264 | 7293.5641 | 1857.9412 | 3804.5788 | 6341.69 | 12457.2356 | 10418.939 | 8434.0256 | 1075.3345 | 3085.7838 | 674.1611 | 511.7813 | 2095.1449 | 1.0038 | 1968.5169 | 9067.2077 | 1313.4033 | 210.8425 | 12576.668 | 1287.515 | 407.5004 | 11733.5426 | 247.6414
NSW1 | Hydro | 0 | 0 | 0 | 0 | 0 | 0 | 0 | 0 | 0 | 0 | 0 | 0 | 0 | 0 | 0 | 0 | 0 | 0 | 0 | 0 | 0 | 0 | 0 | 0 | 0
NSW1 | Hydrogen Turbine | 0 | 0 | 0 | 0 | 0 | 0 | 0 | 0.76505 | 0.85802 | 0.65313 | 0.74591 | 0.88936 | 0.68406 | 0.74755 | 5.0202 | 4.7363 | 4.1789 | 4.3359 | 2.6158 | 3.1437 | 4.1907 | 2.0042 | 2.2603 | 3.4513 | 2.6607
NSW1 | Wind | 0 | 0 | 0 | 0 | 0 | 0 | 0 | 0 | 0 | 0 | 0 | 0 | 0 | 0 | 0 | 0 | 0 | 0 | 0 | 0 | 0 | 0 | 0 | 0 | 0
NSW1 | Solar PV | 0 | 0 | 0 | 0 | 0 | 0 | 0 | 0 | 0 | 0 | 0 | 0 | 0 | 0 | 0 | 0 | 0 | 0 | 0 | 0 | 0 | 0 | 0 | 0 | 0
NSW1 | Grid Battery | 0 | 0 | 0 | 0 | 0 | 0 | 0 | 0 | 0 | 0 | 0 | 0 | 0 | 0 | 0 | 0 | 0 | 0 | 0 | 0 | 0 | 0 | 0 | 0 | 0
NSW1 | Pumped Hydro | 0 | 0 | 0 | 0 | 0 | 0 | 0 | 0 | 0 | 0 | 0 | 0 | 0 | 0 | 0 | 0 | 0 | 0 | 0 | 0 | 0 | 0 | 0 | 0 | 0
NSW1 | VPP | 0 | 0 | 0 | 0 | 0 | 0 | 0 | 0 | 0 | 0 | 0 | 0 | 0 | 0 | 0 | 0 | 0 | 0 | 0 | 0 | 0 | 0 | 0 | 0 | 0
Total excluding storage |  | 751761.5996 | 675280.1312 | 559501.4233 | 396856.8349 | 214197.7269 | 256588.683 | 157967.3469 | 131869.5391 | 92084.8257 | 59065.0638 | 54748.9719 | 59887.8094 | 36260.4292 | 33834.4933 | 45055.2394 | 34552.3603 | 28204.6553 | 60964.7397 | 45065.473 | 42405.8021 | 12581.6159 | 1290.1975 | 410.4087 | 11738.1362 | 251.3601
Region | Technology | 2023-24 | 2024-25 | 2025-26 | 2026-27 | 2027-28 | 2028-29 | 2029-30 | 2030-31 | 2031-32 | 2032-33 | 2033-34 | 2034-35 | 2035-36 | 2036-37 | 2037-38 | 2038-39 | 2039-40 | 2040-41 | 2041-42 | 2042-43 | 2043-44 | 2044-45 | 2045-46 | 2046-47 | 2047-48
QLD1 | Black Coal | 581940.629 | 551193.344 | 346977.0625 | 299060.2202 | 190936.7418 | 166457.3964 | 59140.513 | 30192.775 | 4.9804 | 4.0278 | 3.6208 | 3.409 | 2.274 | 1.8516 | 1.5094 | 1.2958 | 1.1651 | 1.5002 | 1.4418 | 1.2326 | 1.0706 | 0.85338 | 0.64101 | 0.54644 | 0.50353
QLD1 | Brown Coal | 0 | 0 | 0 | 0 | 0 | 0 | 0 | 0 | 0 | 0 | 0 | 0 | 0 | 0 | 0 | 0 | 0 | 0 | 0 | 0 | 0 | 0 | 0 | 0 | 0
QLD1 | CCGT | 72318.7378 | 85362.9134 | 166541.5093 | 152718.1133 | 134812.241 | 130534.541 | 187500.0794 | 168818.6042 | 202605.3815 | 158849.7978 | 159616.6724 | 154906.8065 | 92867.1839 | 47376.8836 | 98962.7672 | 31694.6558 | 28458.0236 | 119786.1599 | 96059.1547 | 90000.0969 | 88239.9488 | 81855.5083 | 32170.3411 | 24682.0457 | 22553.4336
QLD1 | Gas - Steam | 0 | 0 | 0 | 0 | 0 | 0 | 0 | 0 | 0 | 0 | 0 | 0 | 0 | 0 | 0 | 0 | 0 | 0 | 0 | 0 | 0 | 0 | 0 | 0 | 0
QLD1 | OCGT / Diesel | 7.9533 | 1.1568 | 1995.4925 | 6047.3776 | 4023.3751 | 2642.6333 | 13394.617 | 23788.9539 | 20431.8821 | 9226.7378 | 645.4546 | 0.73917 | 0.68765 | 0.65346 | 102.8791 | 0.61219 | 2505.774 | 4282.6407 | 104.6197 | 0.9445 | 0.95428 | 0.8357 | 0.78733 | 38448.6646 | 1.226
QLD1 | Hydro | 0 | 0 | 0 | 0 | 0 | 0 | 0 | 0 | 0 | 0 | 0 | 0 | 0 | 0 | 0 | 0 | 0 | 0 | 0 | 0 | 0 | 0 | 0 | 0 | 0
QLD1 | Hydrogen Turbine | 0 | 0 | 0 | 0 | 0 | 0 | 0 | 0.46086 | 0.55122 | 0.45305 | 0.46517 | 0.45662 | 0.46589 | 0.49579 | 0.86535 | 0.6668 | 0.52025 | 0.56234 | 0.43627 | 0.48491 | 0.54623 | 0.49287 | 0.49307 | 1.243 | 0.58094
QLD1 | Wind | 0 | 0 | 0 | 0 | 0 | 0 | 0 | 0 | 0 | 0 | 0 | 0 | 0 | 0 | 0 | 0 | 0 | 0 | 0 | 0 | 0 | 0 | 0 | 0 | 0
QLD1 | Solar PV | 0 | 0 | 0 | 0 | 0 | 0 | 0 | 0 | 0 | 0 | 0 | 0 | 0 | 0 | 0 | 0 | 0 | 0 | 0 | 0 | 0 | 0 | 0 | 0 | 0
QLD1 | Grid Battery | 0 | 0 | 0 | 0 | 0 | 0 | 0 | 0 | 0 | 0 | 0 | 0 | 0 | 0 | 0 | 0 | 0 | 0 | 0 | 0 | 0 | 0 | 0 | 0 | 0
QLD1 | Pumped Hydro | 0 | 0 | 0 | 0 | 0 | 0 | 0 | 0 | 0 | 0 | 0 | 0 | 0 | 0 | 0 | 0 | 0 | 0 | 0 | 0 | 0 | 0 | 0 | 0 | 0
QLD1 | VPP | 0 | 0 | 0 | 0 | 0 | 0 | 0 | 0 | 0 | 0 | 0 | 0 | 0 | 0 | 0 | 0 | 0 | 0 | 0 | 0 | 0 | 0 | 0 | 0 | 0
Total excluding storage |  | 654267.3202 | 636557.4142 | 515514.0643 | 457825.7111 | 329772.3579 | 299634.5707 | 260035.2093 | 222800.7939 | 223042.7953 | 168081.0164 | 160266.213 | 154911.4113 | 92870.6114 | 47379.8845 | 99068.0211 | 31697.2306 | 30965.4829 | 124070.8631 | 96165.6524 | 90002.7589 | 88242.5198 | 81857.6902 | 32172.2625 | 63132.4998 | 22555.744
Region | Technology | 2023-24 | 2024-25 | 2025-26 | 2026-27 | 2027-28 | 2028-29 | 2029-30 | 2030-31 | 2031-32 | 2032-33 | 2033-34 | 2034-35 | 2035-36 | 2036-37 | 2037-38 | 2038-39 | 2039-40 | 2040-41 | 2041-42 | 2042-43 | 2043-44 | 2044-45 | 2045-46 | 2046-47 | 2047-48
VIC1 | Black Coal | 0 | 0 | 0 | 0 | 0 | 0 | 0 | 0 | 0 | 0 | 0 | 0 | 0 | 0 | 0 | 0 | 0 | 0 | 0 | 0 | 0 | 0 | 0 | 0 | 0
VIC1 | Brown Coal | 179854.839 | 156364.018 | 59874.2313 | 36619.6521 | 35980.8292 | 30455.9519 | 4617.7579 | 0.44997 | 0.38199 | 0.36587 | 0.35006 | 0.33874 | 0.3006 | 0.28294 | 0.28356 | 0.26422 | 0.24253 | 0.26085 | 0.24734 | 0.22798 | 0.21626 | 0.17699 | 0.050622 | 0.07075 | 0
VIC1 | CCGT | 0 | 0.73843 | 1.2085 | 1.1254 | 1.0669 | 1.0566 | 1.0006 | 0.9255 | 0.85396 | 0.80866 | 0.77789 | 0.75813 | 0.70872 | 0.67292 | 0.6644 | 0.61967 | 0.59267 | 0.85521 | 0.83258 | 0.78693 | 0.8769 | 0.77818 | 0.73895 | 1.2057 | 1.1637
VIC1 | Gas - Steam | 1357.1054 | 1313.9434 | 86046.888 | 36228.72 | 50581.372 | 85875.56 | 70088.432 | 39716.284 | 21603.384 | 12858.2 | 5054.392 | 9719.747 | 6878.925 | 5154.0945 | 11758.286 | 6716.454 | 0 | 0 | 0 | 0 | 0 | 0 | 0 | 0 | 0
VIC1 | OCGT / Diesel | 1904.7996 | 1372.0502 | 47874.103 | 29310.618 | 32733.1252 | 61846.9299 | 42609.8303 | 27874.9163 | 13445.8521 | 11367.6228 | 1525.1353 | 13501.2426 | 10351.7873 | 6412.7508 | 8738.6359 | 4735.763 | 10644.4314 | 15898.3773 | 7018.1323 | 1309.6378 | 16305.9548 | 3687.5725 | 2557.6586 | 7028.6179 | 884.4618
VIC1 | Hydro | 0 | 0 | 0 | 0 | 0 | 0 | 0 | 0 | 0 | 0 | 0 | 0 | 0 | 0 | 0 | 0 | 0 | 0 | 0 | 0 | 0 | 0 | 0 | 0 | 0
VIC1 | Hydrogen Turbine | 0 | 0 | 0 | 0 | 0 | 0 | 0 | 0 | 0 | 0 | 0 | 0 | 0.84998 | 0.97987 | 26403.45 | 24561.122 | 49781.884 | 42403.412 | 38428.384 | 37875.576 | 175787.248 | 143527.872 | 148874.912 | 207912.896 | 205843.616
VIC1 | Wind | 0 | 0 | 0 | 0 | 0 | 0 | 0 | 0 | 0 | 0 | 0 | 0 | 0 | 0 | 0 | 0 | 0 | 0 | 0 | 0 | 0 | 0 | 0 | 0 | 0
VIC1 | Solar PV | 0 | 0 | 0 | 0 | 0 | 0 | 0 | 0 | 0 | 0 | 0 | 0 | 0 | 0 | 0 | 0 | 0 | 0 | 0 | 0 | 0 | 0 | 0 | 0 | 0
VIC1 | Grid Battery | 0 | 0 | 0 | 0 | 0 | 0 | 0 | 0 | 0 | 0 | 0 | 0 | 0 | 0 | 0 | 0 | 0 | 0 | 0 | 0 | 0 | 0 | 0 | 0 | 0
VIC1 | Pumped Hydro | 0 | 0 | 0 | 0 | 0 | 0 | 0 | 0 | 0 | 0 | 0 | 0 | 0 | 0 | 0 | 0 | 0 | 0 | 0 | 0 | 0 | 0 | 0 | 0 | 0
VIC1 | VPP | 0 | 0 | 0 | 0 | 0 | 0 | 0 | 0 | 0 | 0 | 0 | 0 | 0 | 0 | 0 | 0 | 0 | 0 | 0 | 0 | 0 | 0 | 0 | 0 | 0
Total excluding storage |  | 183116.744 | 159050.7501 | 193796.4308 | 102160.1155 | 119296.3934 | 178179.4984 | 117317.0207 | 67592.5758 | 35050.4721 | 24226.9973 | 6580.6553 | 23222.0865 | 17232.5716 | 11568.781 | 46901.3198 | 36014.2229 | 60427.1505 | 58302.9054 | 45447.5963 | 39186.2287 | 192094.296 | 147216.3997 | 151433.3602 | 214942.7904 | 206729.2415
Region | Technology | 2023-24 | 2024-25 | 2025-26 | 2026-27 | 2027-28 | 2028-29 | 2029-30 | 2030-31 | 2031-32 | 2032-33 | 2033-34 | 2034-35 | 2035-36 | 2036-37 | 2037-38 | 2038-39 | 2039-40 | 2040-41 | 2041-42 | 2042-43 | 2043-44 | 2044-45 | 2045-46 | 2046-47 | 2047-48
SA1 | Black Coal | 0 | 0 | 0 | 0 | 0 | 0 | 0 | 0 | 0 | 0 | 0 | 0 | 0 | 0 | 0 | 0 | 0 | 0 | 0 | 0 | 0 | 0 | 0 | 0 | 0
SA1 | Brown Coal | 0 | 0 | 0 | 0 | 0 | 0 | 0 | 0 | 0 | 0 | 0 | 0 | 0 | 0 | 0 | 0 | 0 | 0 | 0 | 0 | 0 | 0 | 0 | 0 | 0
SA1 | CCGT | 91846.375 | 78346.8137 | 104185.4569 | 92567.9363 | 75511.2214 | 97767.3475 | 86360.7914 | 86809.6294 | 75639.9923 | 13743.4941 | 46047.2295 | 57371.4544 | 5152.9385 | 3244.8918 | 0.47068 | 0.44183 | 0.43929 | 0.62314 | 0.63465 | 0.64056 | 0.69749 | 0.61284 | 0.57557 | 0.71699 | 0.67884
SA1 | Gas - Steam | 9257.9 | 12382.099 | 38721.252 | 20513.544 | 13035.096 | 14949.018 | 8445.472 | 9359.661 | 4529.694 | 1549.4082 | 0.22605 | 1434.173 | 0 | 0 | 0 | 0 | 0 | 0 | 0 | 0 | 0 | 0 | 0 | 0 | 0
SA1 | OCGT / Diesel | 14143.3279 | 15989.2623 | 44144.5213 | 32983.5255 | 22719.425 | 42768.3923 | 28545.633 | 35911.8711 | 7198.8807 | 3340.4119 | 1865.3323 | 4491.8166 | 1902.6474 | 692.3569 | 2202.0756 | 1.137 | 728.2174 | 25799.8412 | 780.4477 | 17340.728 | 43401.485 | 1.0737 | 1.0039 | 1.1925 | 1.0609
SA1 | Hydro | 0 | 0 | 0 | 0 | 0 | 0 | 0 | 0 | 0 | 0 | 0 | 0 | 0 | 0 | 0 | 0 | 0 | 0 | 0 | 0 | 0 | 0 | 0 | 0 | 0
SA1 | Hydrogen Turbine | 0 | 0 | 0 | 0 | 0 | 0 | 0 | 0.54809 | 0.53876 | 0.45736 | 0.5886 | 0.73282 | 0.55591 | 0.6029 | 1.0381 | 0.80494 | 1.015 | 0.78999 | 0.73424 | 0.94614 | 2.2441 | 0.81923 | 0.65533 | 1.2547 | 0.9839
SA1 | Wind | 0 | 0 | 0 | 0 | 0 | 0 | 0 | 0 | 0 | 0 | 0 | 0 | 0 | 0 | 0 | 0 | 0 | 0 | 0 | 0 | 0 | 0 | 0 | 0 | 0
SA1 | Solar PV | 0 | 0 | 0 | 0 | 0 | 0 | 0 | 0 | 0 | 0 | 0 | 0 | 0 | 0 | 0 | 0 | 0 | 0 | 0 | 0 | 0 | 0 | 0 | 0 | 0
SA1 | Grid Battery | 0 | 0 | 0 | 0 | 0 | 0 | 0 | 0 | 0 | 0 | 0 | 0 | 0 | 0 | 0 | 0 | 0 | 0 | 0 | 0 | 0 | 0 | 0 | 0 | 0
SA1 | Pumped Hydro | 0 | 0 | 0 | 0 | 0 | 0 | 0 | 0 | 0 | 0 | 0 | 0 | 0 | 0 | 0 | 0 | 0 | 0 | 0 | 0 | 0 | 0 | 0 | 0 | 0
SA1 | VPP | 0 | 0 | 0 | 0 | 0 | 0 | 0 | 0 | 0 | 0 | 0 | 0 | 0 | 0 | 0 | 0 | 0 | 0 | 0 | 0 | 0 | 0 | 0 | 0 | 0
Total excluding storage |  | 115247.6029 | 106718.1749 | 187051.2302 | 146065.0058 | 111265.7424 | 155484.7579 | 123351.8964 | 132081.7096 | 87369.1058 | 18633.7715 | 47913.3764 | 63298.1769 | 7056.1418 | 3937.8516 | 2203.5843 | 2.3837 | 729.6717 | 25801.2543 | 781.8165 | 17342.3147 | 43404.4266 | 2.5057 | 2.2348 | 3.1642 | 2.7237
Region | Technology | 2023-24 | 2024-25 | 2025-26 | 2026-27 | 2027-28 | 2028-29 | 2029-30 | 2030-31 | 2031-32 | 2032-33 | 2033-34 | 2034-35 | 2035-36 | 2036-37 | 2037-38 | 2038-39 | 2039-40 | 2040-41 | 2041-42 | 2042-43 | 2043-44 | 2044-45 | 2045-46 | 2046-47 | 2047-48
TAS1 | Black Coal | 0 | 0 | 0 | 0 | 0 | 0 | 0 | 0 | 0 | 0 | 0 | 0 | 0 | 0 | 0 | 0 | 0 | 0 | 0 | 0 | 0 | 0 | 0 | 0 | 0
TAS1 | Brown Coal | 0 | 0 | 0 | 0 | 0 | 0 | 0 | 0 | 0 | 0 | 0 | 0 | 0 | 0 | 0 | 0 | 0 | 0 | 0 | 0 | 0 | 0 | 0 | 0 | 0
TAS1 | CCGT | 0 | 0.43249 | 0.42863 | 0.43003 | 0.44161 | 0.49665 | 0.5254 | 0.50235 | 0.47784 | 0.46456 | 0.47843 | 0.47072 | 0.44863 | 0.43479 | 0.46747 | 0.4554 | 0.45337 | 0.62564 | 0.5901 | 0.58161 | 0.59787 | 0.54669 | 0.51771 | 0.74502 | 0.70902
TAS1 | Gas - Steam | 0 | 0 | 0 | 0 | 0 | 0 | 0 | 0 | 0 | 0 | 0 | 0 | 0 | 0 | 0 | 0 | 0 | 0 | 0 | 0 | 0 | 0 | 0 | 0 | 0
TAS1 | OCGT / Diesel | 0.61809 | 0.6211 | 0.61682 | 113.6032 | 53.1318 | 47.3722 | 2.8762 | 2.457 | 20.0537 | 502.998 | 0.67639 | 0.68764 | 0.62197 | 0.61494 | 0.66267 | 0.63241 | 0.63901 | 0.68552 | 0.61616 | 0.61634 | 0.76737 | 0.54367 | 0.52008 | 0.8179 | 0.73393
TAS1 | Hydro | 0 | 0 | 0 | 0 | 0 | 0 | 0 | 0 | 0 | 0 | 0 | 0 | 0 | 0 | 0 | 0 | 0 | 0 | 0 | 0 | 0 | 0 | 0 | 0 | 0
TAS1 | Hydrogen Turbine | 0 | 0 | 0 | 0 | 0 | 0 | 0 | 0.28244 | 0.30743 | 0.32412 | 0.38448 | 0.51155 | 0.40783 | 0.48641 | 1.26 | 1.2036 | 1.7521 | 1.5401 | 1.2413 | 1.4858 | 2.1035 | 1.2293 | 1.1596 | 11.6463 | 10.5438
TAS1 | Wind | 0 | 0 | 0 | 0 | 0 | 0 | 0 | 0 | 0 | 0 | 0 | 0 | 0 | 0 | 0 | 0 | 0 | 0 | 0 | 0 | 0 | 0 | 0 | 0 | 0
TAS1 | Solar PV | 0 | 0 | 0 | 0 | 0 | 0 | 0 | 0 | 0 | 0 | 0 | 0 | 0 | 0 | 0 | 0 | 0 | 0 | 0 | 0 | 0 | 0 | 0 | 0 | 0
TAS1 | Grid Battery | 0 | 0 | 0 | 0 | 0 | 0 | 0 | 0 | 0 | 0 | 0 | 0 | 0 | 0 | 0 | 0 | 0 | 0 | 0 | 0 | 0 | 0 | 0 | 0 | 0
TAS1 | Pumped Hydro | 0 | 0 | 0 | 0 | 0 | 0 | 0 | 0 | 0 | 0 | 0 | 0 | 0 | 0 | 0 | 0 | 0 | 0 | 0 | 0 | 0 | 0 | 0 | 0 | 0
TAS1 | VPP | 0 | 0 | 0 | 0 | 0 | 0 | 0 | 0 | 0 | 0 | 0 | 0 | 0 | 0 | 0 | 0 | 0 | 0 | 0 | 0 | 0 | 0 | 0 | 0 | 0
Total excluding storage |  | 0.61809 | 1.0536 | 1.0455 | 114.0332 | 53.5734 | 47.8688 | 3.4016 | 3.2418 | 20.8389 | 503.7867 | 1.5393 | 1.6699 | 1.4784 | 1.5361 | 2.3902 | 2.2914 | 2.8444 | 2.8513 | 2.4476 | 2.6838 | 3.4688 | 2.3196 | 2.1974 | 13.2092 | 11.9867

## Option 2_Build Cost
New generation build cost (CAPEX) by technology ($000s) - Option 2, Hydrogen Superpower Scenario
CAPEX (Install) | Real June 2021 dollars discounted to 1 July 2021. The total capital costs are annualised for modelling purposes.
Explicitly modelled generation
Region | Technology | 2023-24 | 2024-25 | 2025-26 | 2026-27 | 2027-28 | 2028-29 | 2029-30 | 2030-31 | 2031-32 | 2032-33 | 2033-34 | 2034-35 | 2035-36 | 2036-37 | 2037-38 | 2038-39 | 2039-40 | 2040-41 | 2041-42 | 2042-43 | 2043-44 | 2044-45 | 2045-46 | 2046-47 | 2047-48
NEM | Black Coal | 0 | 0 | 0 | 0 | 0 | 0 | 0 | 0 | 0 | 0 | 0 | 0 | 0 | 0 | 0 | 0 | 0 | 0 | 0 | 0 | 0 | 0 | 0 | 0 | 0
NEM | Brown Coal | 0 | 0 | 0 | 0 | 0 | 0 | 0 | 0 | 0 | 0 | 0 | 0 | 0 | 0 | 0 | 0 | 0 | 0 | 0 | 0 | 0 | 0 | 0 | 0 | 0
NEM | CCGT | 0 | 13.5285 | 5.0026 | 0.085989 | 0.1092 | 0.40951 | 0.15663 | 0.012755 | 0.0080103 | 0.031536 | 0.17325 | 0.040599 | 0.0057498 | 0.033777 | 0.55448 | 0.026413 | 0.072051 | 2.1626 | 0.11015 | 0.12052 | 0.39069 | 0.0024485 | 0.002174 | 1.0435 | 0.0059034
NEM | Gas - Steam | 0 | 0 | 0 | 0 | 0 | 0 | 0 | 0 | 0 | 0 | 0 | 0 | 0 | 0 | 0 | 0 | 0 | 0 | 0 | 0 | 0 | 0 | 0 | 0 | 0
NEM | OCGT / Diesel | 31.0652 | 11.2063 | 8.0286 | 0.46345 | 0.50984 | 0.5285 | 0.36282 | 0.39709 | 0.42716 | 0.46147 | 0.31937 | 0.35148 | 0.31198 | 0.42186 | 22670.5372 | 0.24132 | 0.32808 | 0.62933 | 0.27627 | 0.23924 | 3677.9359 | 0.74422 | 3537.1706 | 12135.2573 | 0.030405
NEM | Hydro | 0 | 0 | 0 | 0 | 0 | 0 | 0 | 0 | 0 | 0 | 0 | 0 | 0 | 0 | 0 | 0 | 0 | 0 | 0 | 0 | 0 | 0 | 0 | 0 | 0
NEM | Hydrogen Turbine | 0 | 0 | 0 | 0 | 0 | 0 | 0 | 10.7562 | 0.4255 | 0.41044 | 0.33077 | 0.65844 | 2.9609 | 0.74704 | 42344.7965 | 0.40685 | 33937.7187 | 0.195 | 0.099268 | 0.4718 | 124056.0479 | 25372.9913 | 0.055282 | 5371.6063 | 45.4561
NEM | Wind | 18248865.0232 | 2290350.4552 | 12069686.2999 | 7807510.2361 | 13125339.7897 | 7820997.3073 | 10211511.1313 | 1790433.6322 | 2801098.8478 | 3329550.462 | 6805179.7732 | 9876020.9115 | 3064788.9596 | 5405007.2305 | 9135734.132 | 3007743.1488 | 77277.0664 | 2074877.5193 | 3804092.1882 | 4507873.5877 | 2039029.8988 | 809126.3875 | 1485211.2608 | 2848950.434 | 473328.8851
NEM | Solar PV | 59.1943 | 30.1952 | 1619801.7899 | 1156930.3717 | 1257295.5166 | 2878832.3241 | 1223477.7702 | 2902133.1637 | 1600237.336 | 1821806.6009 | 4085130.1782 | 5326266.8102 | 466299.3311 | 1699638.0814 | 2613748.7001 | 240408.2936 | 574336.0983 | 1054807.8136 | 3025499.5552 | 2183633.3541 | 1777412.4027 | 510538.8915 | 361456.8567 | 766214.8459 | 97035.6256
NEM | Grid Battery | 123.6395 | 100259.8018 | 1899156.307 | 1317439.9432 | 561350.6157 | 1731433.1537 | 374525.1489 | 2305962.4399 | 1175653.1595 | 2532760.1421 | 1960324.545 | 1820555.6092 | 902111.6129 | 674662.9363 | 584008.2136 | 166557.4986 | 218842.7238 | 441441.6905 | 1485797.6507 | 1162250.0885 | 780417.011 | 346534.3519 | 24690.7539 | 169791.8784 | 45840.7499
NEM | Pumped Hydro | 0 | 0 | 1745287.1516 | 973096.0596 | 44234.639 | 297381.4843 | 431779.3743 | 4.5138 | 189215.28 | 138286.338 | 184850.5277 | 481985.2507 | 344601.4588 | 24.521 | 42.5626 | 13.8487 | 2.2452 | 1.3935 | 2.376 | 1.8979 | 2.1716 | 0.36832 | 0.11572 | 0.58994 | 0.11337
NEM | VPP | 0 | 0 | 0 | 0 | 0 | 0 | 0 | 0 | 0 | 0 | 0 | 0 | 0 | 0 | 0 | 0 | 0 | 0 | 0 | 0 | 0 | 0 | 0 | 0 | 0
Total excluding storage |  | 18248955.2827 | 2290405.3853 | 13689501.1209 | 8964441.1573 | 14382635.9254 | 10699830.5694 | 11434989.421 | 4692577.9619 | 4401337.0444 | 5151357.9663 | 10890310.7748 | 15202288.7722 | 3531091.5694 | 7104646.5146 | 11814498.7202 | 3248152.117 | 685551.2835 | 3129688.3198 | 6829592.2291 | 6691507.7733 | 3944176.6759 | 1345039.017 | 1850205.3456 | 3632673.1871 | 570410.0031
Region | Technology | 2023-24 | 2024-25 | 2025-26 | 2026-27 | 2027-28 | 2028-29 | 2029-30 | 2030-31 | 2031-32 | 2032-33 | 2033-34 | 2034-35 | 2035-36 | 2036-37 | 2037-38 | 2038-39 | 2039-40 | 2040-41 | 2041-42 | 2042-43 | 2043-44 | 2044-45 | 2045-46 | 2046-47 | 2047-48
NSW1 | Black Coal | 0 | 0 | 0 | 0 | 0 | 0 | 0 | 0 | 0 | 0 | 0 | 0 | 0 | 0 | 0 | 0 | 0 | 0 | 0 | 0 | 0 | 0 | 0 | 0 | 0
NSW1 | Brown Coal | 0 | 0 | 0 | 0 | 0 | 0 | 0 | 0 | 0 | 0 | 0 | 0 | 0 | 0 | 0 | 0 | 0 | 0 | 0 | 0 | 0 | 0 | 0 | 0 | 0
NSW1 | CCGT | 0 | 3.3718 | 0.79224 | 0.00023713 | 0.00020961 | 0.00037812 | 0.00022494 | 0.00017249 | 0.00013742 | 0.00012471 | 0.00015724 | 0.00019261 | 0.00019992 | 0.00040436 | 0.35383 | 0.00031808 | 0.00047351 | 0.30231 | 0.00080195 | 0.014631 | 0.13575 | 9.9624e-05 | 0.00030543 | 0.2588 | 6.1075e-05
NSW1 | Gas - Steam | 0 | 0 | 0 | 0 | 0 | 0 | 0 | 0 | 0 | 0 | 0 | 0 | 0 | 0 | 0 | 0 | 0 | 0 | 0 | 0 | 0 | 0 | 0 | 0 | 0
NSW1 | OCGT / Diesel | 4.6073 | 9.3839 | 0.28927 | 0.0083459 | 0.012409 | 0.020031 | 0.018703 | 0.014644 | 0.020281 | 0.019225 | 0.021188 | 0.018985 | 0.018059 | 0.022387 | 22670.1597 | 0.016412 | 0.017703 | 0.017849 | 0.014746 | 0.015904 | 3677.5212 | 0.0097964 | 3537.0609 | 12134.8312 | 0.0018503
NSW1 | Hydro | 0 | 0 | 0 | 0 | 0 | 0 | 0 | 0 | 0 | 0 | 0 | 0 | 0 | 0 | 0 | 0 | 0 | 0 | 0 | 0 | 0 | 0 | 0 | 0 | 0
NSW1 | Hydrogen Turbine | 0 | 0 | 0 | 0 | 0 | 0 | 0 | 3.457 | 0.06233 | 0.087754 | 0.057514 | 0.079016 | 0.022424 | 0.11959 | 7.9048 | 0.0085035 | 0.030323 | 0.019924 | 0.0058205 | 0.012097 | 0.051416 | 0.0003264 | 0.00038751 | 0.0062255 | 0.0010244
NSW1 | Wind | 6512828.4824 | 417453.175 | 1172294.7299 | 2325719.3429 | 5701698.6363 | 640547.9304 | 1833441.889 | 1.793 | 11.613 | 2539037.9603 | 343915.7984 | 202963.4342 | 1.5504 | 762235.1237 | 289354.6456 | 339603.6267 | 1.011 | 446817.2186 | 1034089.4132 | 4568.4799 | 97039.9714 | 0.066243 | 37504.2626 | 454245.735 | 2455.1513
NSW1 | Solar PV | 10.3532 | 7.5813 | 1228073.7449 | 432649.8076 | 677632.9557 | 804364.4584 | 521639.341 | 818569.2202 | 521591.58 | 195257.3616 | 0.70665 | 280010.2061 | 0.029865 | 144495.8867 | 999334.9481 | 0.43724 | 0.066724 | 253066.0846 | 4.1043 | 150864.2717 | 199474.5544 | 0.0037157 | 0.020394 | 152428.3771 | 0.013388
NSW1 | Grid Battery | 55.1528 | 81.8092 | 1534884.4861 | 5.9982 | 352324.6027 | 285573.651 | 67741.3378 | 1680552.0511 | 7.2374 | 753686.8943 | 12.492 | 0.5863 | 346003.5832 | 16218.082 | 543579.0479 | 0.83443 | 3.262 | 11.6586 | 15001.4377 | 127737.8082 | 33357.5332 | 68985.7191 | 24676.1817 | 2327.2954 | 0.83622
NSW1 | Pumped Hydro | 0 | 0 | 876724.7335 | 3.2563 | 44212.1812 | 218966.9986 | 0.70054 | 0.78406 | 0.13897 | 0.32638 | 0.49138 | 0.6169 | 0.4562 | 0.22915 | 0.72795 | 0.16059 | 0.24413 | 0.45021 | 0.18481 | 0.18887 | 0.19588 | 0.12682 | 0.040607 | 0.16098 | 0.011889
NSW1 | VPP | 0 | 0 | 0 | 0 | 0 | 0 | 0 | 0 | 0 | 0 | 0 | 0 | 0 | 0 | 0 | 0 | 0 | 0 | 0 | 0 | 0 | 0 | 0 | 0 | 0
Total excluding storage |  | 6512843.4429 | 417473.512 | 2400369.5563 | 2758369.1591 | 6379331.6046 | 1444912.4092 | 2355081.2489 | 818574.4851 | 521603.2758 | 2734295.429 | 343916.5839 | 482973.7385 | 1.6209 | 906731.1528 | 1311368.012 | 339604.0891 | 1.1262 | 699883.6433 | 1034093.5388 | 155432.7943 | 300192.2342 | 0.080181 | 41041.3446 | 618809.2082 | 2455.1676
Region | Technology | 2023-24 | 2024-25 | 2025-26 | 2026-27 | 2027-28 | 2028-29 | 2029-30 | 2030-31 | 2031-32 | 2032-33 | 2033-34 | 2034-35 | 2035-36 | 2036-37 | 2037-38 | 2038-39 | 2039-40 | 2040-41 | 2041-42 | 2042-43 | 2043-44 | 2044-45 | 2045-46 | 2046-47 | 2047-48
QLD1 | Black Coal | 0 | 0 | 0 | 0 | 0 | 0 | 0 | 0 | 0 | 0 | 0 | 0 | 0 | 0 | 0 | 0 | 0 | 0 | 0 | 0 | 0 | 0 | 0 | 0 | 0
QLD1 | Brown Coal | 0 | 0 | 0 | 0 | 0 | 0 | 0 | 0 | 0 | 0 | 0 | 0 | 0 | 0 | 0 | 0 | 0 | 0 | 0 | 0 | 0 | 0 | 0 | 0 | 0
QLD1 | CCGT | 0 | 2.7055 | 1.9773 | 0.0061895 | 0.0013251 | 0.075453 | 0.00047416 | 0.00034982 | 0.00035108 | 0.00036848 | 0.0013662 | 0.0031257 | 0.0013195 | 0.0014469 | 0.0080649 | 0.00044529 | 0.00036165 | 0.70957 | 0.0014845 | 0.02228 | 0.022151 | 0.001905 | 0.0013937 | 0.38465 | 5.5944e-05
QLD1 | Gas - Steam | 0 | 0 | 0 | 0 | 0 | 0 | 0 | 0 | 0 | 0 | 0 | 0 | 0 | 0 | 0 | 0 | 0 | 0 | 0 | 0 | 0 | 0 | 0 | 0 | 0
QLD1 | OCGT / Diesel | 4.6749 | 0.22084 | 6.725 | 0.013229 | 0.02119 | 0.036093 | 0.017687 | 0.015439 | 0.017205 | 0.018363 | 0.019522 | 0.020757 | 0.016869 | 0.020154 | 0.017319 | 0.016788 | 0.017591 | 0.11396 | 0.024534 | 0.043324 | 0.05055 | 0.02405 | 0.042356 | 0.29771 | 0.0032871
QLD1 | Hydro | 0 | 0 | 0 | 0 | 0 | 0 | 0 | 0 | 0 | 0 | 0 | 0 | 0 | 0 | 0 | 0 | 0 | 0 | 0 | 0 | 0 | 0 | 0 | 0 | 0
QLD1 | Hydrogen Turbine | 0 | 0 | 0 | 0 | 0 | 0 | 0 | 2.9916 | 0.029087 | 0.018703 | 0.017264 | 0.034802 | 0.026175 | 0.06116 | 0.42475 | 0.0083906 | 0.017981 | 0.019783 | 0.011787 | 0.061224 | 0.084257 | 0.014985 | 0.035968 | 0.22196 | 0.0003878
QLD1 | Wind | 6488945.8759 | 146692.1374 | 4600764.2121 | 2189872.3841 | 2800458.8586 | 844118.8306 | 4529691.6082 | 887902.8828 | 937329.9089 | 221741.6822 | 2833243.7384 | 7316902.7832 | 1625391.1604 | 1690547.9759 | 3267613.3501 | 578324.637 | 0.021281 | 7.2543 | 692363.8718 | 3362452.1137 | 583847.084 | 809126.2775 | 1415228.9947 | 1373896.498 | 7555.6657
QLD1 | Solar PV | 12.5567 | 4.303 | 35882.625 | 18929.6914 | 307612.6869 | 1160886.8954 | 472613.4268 | 473873.2343 | 1073461.1997 | 859362.7597 | 1690243.8923 | 2799011.2034 | 139375.9439 | 370648.4145 | 729978.3084 | 0.029039 | 0.0132 | 701397.0936 | 542501.3741 | 1705115.0619 | 485167.3267 | 510538.8728 | 361456.4658 | 315620.04 | 0.0049188
QLD1 | Grid Battery | 17.0046 | 5.3239 | 343106.5317 | 46.1127 | 18.6115 | 1445858.2198 | 0.22449 | 379255.0609 | 669487.7029 | 916932.9978 | 1253053.1953 | 1234169.4344 | 308487.6929 | 0.1387 | 0.076586 | 37341.4554 | 40308.2581 | 441429.7451 | 96960.7206 | 880252.9969 | 218653.8425 | 260063.0471 | 8.5109 | 16647.501 | 0.011746
QLD1 | Pumped Hydro | 0 | 0 | 636429.6042 | 949920.3385 | 0.16254 | 8.7305 | 0.19096 | 0.14384 | 0.059011 | 0.25072 | 0.93199 | 1.3831 | 0.25161 | 0.080914 | 0.25445 | 0.067969 | 0.063442 | 0.35926 | 0.12974 | 0.4147 | 0.16723 | 0.1507 | 0.031349 | 0.1452 | 0.00060336
QLD1 | VPP | 0 | 0 | 0 | 0 | 0 | 0 | 0 | 0 | 0 | 0 | 0 | 0 | 0 | 0 | 0 | 0 | 0 | 0 | 0 | 0 | 0 | 0 | 0 | 0 | 0
Total excluding storage |  | 6488963.1074 | 146699.3668 | 4636655.5394 | 2208802.0949 | 3108071.568 | 2005005.8376 | 5002305.0531 | 1361779.1245 | 2010791.1553 | 1081104.4793 | 4523487.6688 | 10115914.0452 | 1764767.1486 | 2061196.4731 | 3997592.1087 | 578324.6916 | 0.070415 | 701405.1912 | 1234865.2838 | 5067567.3025 | 1069014.5677 | 1319665.1913 | 1776685.5401 | 1689517.4423 | 7555.6743
Region | Technology | 2023-24 | 2024-25 | 2025-26 | 2026-27 | 2027-28 | 2028-29 | 2029-30 | 2030-31 | 2031-32 | 2032-33 | 2033-34 | 2034-35 | 2035-36 | 2036-37 | 2037-38 | 2038-39 | 2039-40 | 2040-41 | 2041-42 | 2042-43 | 2043-44 | 2044-45 | 2045-46 | 2046-47 | 2047-48
VIC1 | Black Coal | 0 | 0 | 0 | 0 | 0 | 0 | 0 | 0 | 0 | 0 | 0 | 0 | 0 | 0 | 0 | 0 | 0 | 0 | 0 | 0 | 0 | 0 | 0 | 0 | 0
VIC1 | Brown Coal | 0 | 0 | 0 | 0 | 0 | 0 | 0 | 0 | 0 | 0 | 0 | 0 | 0 | 0 | 0 | 0 | 0 | 0 | 0 | 0 | 0 | 0 | 0 | 0 | 0
VIC1 | CCGT | 0 | 3.1009 | 1.8131 | 0.0008449 | 0.0003987 | 0.00020517 | 0 | 0 | 0 | 0 | 0 | 8.3745e-05 | 8.5888e-05 | 0.00011299 | 0.00021448 | 0.00021516 | 0.00081828 | 0.48261 | 0.034971 | 0.0019521 | 0.1234 | 0.00018891 | 9.8677e-05 | 0.21862 | 0.0040614
VIC1 | Gas - Steam | 0 | 0 | 0 | 0 | 0 | 0 | 0 | 0 | 0 | 0 | 0 | 0 | 0 | 0 | 0 | 0 | 0 | 0 | 0 | 0 | 0 | 0 | 0 | 0 | 0
VIC1 | OCGT / Diesel | 12.4267 | 1.3047 | 0.29625 | 0.10288 | 0.041208 | 0.042372 | 0.017515 | 0.015626 | 0.012904 | 0.021811 | 0.015525 | 0.019727 | 0.017672 | 0.020095 | 0.023222 | 0.021901 | 0.026958 | 0.042131 | 0.066088 | 0.017251 | 0.084153 | 0.66677 | 0.0059289 | 0.0054039 | 0.0030889
VIC1 | Hydro | 0 | 0 | 0 | 0 | 0 | 0 | 0 | 0 | 0 | 0 | 0 | 0 | 0 | 0 | 0 | 0 | 0 | 0 | 0 | 0 | 0 | 0 | 0 | 0 | 0
VIC1 | Hydrogen Turbine | 0 | 0 | 0 | 0 | 0 | 0 | 0 | 0.00011332 | 0.00011098 | 0.00011746 | 0.0001408 | 0.00023862 | 2.854 | 0.30498 | 42334.8152 | 0.30548 | 33936.7996 | 0.13276 | 0.05228 | 0.0098785 | 124054.8511 | 25372.9676 | 0.013437 | 5367.8028 | 45.4525
VIC1 | Wind | 1021817.357 | 1655584.8105 | 4695967.3251 | 1062726.9096 | 1380221.3757 | 995733.5871 | 124661.0353 | 224221.2965 | 0.20864 | 0.087297 | 1225876.2939 | 83.8588 | 0.05712 | 253277.639 | 617027.0718 | 1259868.6329 | 77272.082 | 319703.6739 | 21176.019 | 445859.7653 | 543726.2679 | 0.017607 | 32477.95 | 192042.7328 | 150766.8897
VIC1 | Solar PV | 12.5315 | 10.6812 | 294382.9941 | 628926.8027 | 34353.7907 | 6494.0373 | 1.2165 | 717556.9001 | 0.008681 | 102720.6083 | 0.65863 | 282388.9579 | 10568.3351 | 199411.3044 | 91656.693 | 1.0116 | 203337.0378 | 54540.8499 | 488747.0557 | 0.14847 | 180263.5903 | 0.0077188 | 0.362 | 13303.0173 | 27180.2701
VIC1 | Grid Battery | 23.3184 | 100165.3315 | 21155.6588 | 1317379.2915 | 208991.9133 | 1.2054 | 306767.102 | 0.77846 | 0.25213 | 2.915 | 23.9201 | 0.73512 | 118173.6379 | 267869.5999 | 40399.022 | 82063.9509 | 77923.7088 | 0.02999 | 215243.2368 | 22852.6838 | 66001.4274 | 17485.366 | 6.0222 | 59442.4394 | 1.4906
VIC1 | Pumped Hydro | 0 | 0 | 232041.0307 | 23158.526 | 0.64847 | 0.14618 | 0.041182 | 0.050503 | 0.037921 | 0.084061 | 0.14126 | 0.19301 | 0.15482 | 0.15007 | 0.17074 | 0.12402 | 0.15699 | 0.10503 | 0.16796 | 0.1595 | 0.13728 | 0.067113 | 0.040692 | 0.063257 | 0.018309
VIC1 | VPP | 0 | 0 | 0 | 0 | 0 | 0 | 0 | 0 | 0 | 0 | 0 | 0 | 0 | 0 | 0 | 0 | 0 | 0 | 0 | 0 | 0 | 0 | 0 | 0 | 0
Total excluding storage |  | 1021842.3153 | 1655599.8973 | 4990352.4285 | 1691653.8159 | 1414575.208 | 1002227.667 | 124662.2693 | 941778.2123 | 0.23033 | 102720.7175 | 1225876.9682 | 282472.8367 | 10571.2639 | 452689.2685 | 751018.6034 | 1259869.9721 | 314545.9472 | 374245.1813 | 509923.228 | 445859.9429 | 848044.9169 | 25373.6599 | 32478.3315 | 210713.777 | 177992.6194
Region | Technology | 2023-24 | 2024-25 | 2025-26 | 2026-27 | 2027-28 | 2028-29 | 2029-30 | 2030-31 | 2031-32 | 2032-33 | 2033-34 | 2034-35 | 2035-36 | 2036-37 | 2037-38 | 2038-39 | 2039-40 | 2040-41 | 2041-42 | 2042-43 | 2043-44 | 2044-45 | 2045-46 | 2046-47 | 2047-48
SA1 | Black Coal | 0 | 0 | 0 | 0 | 0 | 0 | 0 | 0 | 0 | 0 | 0 | 0 | 0 | 0 | 0 | 0 | 0 | 0 | 0 | 0 | 0 | 0 | 0 | 0 | 0
SA1 | Brown Coal | 0 | 0 | 0 | 0 | 0 | 0 | 0 | 0 | 0 | 0 | 0 | 0 | 0 | 0 | 0 | 0 | 0 | 0 | 0 | 0 | 0 | 0 | 0 | 0 | 0
SA1 | CCGT | 0 | 2.7526 | 0.35601 | 0.0012836 | 0.0015402 | 0.095681 | 0.0023552 | 0.0028843 | 0.00094397 | 0.001046 | 0.087623 | 0.0097316 | 0.001549 | 0.014213 | 0.088056 | 0.0017728 | 0.036552 | 0.37398 | 0.069987 | 0.055783 | 0.073503 | 7.4092e-05 | 9.7956e-05 | 0.076902 | 0.00063373
SA1 | Gas - Steam | 0 | 0 | 0 | 0 | 0 | 0 | 0 | 0 | 0 | 0 | 0 | 0 | 0 | 0 | 0 | 0 | 0 | 0 | 0 | 0 | 0 | 0 | 0 | 0 | 0
SA1 | OCGT / Diesel | 5.0243 | 0.058342 | 0.49338 | 0.086977 | 0.12079 | 0.21847 | 0.16228 | 0.20065 | 0.16731 | 0.093732 | 0.19065 | 0.16135 | 0.12614 | 0.17097 | 0.18235 | 0.079577 | 0.13451 | 0.2223 | 0.071824 | 0.10252 | 0.18539 | 0.012651 | 0.018132 | 0.054235 | 0.013286
SA1 | Hydro | 0 | 0 | 0 | 0 | 0 | 0 | 0 | 0 | 0 | 0 | 0 | 0 | 0 | 0 | 0 | 0 | 0 | 0 | 0 | 0 | 0 | 0 | 0 | 0 | 0
SA1 | Hydrogen Turbine | 0 | 0 | 0 | 0 | 0 | 0 | 0 | 2.351 | 0.15708 | 0.055859 | 0.20381 | 0.31246 | 0.026148 | 0.087697 | 0.56971 | 0.032818 | 0.14475 | 0.010102 | 0.017568 | 0.19739 | 0.69657 | 0.0025683 | 0.0020493 | 0.0049444 | 0.00053194
SA1 | Wind | 1841886.6687 | 70593.7627 | 407709.3923 | 1939251.6772 | 173067.91 | 4527458.5609 | 1007520.6065 | 678306.4319 | 0.15369 | 0.090643 | 1442225.4102 | 0.071317 | 1319232.4439 | 1317760.5492 | 2717990.7019 | 796382.8284 | 3.5177 | 667245.8185 | 1658699.3106 | 694992.9041 | 489211.4988 | 0.015486 | 0.013083 | 415227.5987 | 210701.2974
SA1 | Solar PV | 19.4123 | 5.1093 | 61460.2037 | 76417.7133 | 236522.9311 | 757300.2012 | 24230.5026 | 803252.699 | 5184.5307 | 664465.2579 | 1321944.3442 | 855670.1369 | 12904.7127 | 739473.6107 | 455893.2561 | 0.34959 | 166312.5645 | 0.36515 | 1994246.669 | 7567.351 | 826942.2254 | 0.0033052 | 0.0036828 | 80425.0519 | 20533.0687
SA1 | Grid Battery | 16.1968 | 5.1675 | 7.0945 | 6.4622 | 11.8088 | 0.015537 | 13.8252 | 246150.0286 | 506148.3915 | 862128.7502 | 707228.029 | 586383.4322 | 129441.7613 | 390566.3458 | 0.1093 | 0.28178 | 100589.288 | 0.11986 | 1092397.4322 | 0.053837 | 462393.5427 | 0.018017 | 0.015357 | 0.015191 | 0.040321
SA1 | Pumped Hydro | 0 | 0 | 47.9662 | 5.4533 | 8.9979 | 8.1273 | 4.4063 | 1.0364 | 0.068474 | 0.49274 | 1.5801 | 2.0181 | 0.66324 | 2.0025 | 0.52923 | 0.19062 | 1.7086 | 0.41576 | 1.1206 | 0.71463 | 1.5901 | 0.0014885 | 0.0018607 | 0.0024135 | 0.0044676
SA1 | VPP | 0 | 0 | 0 | 0 | 0 | 0 | 0 | 0 | 0 | 0 | 0 | 0 | 0 | 0 | 0 | 0 | 0 | 0 | 0 | 0 | 0 | 0 | 0 | 0 | 0
Total excluding storage |  | 1841911.1053 | 70601.6829 | 469170.4454 | 2015669.4788 | 409590.9634 | 5284759.0763 | 1031751.2738 | 1481561.6854 | 5185.0098 | 664465.4991 | 2764170.2365 | 855670.6918 | 1332137.3105 | 2057234.4328 | 3173884.7982 | 796383.2922 | 166316.398 | 667246.79 | 3652946.139 | 702560.6108 | 1316154.6797 | 0.034084 | 0.037045 | 495652.7867 | 231234.3805
Region | Technology | 2023-24 | 2024-25 | 2025-26 | 2026-27 | 2027-28 | 2028-29 | 2029-30 | 2030-31 | 2031-32 | 2032-33 | 2033-34 | 2034-35 | 2035-36 | 2036-37 | 2037-38 | 2038-39 | 2039-40 | 2040-41 | 2041-42 | 2042-43 | 2043-44 | 2044-45 | 2045-46 | 2046-47 | 2047-48
TAS1 | Black Coal | 0 | 0 | 0 | 0 | 0 | 0 | 0 | 0 | 0 | 0 | 0 | 0 | 0 | 0 | 0 | 0 | 0 | 0 | 0 | 0 | 0 | 0 | 0 | 0 | 0
TAS1 | Brown Coal | 0 | 0 | 0 | 0 | 0 | 0 | 0 | 0 | 0 | 0 | 0 | 0 | 0 | 0 | 0 | 0 | 0 | 0 | 0 | 0 | 0 | 0 | 0 | 0 | 0
TAS1 | CCGT | 0 | 1.5977 | 0.063884 | 0.077434 | 0.10573 | 0.23779 | 0.15358 | 0.0093483 | 0.0065778 | 0.029997 | 0.084103 | 0.027465 | 0.0025954 | 0.0176 | 0.10432 | 0.023662 | 0.033845 | 0.29416 | 0.0029095 | 0.025875 | 0.035889 | 0.00018091 | 0.00027818 | 0.10456 | 0.0010913
TAS1 | Gas - Steam | 0 | 0 | 0 | 0 | 0 | 0 | 0 | 0 | 0 | 0 | 0 | 0 | 0 | 0 | 0 | 0 | 0 | 0 | 0 | 0 | 0 | 0 | 0 | 0 | 0
TAS1 | OCGT / Diesel | 4.332 | 0.23852 | 0.22465 | 0.25202 | 0.31425 | 0.21153 | 0.14663 | 0.15073 | 0.20945 | 0.30834 | 0.072486 | 0.13066 | 0.13324 | 0.18825 | 0.15461 | 0.10665 | 0.13132 | 0.23308 | 0.099079 | 0.060241 | 0.094513 | 0.030953 | 0.043278 | 0.068735 | 0.0088921
TAS1 | Hydro | 0 | 0 | 0 | 0 | 0 | 0 | 0 | 0 | 0 | 0 | 0 | 0 | 0 | 0 | 0 | 0 | 0 | 0 | 0 | 0 | 0 | 0 | 0 | 0 | 0
TAS1 | Hydrogen Turbine | 0 | 0 | 0 | 0 | 0 | 0 | 0 | 1.9566 | 0.17689 | 0.248 | 0.052039 | 0.23193 | 0.032213 | 0.17361 | 1.082 | 0.05166 | 0.72601 | 0.012425 | 0.011813 | 0.19121 | 0.36449 | 0.0058185 | 0.0034407 | 3.5704 | 0.0015999
TAS1 | Wind | 2383386.6391 | 26.5697 | 1192950.6405 | 289939.9223 | 3069893.0091 | 813138.3983 | 2716195.9924 | 1.228 | 1863756.9635 | 568770.6415 | 959918.5324 | 2356070.764 | 120163.7478 | 1381185.9427 | 2243748.3626 | 33563.4239 | 0.4345 | 641103.554 | 397763.5737 | 0.32452 | 325205.0768 | 0.010631 | 0.040455 | 413537.8696 | 101849.8811
TAS1 | Solar PV | 4.3407 | 2.5204 | 2.2222 | 6.3567 | 1173.1523 | 149786.7318 | 204993.2834 | 88881.1101 | 0.016831 | 0.61344 | 1072940.5764 | 1109186.3059 | 303450.3095 | 245608.8652 | 336885.4944 | 240406.4661 | 204686.416 | 45803.4203 | 0.35218 | 320086.521 | 85564.7059 | 0.0040119 | 0.0048701 | 204438.3597 | 49322.2685
TAS1 | Grid Battery | 11.9668 | 2.1698 | 2.5359 | 2.0785 | 3.6794 | 0.061984 | 2.6594 | 4.5207 | 9.5755 | 8.5849 | 6.9085 | 1.4212 | 4.9376 | 8.7699 | 29.9579 | 47150.9761 | 18.2069 | 0.13696 | 66194.8233 | 131406.5458 | 10.6652 | 0.20166 | 0.023784 | 91374.6273 | 45838.371
TAS1 | Pumped Hydro | 0 | 0 | 43.8171 | 8.4855 | 12.649 | 78397.4817 | 431774.0353 | 2.499 | 189214.9756 | 138285.1841 | 184847.383 | 481981.0396 | 344599.9329 | 22.0583 | 40.8802 | 13.3055 | 0.071972 | 0.0632 | 0.7728 | 0.4202 | 0.081141 | 0.022195 | 0.0012136 | 0.21809 | 0.078098
TAS1 | VPP | 0 | 0 | 0 | 0 | 0 | 0 | 0 | 0 | 0 | 0 | 0 | 0 | 0 | 0 | 0 | 0 | 0 | 0 | 0 | 0 | 0 | 0 | 0 | 0 | 0
Total excluding storage |  | 2383395.3118 | 30.9263 | 1192953.1512 | 289946.6085 | 3071066.5814 | 962925.5794 | 2921189.5759 | 88884.4548 | 1863757.3733 | 568771.8413 | 2032859.3174 | 3465257.4599 | 423614.2254 | 1626795.1874 | 2580635.1979 | 273970.0719 | 204687.7417 | 686907.514 | 397764.0396 | 320087.1228 | 410770.2775 | 0.051595 | 0.092322 | 617979.9729 | 151172.1612

## Option 2_REHAB Cost
Rehabilition cost by technology ($000s) - Option 2, Hydrogen Superpower Scenario
REHAB | Real June 2021 dollars discounted to 1 July 2021
Explicitly modelled generation
Region | Technology | 2023-24 | 2024-25 | 2025-26 | 2026-27 | 2027-28 | 2028-29 | 2029-30 | 2030-31 | 2031-32 | 2032-33 | 2033-34 | 2034-35 | 2035-36 | 2036-37 | 2037-38 | 2038-39 | 2039-40 | 2040-41 | 2041-42 | 2042-43 | 2043-44 | 2044-45 | 2045-46 | 2046-47 | 2047-48
NEM | Black Coal | 0 | 0 | 179075.946 | 36424.7021 | 138454.4137 | 14828.1211 | 131045.6731 | 61547.4701 | 50965.7579 | 7928.6681 | 0.034487 | 0.0082017 | 0.013626 | 0.0049307 | 0.00035862 | 0.016888 | 0.0074619 | 0.0011664 | 0.0024093 | 0.00073588 | 0.00048492 | 0.00030891 | 0.00016261 | 2.7859e-05 | 0.00044584
NEM | Brown Coal | 0 | 0 | 183121.8701 | 44144.7969 | 0.047596 | 5364.674 | 60509.1948 | 9381.8267 | 0.057811 | 0.0031744 | 0.0006836 | 0.0003191 | 0.00368 | 0.00069728 | 7.6614e-05 | 0.0014436 | 0.00079554 | 0.0011784 | 0.00030704 | 0.00037489 | 3.2427e-05 | 0.00044657 | 4.791e-05 | 1.2645e-06 | 0
NEM | CCGT | 0 | 0 | 0 | 0 | 0 | 0 | 0 | 0 | 0 | 0 | 0 | 0 | 0 | 0 | 0 | 0 | 0 | 0 | 0 | 0 | 0 | 0 | 0 | 0 | 0
NEM | Gas - Steam | 0 | 0 | 0 | 0 | 0 | 0 | 0 | 0 | 0 | 0 | 0 | 0 | 0 | 0 | 0 | 0 | 0 | 0 | 0 | 0 | 0 | 0 | 0 | 0 | 0
NEM | OCGT / Diesel | 0 | 0 | 0 | 0 | 0 | 0 | 0 | 0 | 0 | 0 | 0 | 0 | 0 | 0 | 0 | 0 | 0 | 0 | 0 | 0 | 0 | 0 | 0 | 0 | 0
NEM | Hydro | 0 | 0 | 0 | 0 | 0 | 0 | 0 | 0 | 0 | 0 | 0 | 0 | 0 | 0 | 0 | 0 | 0 | 0 | 0 | 0 | 0 | 0 | 0 | 0 | 0
NEM | Hydrogen Turbine | 0 | 0 | 0 | 0 | 0 | 0 | 0 | 0 | 0 | 0 | 0 | 0 | 0 | 0 | 0 | 0 | 0 | 0 | 0 | 0 | 0 | 0 | 0 | 0 | 0
NEM | Wind | 0 | 0 | 0 | 0 | 0 | 0 | 0 | 0 | 0 | 0 | 0 | 0 | 0 | 0 | 0 | 0 | 0 | 0 | 0 | 0 | 0 | 0 | 0 | 0 | 0
NEM | Solar PV | 0 | 0 | 0 | 0 | 0 | 0 | 0 | 0 | 0 | 0 | 0 | 0 | 0 | 0 | 0 | 0 | 0 | 0 | 0 | 0 | 0 | 0 | 0 | 0 | 0
NEM | Grid Battery | 0 | 0 | 0 | 0 | 0 | 0 | 0 | 0 | 0 | 0 | 0 | 0 | 0 | 0 | 0 | 0 | 0 | 0 | 0 | 0 | 0 | 0 | 0 | 0 | 0
NEM | Pumped Hydro | 0 | 0 | 0 | 0 | 0 | 0 | 0 | 0 | 0 | 0 | 0 | 0 | 0 | 0 | 0 | 0 | 0 | 0 | 0 | 0 | 0 | 0 | 0 | 0 | 0
NEM | VPP | 0 | 0 | 0 | 0 | 0 | 0 | 0 | 0 | 0 | 0 | 0 | 0 | 0 | 0 | 0 | 0 | 0 | 0 | 0 | 0 | 0 | 0 | 0 | 0 | 0
Total excluding storage |  | 0 | 0 | 362197.8161 | 80569.499 | 138454.4613 | 20192.7952 | 191554.8679 | 70929.2968 | 50965.8157 | 7928.6713 | 0.035171 | 0.0085208 | 0.017306 | 0.005628 | 0.00043523 | 0.018331 | 0.0082574 | 0.0023449 | 0.0027164 | 0.0011108 | 0.00051735 | 0.00075548 | 0.00021052 | 2.9124e-05 | 0.00044584
Region | Technology | 2023-24 | 2024-25 | 2025-26 | 2026-27 | 2027-28 | 2028-29 | 2029-30 | 2030-31 | 2031-32 | 2032-33 | 2033-34 | 2034-35 | 2035-36 | 2036-37 | 2037-38 | 2038-39 | 2039-40 | 2040-41 | 2041-42 | 2042-43 | 2043-44 | 2044-45 | 2045-46 | 2046-47 | 2047-48
NSW1 | Black Coal | 0 | 0 | 1467.0078 | 21288.9835 | 77920.6961 | 0.0039636 | 15749.0707 | 18540.8152 | 11851.8716 | 7928.3709 | 0.0028056 | 9.7198e-05 | 0.0015875 | 0.00013462 | 1.15e-05 | 0.010631 | 0.00036135 | 0 | 0 | 0 | 0 | 0 | 0 | 0 | 0
NSW1 | Brown Coal | 0 | 0 | 0 | 0 | 0 | 0 | 0 | 0 | 0 | 0 | 0 | 0 | 0 | 0 | 0 | 0 | 0 | 0 | 0 | 0 | 0 | 0 | 0 | 0 | 0
NSW1 | CCGT | 0 | 0 | 0 | 0 | 0 | 0 | 0 | 0 | 0 | 0 | 0 | 0 | 0 | 0 | 0 | 0 | 0 | 0 | 0 | 0 | 0 | 0 | 0 | 0 | 0
NSW1 | Gas - Steam | 0 | 0 | 0 | 0 | 0 | 0 | 0 | 0 | 0 | 0 | 0 | 0 | 0 | 0 | 0 | 0 | 0 | 0 | 0 | 0 | 0 | 0 | 0 | 0 | 0
NSW1 | OCGT / Diesel | 0 | 0 | 0 | 0 | 0 | 0 | 0 | 0 | 0 | 0 | 0 | 0 | 0 | 0 | 0 | 0 | 0 | 0 | 0 | 0 | 0 | 0 | 0 | 0 | 0
NSW1 | Hydro | 0 | 0 | 0 | 0 | 0 | 0 | 0 | 0 | 0 | 0 | 0 | 0 | 0 | 0 | 0 | 0 | 0 | 0 | 0 | 0 | 0 | 0 | 0 | 0 | 0
NSW1 | Hydrogen Turbine | 0 | 0 | 0 | 0 | 0 | 0 | 0 | 0 | 0 | 0 | 0 | 0 | 0 | 0 | 0 | 0 | 0 | 0 | 0 | 0 | 0 | 0 | 0 | 0 | 0
NSW1 | Wind | 0 | 0 | 0 | 0 | 0 | 0 | 0 | 0 | 0 | 0 | 0 | 0 | 0 | 0 | 0 | 0 | 0 | 0 | 0 | 0 | 0 | 0 | 0 | 0 | 0
NSW1 | Solar PV | 0 | 0 | 0 | 0 | 0 | 0 | 0 | 0 | 0 | 0 | 0 | 0 | 0 | 0 | 0 | 0 | 0 | 0 | 0 | 0 | 0 | 0 | 0 | 0 | 0
NSW1 | Grid Battery | 0 | 0 | 0 | 0 | 0 | 0 | 0 | 0 | 0 | 0 | 0 | 0 | 0 | 0 | 0 | 0 | 0 | 0 | 0 | 0 | 0 | 0 | 0 | 0 | 0
NSW1 | Pumped Hydro | 0 | 0 | 0 | 0 | 0 | 0 | 0 | 0 | 0 | 0 | 0 | 0 | 0 | 0 | 0 | 0 | 0 | 0 | 0 | 0 | 0 | 0 | 0 | 0 | 0
NSW1 | VPP | 0 | 0 | 0 | 0 | 0 | 0 | 0 | 0 | 0 | 0 | 0 | 0 | 0 | 0 | 0 | 0 | 0 | 0 | 0 | 0 | 0 | 0 | 0 | 0 | 0
Total excluding storage |  | 0 | 0 | 1467.0078 | 21288.9835 | 77920.6961 | 0.0039636 | 15749.0707 | 18540.8152 | 11851.8716 | 7928.3709 | 0.0028056 | 9.7198e-05 | 0.0015875 | 0.00013462 | 1.15e-05 | 0.010631 | 0.00036135 | 0 | 0 | 0 | 0 | 0 | 0 | 0 | 0
Region | Technology | 2023-24 | 2024-25 | 2025-26 | 2026-27 | 2027-28 | 2028-29 | 2029-30 | 2030-31 | 2031-32 | 2032-33 | 2033-34 | 2034-35 | 2035-36 | 2036-37 | 2037-38 | 2038-39 | 2039-40 | 2040-41 | 2041-42 | 2042-43 | 2043-44 | 2044-45 | 2045-46 | 2046-47 | 2047-48
QLD1 | Black Coal | 0 | 0 | 177608.9382 | 15135.7186 | 60533.7176 | 14828.1172 | 115296.6024 | 43006.6549 | 39113.8862 | 0.29714 | 0.031682 | 0.0081045 | 0.012038 | 0.0047961 | 0.00034712 | 0.0062572 | 0.0071005 | 0.0011664 | 0.0024093 | 0.00073588 | 0.00048492 | 0.00030891 | 0.00016261 | 2.7859e-05 | 0.00044584
QLD1 | Brown Coal | 0 | 0 | 0 | 0 | 0 | 0 | 0 | 0 | 0 | 0 | 0 | 0 | 0 | 0 | 0 | 0 | 0 | 0 | 0 | 0 | 0 | 0 | 0 | 0 | 0
QLD1 | CCGT | 0 | 0 | 0 | 0 | 0 | 0 | 0 | 0 | 0 | 0 | 0 | 0 | 0 | 0 | 0 | 0 | 0 | 0 | 0 | 0 | 0 | 0 | 0 | 0 | 0
QLD1 | Gas - Steam | 0 | 0 | 0 | 0 | 0 | 0 | 0 | 0 | 0 | 0 | 0 | 0 | 0 | 0 | 0 | 0 | 0 | 0 | 0 | 0 | 0 | 0 | 0 | 0 | 0
QLD1 | OCGT / Diesel | 0 | 0 | 0 | 0 | 0 | 0 | 0 | 0 | 0 | 0 | 0 | 0 | 0 | 0 | 0 | 0 | 0 | 0 | 0 | 0 | 0 | 0 | 0 | 0 | 0
QLD1 | Hydro | 0 | 0 | 0 | 0 | 0 | 0 | 0 | 0 | 0 | 0 | 0 | 0 | 0 | 0 | 0 | 0 | 0 | 0 | 0 | 0 | 0 | 0 | 0 | 0 | 0
QLD1 | Hydrogen Turbine | 0 | 0 | 0 | 0 | 0 | 0 | 0 | 0 | 0 | 0 | 0 | 0 | 0 | 0 | 0 | 0 | 0 | 0 | 0 | 0 | 0 | 0 | 0 | 0 | 0
QLD1 | Wind | 0 | 0 | 0 | 0 | 0 | 0 | 0 | 0 | 0 | 0 | 0 | 0 | 0 | 0 | 0 | 0 | 0 | 0 | 0 | 0 | 0 | 0 | 0 | 0 | 0
QLD1 | Solar PV | 0 | 0 | 0 | 0 | 0 | 0 | 0 | 0 | 0 | 0 | 0 | 0 | 0 | 0 | 0 | 0 | 0 | 0 | 0 | 0 | 0 | 0 | 0 | 0 | 0
QLD1 | Grid Battery | 0 | 0 | 0 | 0 | 0 | 0 | 0 | 0 | 0 | 0 | 0 | 0 | 0 | 0 | 0 | 0 | 0 | 0 | 0 | 0 | 0 | 0 | 0 | 0 | 0
QLD1 | Pumped Hydro | 0 | 0 | 0 | 0 | 0 | 0 | 0 | 0 | 0 | 0 | 0 | 0 | 0 | 0 | 0 | 0 | 0 | 0 | 0 | 0 | 0 | 0 | 0 | 0 | 0
QLD1 | VPP | 0 | 0 | 0 | 0 | 0 | 0 | 0 | 0 | 0 | 0 | 0 | 0 | 0 | 0 | 0 | 0 | 0 | 0 | 0 | 0 | 0 | 0 | 0 | 0 | 0
Total excluding storage |  | 0 | 0 | 177608.9382 | 15135.7186 | 60533.7176 | 14828.1172 | 115296.6024 | 43006.6549 | 39113.8862 | 0.29714 | 0.031682 | 0.0081045 | 0.012038 | 0.0047961 | 0.00034712 | 0.0062572 | 0.0071005 | 0.0011664 | 0.0024093 | 0.00073588 | 0.00048492 | 0.00030891 | 0.00016261 | 2.7859e-05 | 0.00044584
Region | Technology | 2023-24 | 2024-25 | 2025-26 | 2026-27 | 2027-28 | 2028-29 | 2029-30 | 2030-31 | 2031-32 | 2032-33 | 2033-34 | 2034-35 | 2035-36 | 2036-37 | 2037-38 | 2038-39 | 2039-40 | 2040-41 | 2041-42 | 2042-43 | 2043-44 | 2044-45 | 2045-46 | 2046-47 | 2047-48
VIC1 | Black Coal | 0 | 0 | 0 | 0 | 0 | 0 | 0 | 0 | 0 | 0 | 0 | 0 | 0 | 0 | 0 | 0 | 0 | 0 | 0 | 0 | 0 | 0 | 0 | 0 | 0
VIC1 | Brown Coal | 0 | 0 | 183121.8701 | 44144.7969 | 0.047596 | 5364.674 | 60509.1948 | 9381.8267 | 0.057811 | 0.0031744 | 0.0006836 | 0.0003191 | 0.00368 | 0.00069728 | 7.6614e-05 | 0.0014436 | 0.00079554 | 0.0011784 | 0.00030704 | 0.00037489 | 3.2427e-05 | 0.00044657 | 4.791e-05 | 1.2645e-06 | 0
VIC1 | CCGT | 0 | 0 | 0 | 0 | 0 | 0 | 0 | 0 | 0 | 0 | 0 | 0 | 0 | 0 | 0 | 0 | 0 | 0 | 0 | 0 | 0 | 0 | 0 | 0 | 0
VIC1 | Gas - Steam | 0 | 0 | 0 | 0 | 0 | 0 | 0 | 0 | 0 | 0 | 0 | 0 | 0 | 0 | 0 | 0 | 0 | 0 | 0 | 0 | 0 | 0 | 0 | 0 | 0
VIC1 | OCGT / Diesel | 0 | 0 | 0 | 0 | 0 | 0 | 0 | 0 | 0 | 0 | 0 | 0 | 0 | 0 | 0 | 0 | 0 | 0 | 0 | 0 | 0 | 0 | 0 | 0 | 0
VIC1 | Hydro | 0 | 0 | 0 | 0 | 0 | 0 | 0 | 0 | 0 | 0 | 0 | 0 | 0 | 0 | 0 | 0 | 0 | 0 | 0 | 0 | 0 | 0 | 0 | 0 | 0
VIC1 | Hydrogen Turbine | 0 | 0 | 0 | 0 | 0 | 0 | 0 | 0 | 0 | 0 | 0 | 0 | 0 | 0 | 0 | 0 | 0 | 0 | 0 | 0 | 0 | 0 | 0 | 0 | 0
VIC1 | Wind | 0 | 0 | 0 | 0 | 0 | 0 | 0 | 0 | 0 | 0 | 0 | 0 | 0 | 0 | 0 | 0 | 0 | 0 | 0 | 0 | 0 | 0 | 0 | 0 | 0
VIC1 | Solar PV | 0 | 0 | 0 | 0 | 0 | 0 | 0 | 0 | 0 | 0 | 0 | 0 | 0 | 0 | 0 | 0 | 0 | 0 | 0 | 0 | 0 | 0 | 0 | 0 | 0
VIC1 | Grid Battery | 0 | 0 | 0 | 0 | 0 | 0 | 0 | 0 | 0 | 0 | 0 | 0 | 0 | 0 | 0 | 0 | 0 | 0 | 0 | 0 | 0 | 0 | 0 | 0 | 0
VIC1 | Pumped Hydro | 0 | 0 | 0 | 0 | 0 | 0 | 0 | 0 | 0 | 0 | 0 | 0 | 0 | 0 | 0 | 0 | 0 | 0 | 0 | 0 | 0 | 0 | 0 | 0 | 0
VIC1 | VPP | 0 | 0 | 0 | 0 | 0 | 0 | 0 | 0 | 0 | 0 | 0 | 0 | 0 | 0 | 0 | 0 | 0 | 0 | 0 | 0 | 0 | 0 | 0 | 0 | 0
Total excluding storage |  | 0 | 0 | 183121.8701 | 44144.7969 | 0.047596 | 5364.674 | 60509.1948 | 9381.8267 | 0.057811 | 0.0031744 | 0.0006836 | 0.0003191 | 0.00368 | 0.00069728 | 7.6614e-05 | 0.0014436 | 0.00079554 | 0.0011784 | 0.00030704 | 0.00037489 | 3.2427e-05 | 0.00044657 | 4.791e-05 | 1.2645e-06 | 0
Region | Technology | 2023-24 | 2024-25 | 2025-26 | 2026-27 | 2027-28 | 2028-29 | 2029-30 | 2030-31 | 2031-32 | 2032-33 | 2033-34 | 2034-35 | 2035-36 | 2036-37 | 2037-38 | 2038-39 | 2039-40 | 2040-41 | 2041-42 | 2042-43 | 2043-44 | 2044-45 | 2045-46 | 2046-47 | 2047-48
SA1 | Black Coal | 0 | 0 | 0 | 0 | 0 | 0 | 0 | 0 | 0 | 0 | 0 | 0 | 0 | 0 | 0 | 0 | 0 | 0 | 0 | 0 | 0 | 0 | 0 | 0 | 0
SA1 | Brown Coal | 0 | 0 | 0 | 0 | 0 | 0 | 0 | 0 | 0 | 0 | 0 | 0 | 0 | 0 | 0 | 0 | 0 | 0 | 0 | 0 | 0 | 0 | 0 | 0 | 0
SA1 | CCGT | 0 | 0 | 0 | 0 | 0 | 0 | 0 | 0 | 0 | 0 | 0 | 0 | 0 | 0 | 0 | 0 | 0 | 0 | 0 | 0 | 0 | 0 | 0 | 0 | 0
SA1 | Gas - Steam | 0 | 0 | 0 | 0 | 0 | 0 | 0 | 0 | 0 | 0 | 0 | 0 | 0 | 0 | 0 | 0 | 0 | 0 | 0 | 0 | 0 | 0 | 0 | 0 | 0
SA1 | OCGT / Diesel | 0 | 0 | 0 | 0 | 0 | 0 | 0 | 0 | 0 | 0 | 0 | 0 | 0 | 0 | 0 | 0 | 0 | 0 | 0 | 0 | 0 | 0 | 0 | 0 | 0
SA1 | Hydro | 0 | 0 | 0 | 0 | 0 | 0 | 0 | 0 | 0 | 0 | 0 | 0 | 0 | 0 | 0 | 0 | 0 | 0 | 0 | 0 | 0 | 0 | 0 | 0 | 0
SA1 | Hydrogen Turbine | 0 | 0 | 0 | 0 | 0 | 0 | 0 | 0 | 0 | 0 | 0 | 0 | 0 | 0 | 0 | 0 | 0 | 0 | 0 | 0 | 0 | 0 | 0 | 0 | 0
SA1 | Wind | 0 | 0 | 0 | 0 | 0 | 0 | 0 | 0 | 0 | 0 | 0 | 0 | 0 | 0 | 0 | 0 | 0 | 0 | 0 | 0 | 0 | 0 | 0 | 0 | 0
SA1 | Solar PV | 0 | 0 | 0 | 0 | 0 | 0 | 0 | 0 | 0 | 0 | 0 | 0 | 0 | 0 | 0 | 0 | 0 | 0 | 0 | 0 | 0 | 0 | 0 | 0 | 0
SA1 | Grid Battery | 0 | 0 | 0 | 0 | 0 | 0 | 0 | 0 | 0 | 0 | 0 | 0 | 0 | 0 | 0 | 0 | 0 | 0 | 0 | 0 | 0 | 0 | 0 | 0 | 0
SA1 | Pumped Hydro | 0 | 0 | 0 | 0 | 0 | 0 | 0 | 0 | 0 | 0 | 0 | 0 | 0 | 0 | 0 | 0 | 0 | 0 | 0 | 0 | 0 | 0 | 0 | 0 | 0
SA1 | VPP | 0 | 0 | 0 | 0 | 0 | 0 | 0 | 0 | 0 | 0 | 0 | 0 | 0 | 0 | 0 | 0 | 0 | 0 | 0 | 0 | 0 | 0 | 0 | 0 | 0
Total excluding storage |  | 0 | 0 | 0 | 0 | 0 | 0 | 0 | 0 | 0 | 0 | 0 | 0 | 0 | 0 | 0 | 0 | 0 | 0 | 0 | 0 | 0 | 0 | 0 | 0 | 0
Region | Technology | 2023-24 | 2024-25 | 2025-26 | 2026-27 | 2027-28 | 2028-29 | 2029-30 | 2030-31 | 2031-32 | 2032-33 | 2033-34 | 2034-35 | 2035-36 | 2036-37 | 2037-38 | 2038-39 | 2039-40 | 2040-41 | 2041-42 | 2042-43 | 2043-44 | 2044-45 | 2045-46 | 2046-47 | 2047-48
TAS1 | Black Coal | 0 | 0 | 0 | 0 | 0 | 0 | 0 | 0 | 0 | 0 | 0 | 0 | 0 | 0 | 0 | 0 | 0 | 0 | 0 | 0 | 0 | 0 | 0 | 0 | 0
TAS1 | Brown Coal | 0 | 0 | 0 | 0 | 0 | 0 | 0 | 0 | 0 | 0 | 0 | 0 | 0 | 0 | 0 | 0 | 0 | 0 | 0 | 0 | 0 | 0 | 0 | 0 | 0
TAS1 | CCGT | 0 | 0 | 0 | 0 | 0 | 0 | 0 | 0 | 0 | 0 | 0 | 0 | 0 | 0 | 0 | 0 | 0 | 0 | 0 | 0 | 0 | 0 | 0 | 0 | 0
TAS1 | Gas - Steam | 0 | 0 | 0 | 0 | 0 | 0 | 0 | 0 | 0 | 0 | 0 | 0 | 0 | 0 | 0 | 0 | 0 | 0 | 0 | 0 | 0 | 0 | 0 | 0 | 0
TAS1 | OCGT / Diesel | 0 | 0 | 0 | 0 | 0 | 0 | 0 | 0 | 0 | 0 | 0 | 0 | 0 | 0 | 0 | 0 | 0 | 0 | 0 | 0 | 0 | 0 | 0 | 0 | 0
TAS1 | Hydro | 0 | 0 | 0 | 0 | 0 | 0 | 0 | 0 | 0 | 0 | 0 | 0 | 0 | 0 | 0 | 0 | 0 | 0 | 0 | 0 | 0 | 0 | 0 | 0 | 0
TAS1 | Hydrogen Turbine | 0 | 0 | 0 | 0 | 0 | 0 | 0 | 0 | 0 | 0 | 0 | 0 | 0 | 0 | 0 | 0 | 0 | 0 | 0 | 0 | 0 | 0 | 0 | 0 | 0
TAS1 | Wind | 0 | 0 | 0 | 0 | 0 | 0 | 0 | 0 | 0 | 0 | 0 | 0 | 0 | 0 | 0 | 0 | 0 | 0 | 0 | 0 | 0 | 0 | 0 | 0 | 0
TAS1 | Solar PV | 0 | 0 | 0 | 0 | 0 | 0 | 0 | 0 | 0 | 0 | 0 | 0 | 0 | 0 | 0 | 0 | 0 | 0 | 0 | 0 | 0 | 0 | 0 | 0 | 0
TAS1 | Grid Battery | 0 | 0 | 0 | 0 | 0 | 0 | 0 | 0 | 0 | 0 | 0 | 0 | 0 | 0 | 0 | 0 | 0 | 0 | 0 | 0 | 0 | 0 | 0 | 0 | 0
TAS1 | Pumped Hydro | 0 | 0 | 0 | 0 | 0 | 0 | 0 | 0 | 0 | 0 | 0 | 0 | 0 | 0 | 0 | 0 | 0 | 0 | 0 | 0 | 0 | 0 | 0 | 0 | 0
TAS1 | VPP | 0 | 0 | 0 | 0 | 0 | 0 | 0 | 0 | 0 | 0 | 0 | 0 | 0 | 0 | 0 | 0 | 0 | 0 | 0 | 0 | 0 | 0 | 0 | 0 | 0
Total excluding storage |  | 0 | 0 | 0 | 0 | 0 | 0 | 0 | 0 | 0 | 0 | 0 | 0 | 0 | 0 | 0 | 0 | 0 | 0 | 0 | 0 | 0 | 0 | 0 | 0 | 0

## Option 2_REZ Tx Cost
REZ transmission expansion cost by region ($000s) - Option 2, Hydrogen Superpower Scenario
REZ Expansion | Real June 2021 dollars discounted to 1 July 2021. As with the total capital costs, the REZ transmission expansion costs are annualised for modelling purposes.
Explicitly modelled generation
Region | Technology | 2023-24 | 2024-25 | 2025-26 | 2026-27 | 2027-28 | 2028-29 | 2029-30 | 2030-31 | 2031-32 | 2032-33 | 2033-34 | 2034-35 | 2035-36 | 2036-37 | 2037-38 | 2038-39 | 2039-40 | 2040-41 | 2041-42 | 2042-43 | 2043-44 | 2044-45 | 2045-46 | 2046-47 | 2047-48
NSW1 | Transmission | 1.2487 | 0.33526 | 66810.0953 | 71604.1535 | 111413.1008 | 15865.5139 | 130804.8017 | 86925.169 | 0.24955 | 12147.2588 | 8456.9098 | 72398.3263 | 12605.2405 | 79429.5899 | 205956.4699 | 53650.4144 | 0.073157 | 81864.2469 | 51442.2951 | 16675.3332 | 27142.1896 | 100.2444 | 6555.4437 | 36059.8485 | 870.4807
QLD1 | Transmission | 30993.8647 | 93.6373 | 547628.7984 | 803695.6889 | 1060976.849 | 525979.6365 | 1413813.0674 | 170158.9206 | 477269.9019 | 216639.4707 | 497908.4908 | 2540642.1209 | 802500.3369 | 640452.9573 | 797918.8246 | 296215.52 | 12222.1496 | 148383.1869 | 179588.7983 | 387047.4444 | 71208.328 | 236766.0697 | 228851.3134 | 570372.4542 | 14580.528
VIC1 | Transmission | 0.38987 | 4247.2556 | 193288.2957 | 2766.314 | 17247.1026 | 977.0995 | 11069.7484 | 0.023898 | 12110.9881 | 1924.7099 | 53942.3909 | 0.049283 | 4828.7442 | 8852.9764 | 17041.507 | 54646.6153 | 0.046757 | 20447.4585 | 4856.216 | 19098.8326 | 23976.3283 | 0.02573 | 172.6098 | 2073.7026 | 9942.0112
SA1 | Transmission | 347617.3508 | 2170.4985 | 63576.8761 | 129237.5224 | 4563.7322 | 518432.0853 | 79652.1642 | 55271.2989 | 23355.789 | 9224.6102 | 311333.6937 | 277739.0576 | 109167.83 | 294678.9403 | 214819.1607 | 98279.8581 | 65065.7883 | 87978.973 | 513075.0298 | 45520.7622 | 286797.7152 | 96.8597 | 4435.4266 | 30498.0522 | 22172.7593
TAS1 | Transmission | 78391.1451 | 174.4334 | 76081.1955 | 18641.7798 | 179306.4687 | 20836.5202 | 88478.2961 | 5.347 | 56609.1815 | 34859.7295 | 105840.6869 | 244430.878 | 36721.4966 | 98545.2115 | 163617.4032 | 26474.6985 | 14791.8336 | 11372.7454 | 6644.2033 | 36011.1624 | 13768.9958 | 98.7641 | 204.4611 | 21427.6381 | 6307.2691
NEM | Total | 457003.9992 | 6686.1601 | 947385.261 | 1025945.4587 | 1373507.2533 | 1082090.8553 | 1723818.0778 | 312360.7595 | 569346.11 | 274795.7791 | 977482.1722 | 3135210.4321 | 965823.6483 | 1121959.6754 | 1399353.3654 | 529267.1063 | 92079.8915 | 350046.6106 | 755606.5425 | 504353.5347 | 422893.5569 | 237061.9636 | 240219.2545 | 660431.6956 | 53873.0483

## Option 2_USE+DSP Cost
USE and USE / DSP cost by region ($000s) - Option 2, Hydrogen Superpower Scenario
USE / DSP | Real June 2021 dollars discounted to 1 July 2021
Explicitly modelled generation
Region | Technology | 2023-24 | 2024-25 | 2025-26 | 2026-27 | 2027-28 | 2028-29 | 2029-30 | 2030-31 | 2031-32 | 2032-33 | 2033-34 | 2034-35 | 2035-36 | 2036-37 | 2037-38 | 2038-39 | 2039-40 | 2040-41 | 2041-42 | 2042-43 | 2043-44 | 2044-45 | 2045-46 | 2046-47 | 2047-48
NSW1 | USE / DSP | 6.2775 | 45339.8181 | 79433.125 | 4588.2243 | 17.1928 | 18249.0125 | 2543.9931 | 1088.9996 | 6.0196 | 331.9472 | 5.9729 | 6.0228 | 5.9166 | 5.921 | 5658.9989 | 5.9933 | 5.9779 | 5.9689 | 5.9009 | 5.9379 | 6.0894 | 5.8306 | 5.8491 | 6.001 | 6.0125
QLD1 | USE / DSP | 0.74231 | 0.74406 | 18600.6934 | 27934.8686 | 4367.1392 | 41637.6571 | 5068.7032 | 2670.2008 | 524.3972 | 1141.9539 | 0.77577 | 0.77916 | 0.77984 | 0.77723 | 0.79849 | 0.78502 | 378.4258 | 0.77511 | 0.76621 | 0.76965 | 0.7737 | 0.76795 | 0.76519 | 0.79015 | 0.76497
VIC1 | USE / DSP | 16830.8573 | 11883.6527 | 1249.6796 | 22556.837 | 12548.5067 | 3412.0853 | 23312.0203 | 424.0518 | 7.5104 | 176.0534 | 7.4784 | 7.6193 | 684.7421 | 34.8344 | 209.2186 | 7.5643 | 431.268 | 292.5119 | 781.1048 | 7.4941 | 7.7705 | 2502.6242 | 42.1542 | 7.5525 | 7.5222
SA1 | USE / DSP | 40.9826 | 6.8142 | 64.9802 | 59.0718 | 29.0727 | 0.87602 | 0.86561 | 6.2875 | 0.86681 | 0.83614 | 0.85558 | 0.86788 | 0.84715 | 0.8466 | 51.7376 | 0.84928 | 0.86156 | 0.85092 | 0.84947 | 0.85877 | 0.93505 | 0.85271 | 0.84865 | 0.87186 | 0.8694
TAS1 | USE / DSP | 0.5094 | 0.51154 | 0.5124 | 0.51472 | 0.52132 | 11.3752 | 0.55102 | 0.54831 | 0.54499 | 46.5291 | 0.5511 | 0.55781 | 0.54658 | 0.54725 | 0.56796 | 0.56602 | 0.57361 | 0.56429 | 0.55431 | 0.55777 | 0.58598 | 0.54401 | 0.54057 | 0.56935 | 0.56388
NEM | Total | 16879.3691 | 57231.5406 | 99348.9906 | 55139.5165 | 16962.4326 | 63311.0061 | 30926.1333 | 4190.0881 | 539.339 | 1697.3196 | 15.6338 | 15.8469 | 692.8322 | 42.9265 | 5921.3215 | 15.7579 | 817.1069 | 300.6711 | 789.1757 | 15.6182 | 16.1547 | 2510.6195 | 50.1577 | 15.7848 | 15.7329