## Cover
Victoria to NSW Interconnector West PADR
Market Modelling Results - Progressive Change Scenario
Transgrid | 26 July 2022

## Release notice
Notice
Ernst & Young (“EY”) was engaged on the instructions of NSW Electricity Networks Operations Pty Limited, as trustee for NSW Electricity Networks Operations Trust (“Transgrid”), to undertake market modelling of system costs and benefits to assess two options for the Victoria to NSW Interconnector West (VNI West) Regulatory Investment Test for Transmission (“VNI West RIT-T”). The results of EY’s work, including the assumptions and qualifications made in preparing the workbook (“Workbook”), are set out in EY's report (“Report”) dated 26 July 2022. The Workbook and the Report should be read in conjunction with each other and in their entirety including any disclaimers and attachments, this notice and the notice included in the Report. A reference to the Workbook includes any part of the Workbook. No further work has been undertaken by EY since the date of the Workbook to update it. EY has prepared the Workbook for the benefit of Transgrid and has considered only the interest of Transgrid. EY has not been engaged to act, and has not acted, as advisor to any other party. Accordingly, EY makes no representations as to the appropriateness, accuracy or completeness of the Workbook for any other party's purposes. Our work commenced on 22 September 2021 and was completed on 4 May 2022. Therefore, our Workbook does not take account of events or circumstances arising after 4 May 2022 and we have no responsibility to update the Workbook for such events or circumstances. No reliance may be placed upon the Workbook or any of its contents by any party other than Transgrid (“Third Parties”). Any Third Parties receiving a copy of the Workbook must make and rely on their own enquiries in relation to the issues to which the Workbook relates, the contents of the Workbook and all matters arising from or relating to or in any way connected with the Workbook or its contents. EY disclaims all responsibility to any Third Parties for any loss or liability that the Third Parties may suffer or incur arising from or relating to or in any way connected with the contents of the Workbook, the provision of the Workbook to the Third Parties or the reliance upon the Workbook by the Third Parties. No claim or demand or any actions or proceedings may be brought against EY arising from or connected with the contents of the Workbook or the provision of the Workbook to the Third Parties. EY will be released and forever discharged from any such claims, demands, actions or proceedings. Our Workbook is based, in part, on the information provided to us by Transgrid and other stakeholders engaged in this process. We have relied on the accuracy of the information gathered through these sources. We do not imply, and it should not be construed that we have performed an audit, verification or due diligence procedures on any of the information provided to us. We have not independently verified, nor accept any responsibility or liability for independently verifying, any such information nor do we make any representation as to the accuracy or completeness of the information. We accept no liability for any loss or damage, which may result from your reliance on any research, analyses or information so supplied. Modelling work performed as part of our scope inherently requires assumptions about future behaviours and market interactions, which may result in forecasts that deviate from future conditions. There will usually be differences between estimated and actual outcomes, because events and circumstances frequently do not occur as expected, and those differences may be material. We take no responsibility that the projected outcomes will be achieved. We highlight that our analysis and Workbook do not constitute investment advice or a recommendation to you on a future course of action. We provide no assurance that the scenarios we have modelled will be accepted by any relevant authority or third party. EY has consented to the Workbook being published electronically on Transgrid’s website for informational purposes only. EY has not consented to distribution or disclosure beyond this. The material contained in the Workbook, including the EY logo, is copyright. The copyright in the material contained in the Workbook itself, excluding EY logo, vests in Transgrid. The Workbook, including the EY logo, cannot be altered without prior written permission from EY. Readers are advised that the outcomes provided are based on many detailed assumptions underpinning the scenario, and the key assumptions are described in the Workbook. These assumptions were selected by Transgrid after public consultation. The modelled scenario represents one possible future option for the development and operation of the National Electricity Market, and it must be acknowledged that many alternative futures exist. Alternative futures beyond those presented have not been evaluated as part of this Workbook. EY’s liability is limited by a scheme approved under Professional Standards Legislation.

## Version notes
Change log
2022-07-26 | 1 | Victoria to NSW Interconnector West PADR Market Modelling Results Workbook, Progressive Change Scenario.

## Abbreviations and notes
Acronyms
AEMO | Australian Energy Market Operator
CCGT | Closed cycle gas turbine
Diesel | Diesel generator
Distributed PV | PV non-scheduled generators (PVNSG) and Rooftop PV
DSP | Demand-side participation
ESOO | Electricity Statement Of Opportunities
FOM | Fixed operations and maintenance
Gas - Steam | Gas-powered steam turbine
GWh | Gigawatt-hours
Grid Battery | Explicitly modelled existing and new entrant (8 hour or less) battery storage
MW | Megawatts
NEM | National Electricity Market
OCGT | Open cycle gas turbine
PACR | Project Assessment Conclusions Report
PV | Photovoltaic
PVNSG | PV non-scheduled generators
Rehab | Rehabilitation (after closing an existing generator)
USE | Unserved energy
VOM | Variable operations and maintenance
VPP | Virtual power plants
VTL | Virtual transmission line
Notes
1. Tumut 3 generation is included in Hydro, whereas Tumut 3 pump is included in Pumped Hydro Pump.
2. REZ expansion costs only capture intra-regional network augmentations. These costs do not include the cost of interconnectors.
3. New entrant capacity and retiring capacity for allowable generators are made at the beginning of each financial year, on 1 July.
4. Scheduled and semi-scheduled generators are explicitly individually modelled. Other non-scheduled generators are modelled on the demand side as per AEMO's 2021 ESOO.
5. Option 1: VNI West via Kerang.
6. Option 2: VTL from 1 July 2026 until the comissioning of Option 1. Note that two batteries (250 MW/125 MWh) are assumed to switch to market arbitrage operation after the commissioning of Option 1.

## ---Compare options---
Compare |  | Option 1 | to | BaseCase |  | 0 | 1 | 2 | 3 | 4 | 5 | 6 | 7 | 8 | 9 | 10 | 11 | 12 | 13 | 14 | 15 | 16 | 17 | 18 | 19 | 20 | 21 | 22 | 23 | 24
NEM discounted market benefits by year
Select region | NEM
[5 empty] | Real June 2021 dollars ($m) discounted to 1 July 2021 | 2023-24 | 2024-25 | 2025-26 | 2026-27 | 2027-28 | 2028-29 | 2029-30 | 2030-31 | 2031-32 | 2032-33 | 2033-34 | 2034-35 | 2035-36 | 2036-37 | 2037-38 | 2038-39 | 2039-40 | 2040-41 | 2041-42 | 2042-43 | 2043-44 | 2044-45 | 2045-46 | 2046-47 | 2047-48
|  |  |  | Build | CAPEX | -0.10474 | -1.1783 | -9.0997 | 4.3739 | 25.7617 | 8.2527 | -1.3747 | -15.8399 | -0.0056874 | 345.0858 | 99.4555 | -12.8261 | 0.33092 | -1.4792 | 24.8941 | -248.1294 | 333.0671 | -132.1467 | -134.5133 | 32.7814 | 30.6476 | -51.0561 | 146.0262 | 58.9028 | -52.1319
|  |  |  | FOM | FOM | -0.015863 | -0.20156 | 23.8256 | -0.83501 | -0.63753 | 1.6203 | -99.9802 | -2.2787 | -0.00072092 | 56.0017 | 16.7526 | 1.408 | 3.338 | 1.4572 | -2.5842 | 33.3366 | 58.906 | -15.9961 | -36.0063 | 0.85923 | 7.1536 | -3.5953 | 26.4184 | 15.0834 | -15.2284
|  |  |  | Fuel | Fuel | 0.10576 | 0.73365 | 2.0073 | 0.5277 | 1.3894 | 1.8432 | 6.3412 | 7.0533 | 3.0034 | -7.7864 | -19.8427 | -17.5242 | -10.0953 | -6.1426 | -15.8828 | 21.4315 | 7.703 | 14.597 | 33.2449 | 43.6694 | 33.4165 | 37.0809 | 39.4974 | 19.6678 | 95.8672
|  |  |  | VOM | VOM | 0.055329 | 0.031161 | -0.15002 | 0.033066 | -0.3665 | -0.22205 | -0.046103 | 0.15367 | 0.29399 | -2.8236 | -4.0694 | -2.8907 | -3.3076 | -2.9443 | -3.1818 | 2.844 | -0.36319 | -1.9111 | 3.0513 | 2.3141 | -0.043473 | 2.1168 | -0.42156 | 0.07825 | 1.9913
|  |  |  | REHAB | REHAB | 0 | 0 | -1.0984 | 0.25979 | 0.50337 | -1.5629e-07 | 6.5786 | 0.014063 | -1.9571e-05 | -2.2647e-07 | -7.9373e-09 | -2.799e-09 | -1.8219e-08 | -4.7441e-07 | -3.1085e-08 | -4.8503 | -6.2414e-07 | -2.4039e-06 | -6.9394e-07 | 0.095527 | -2.5999e-08 | -0.16833 | -8.2389e-09 | 4.1886e-07 | 7.6589e-06
|  |  |  | REZ Tx | REZ | -0.002732 | -0.00025877 | 0.00019775 | -0.00024251 | -0.00022439 | 0.005876 | -5.3485e-06 | 0.86957 | 0.19891 | 0.033955 | 33.879 | 6.9223 | 0.060428 | -1.6254 | 93.9963 | -0.74429 | 8.5006 | -19.6986 | 7.2594 | 12.0943 | 19.7544 | -6.965 | -10.5422 | -8.5097 | 2.6735
|  |  |  | USE+DSP | USE+DSP | 0.0079983 | -0.0116 | -1.6394 | -0.54588 | 0.0099123 | 1.358 | 0.14274 | 0.63616 | 0.011179 | -0.68427 | 14.0827 | 13.566 | -0.76814 | -0.75113 | -2.4894 | 0.20311 | 0.45317 | -0.80257 | -2.0793 | 6.086 | -0.37923 | 0.82707 | 0.54095 | 3.571 | -0.016458
|  |  |  | #REF! | Total cumulative market benefits | 0.045755 | -0.58111 | 13.2645 | 17.0778 | 43.738 | 56.596 | -31.7425 | -41.1344 | -37.6333 | 352.1938 | 492.4517 | 481.107 | 470.6652 | 459.1799 | 553.9322 | 358.0234 | 766.2902 | 610.332 | 481.2887 | 579.1886 | 669.738 | 647.978 | 849.4972 | 938.2909 | 971.4461
0
NEM capacity difference by year
Select region | NEM
[5 empty] | Capacity difference (MW) | 2023-24 | 2024-25 | 2025-26 | 2026-27 | 2027-28 | 2028-29 | 2029-30 | 2030-31 | 2031-32 | 2032-33 | 2033-34 | 2034-35 | 2035-36 | 2036-37 | 2037-38 | 2038-39 | 2039-40 | 2040-41 | 2041-42 | 2042-43 | 2043-44 | 2044-45 | 2045-46 | 2046-47 | 2047-48
[5 empty] | Black Coal | 0 | 0 | 40.4293 | 34.1021 | 45.4159 | 45.3947 | 31.2563 | 31.8353 | 31.8339 | 31.8338 | 9.8922 | 9.8922 | -0.00183 | -0.00072 | -0.00012 | 0.00021 | 0.00022 | 0.00016 | 0.00016 | 0.00026 | 0.00024 | 3e-05 | 6e-05 | 0.00012 | 0.00111
[5 empty] | Brown Coal | 0 | 0 | -19.555 | -19.5586 | -19.8369 | -20.3747 | 80.2026 | 80.2017 | 80.2017 | 80.2017 | 80.2017 | 80.2017 | 80.2017 | 80.2017 | 80.2017 | -149.3332 | -149.3333 | -149.3334 | -149.3335 | -137.5374 | -137.5375 | -203.6028 | 0.075 | 0.075 | 0
[5 empty] | CCGT | 0 | 0.001176 | 0.0013434 | 0.0013887 | 0.0014433 | 0.0016207 | 0.0017238 | 0.0018959 | 0.0019235 | 0.0022623 | 0.0031441 | 0.0035824 | 0.0039059 | 0.0039496 | 0.0046734 | 0.004679 | 0.0046084 | 0.0048017 | 0.0051217 | 0.0051777 | 0.0061618 | 0.0061817 | 0.0065139 | 0.0098525 | -965.8287
[5 empty] | Gas - Steam | 0 | 0 | 0 | 0 | 0 | 0 | 0 | 0 | 0 | 0 | 0 | 0 | 0 | 0 | 0 | 0 | 0 | 0 | 0 | 0 | 0 | 0 | 0 | 0 | 0
[5 empty] | OCGT / Diesel | 0.0044434 | 0.40891 | -26.4006 | -26.4004 | -26.4002 | -26.3992 | -26.3954 | 3.4329 | 3.4331 | 3.4337 | 192.9727 | 205.6174 | 205.6215 | 205.6216 | 179.5245 | 179.5245 | 179.5246 | 179.5249 | -100 | -100.0003 | -205.9477 | -157.0913 | -141.2543 | 75.7636 | 473.3253
[5 empty] | Hydro | 0 | 0 | 0 | 0 | 0 | 0 | 0 | 0 | 0 | 0 | 0 | 0 | 0 | 0 | 0 | 0 | 0 | 0 | 0 | 0 | 0 | 0 | 0 | 0 | 0
[5 empty] | Hydrogen Turbine | 0 | 0 | 0 | 0 | 0 | 0 | 0 | 0 | 0 | 0 | 0 | 0 | 0 | 0 | 0 | 0 | 0 | 0 | 0 | 0 | 0 | 0 | 0 | 0 | 0
[5 empty] | Wind | 0.02425 | 0.25479 | 0.65379 | -1.29 | -1.538 | -25.2264 | -17.6957 | -17.6875 | -17.6852 | -374.3928 | -452.2694 | -401.3699 | -240.7565 | -202.3155 | -90.3082 | 443.5661 | -116.5131 | 505.7367 | 309.5716 | -20.633 | -445.6987 | -202.5297 | -13.3726 | 726.8991 | 1368.384
[5 empty] | Solar PV | 0.0074978 | 0.010301 | 0.013625 | 0.018584 | 0.021635 | 32.3635 | 22.9863 | 22.9894 | 22.9906 | 22.9955 | -65.5754 | -124.5973 | -155.622 | -240.2468 | -428.0718 | -428.0568 | -2.0515 | -279.9924 | -361.8535 | 53.624 | 606.6695 | 456.7856 | -978.6878 | -2587.6626 | -523.9165
[5 empty] | Grid Battery | 0.019445 | 0.021333 | 0.026457 | 0.027008 | 0.027387 | -13.6448 | -13.6421 | -13.6362 | -13.6349 | -36.8891 | -16.6552 | -56.1612 | -276.9743 | -276.9712 | -157.9935 | -157.9912 | -669.9821 | -848.2531 | 62.0946 | 62.0974 | -115.5337 | -150.9583 | -613.3208 | -1272.7246 | -777.0892
[5 empty] | Pumped Hydro | 0 | 0 | 15.9702 | 15.9718 | 0.0090606 | 13.6861 | 13.6856 | 13.6888 | 13.69 | 13.7168 | 5.5099 | -3.664 | -2.5888 | -2.5886 | -133.7276 | -133.7272 | -133.7267 | -130.4249 | -8.8441 | -8.8428 | 112.645 | 248.1946 | 70.3618 | -244.6489 | -244.6482
[5 empty] | VPP | 0 | 0 | 0 | 0 | 0 | 0 | 0 | 0 | 0 | 0 | 0 | 0 | 0 | 0 | 0 | 0 | 0 | 0 | 0 | 0 | 0 | 0 | 0 | 0 | 0
[5 empty] | Grid Battery pump | 0.019445 | 0.021333 | 0.026457 | 0.027008 | 0.027387 | -13.6448 | -13.6421 | -13.6362 | -13.6349 | -36.8891 | -16.6552 | -56.1612 | -276.9743 | -276.9712 | -157.9935 | -157.9912 | -669.9821 | -848.2531 | 62.0946 | 62.0974 | -115.5337 | -150.9583 | -613.3208 | -1272.7246 | -777.0892
[5 empty] | Pumped Hydro Pump | 0 | 0 | 15.9702 | 15.9718 | 0.0090606 | 13.6861 | 13.6856 | 13.6888 | 13.69 | 13.7168 | 5.5099 | -3.664 | -2.5888 | -2.5886 | -133.7276 | -133.7272 | -133.7267 | -130.4249 | -8.8441 | -8.8428 | 112.645 | 248.1946 | 70.3618 | -244.6489 | -244.6482
[5 empty] | VPP pump | 0 | 0 | 0 | 0 | 0 | 0 | 0 | 0 | 0 | 0 | 0 | 0 | 0 | 0 | 0 | 0 | 0 | 0 | 0 | 0 | 0 | 0 | 0 | 0 | 0
NEM generation difference by year
Select region | NEM
[5 empty] | Sent-out generation difference (GWh)* | 2023-24 | 2024-25 | 2025-26 | 2026-27 | 2027-28 | 2028-29 | 2029-30 | 2030-31 | 2031-32 | 2032-33 | 2033-34 | 2034-35 | 2035-36 | 2036-37 | 2037-38 | 2038-39 | 2039-40 | 2040-41 | 2041-42 | 2042-43 | 2043-44 | 2044-45 | 2045-46 | 2046-47 | 2047-48
[5 empty] | Black Coal | 5.7942 | 8.3592 | 145.6681 | 186.7038 | 184.4496 | 251.677 | -274.9943 | -93.9239 | -111.3719 | 542.8537 | 487.1654 | 483.9279 | 425.2712 | 252.4846 | 292.6806 | 297.703 | 671.5184 | -136.2024 | 1.2228 | -75.4494 | 18.2638 | 73.7787 | 30.1392 | 232.5815 | 183.5595
[5 empty] | Brown Coal | 16.375 | 0.8449 | -106.6433 | -144.1185 | -130.7623 | -131.2225 | 453.5958 | 444.2544 | 725.7494 | 629.1675 | 615.3228 | 685.7214 | 761.0331 | 827.8471 | 799.1793 | -723.3284 | -603.6181 | -701.3418 | -706.7309 | -652.339 | -647.0993 | -907.1942 | 52.3192 | 85.7371 | 0
[5 empty] | CCGT | -1.7081 | -1.2291 | -7.8524 | -4.284 | -5.5545 | -12.7146 | -22.0661 | -89.3154 | -46.0565 | 26.8889 | 182.1067 | 119.3408 | 118.84 | -15.5692 | 82.3488 | -63.5733 | 172.9995 | -29.6812 | -187.8282 | -167.8979 | -34.5996 | 24.1368 | -21.8276 | 9.3687 | -5759.5662
[5 empty] | Gas - Steam | -0.34534 | -5.0013 | -21.8158 | -15.1482 | -20.9208 | -32.4498 | -16.9268 | -26.3906 | -13.3183 | -33.478 | -7.8306 | 0.97503 | -10.8134 | -4.6429 | -7.3811 | -59.1916 | 0 | 0 | 0 | 0 | 0 | 0 | 0 | 0 | 0
[5 empty] | OCGT / Diesel | -1.5004 | -3.1685 | -12.2193 | -14.5742 | -23.1044 | -31.5864 | -13.2355 | -18.2221 | -17.4603 | -13.2198 | 59.5446 | 70.216 | -7.9346 | 31.6183 | 170.5618 | -320.7142 | -325.103 | -207.8455 | -574.3744 | -820.4245 | -688.4736 | -862.1655 | -968.5089 | -390.7162 | 1564.8612
[5 empty] | Hydro | -16.882 | -3.5547 | 14.6253 | 7.0337 | 19.4919 | 3.5557 | -6.3643 | -92.2263 | -365.8988 | -43.0762 | 83.3539 | -36.8312 | 114.4905 | 355.8399 | 134.6096 | -89.8877 | 149.5607 | 124.806 | -17.5178 | -32.2422 | 77.357 | -169.5938 | 156.4636 | 134.4851 | 7.2253
[5 empty] | Hydrogen Turbine | 0 | 0 | 0 | 0 | 0 | 0 | 0 | 0 | 0 | 0 | 0 | 0 | 0 | 0 | 0 | 0 | 0 | 0 | 0 | 0 | 0 | 0 | 0 | 0 | 0
[5 empty] | Wind | -0.93309 | 4.8507 | 30.7973 | 0.91937 | 17.5923 | -61.3798 | -67.6018 | -67.7919 | -82.5671 | -1129.7853 | -1215.9867 | -1086.2409 | -1056.8042 | -983.6675 | -855.3133 | 1515.9643 | -315.5958 | 1334.1979 | 1584.0704 | 1055.7847 | -266.636 | 645.9199 | 1599.3973 | 2959.6976 | 4410.6551
[5 empty] | Solar PV | 5.0518 | 4.2588 | 6.9444 | 17.7409 | 5.2046 | 54.955 | 8.4697 | 7.6909 | 7.4734 | 90.6133 | -62.7834 | -195.3533 | -352.5587 | -521.8252 | -813.9384 | -534.9455 | 319.3849 | -70.0947 | 180.7999 | 1098.4672 | 2164.4114 | 2131.812 | 10.9819 | -3175.1247 | 151.0683
[5 empty] | Grid Battery | 1.148 | 0.64511 | 0.97226 | -0.24959 | 0.56844 | -34.7578 | -31.9227 | -31.9458 | -30.7233 | -56.6966 | -132.978 | -183.2545 | -468.2143 | -479.6857 | -254.7755 | -185.1995 | -1037.2398 | -1133.2253 | 669.8568 | 606.4522 | 349.7193 | 550.1405 | -120.779 | -1523.4199 | -573.7461
[5 empty] | Pumped Hydro | -0.01421 | -0.02701 | 38.815 | 26.245 | 34.8409 | 59.0818 | 14.367 | 22.2808 | 54.7283 | 116.6195 | 127.8669 | 55.5187 | 105.4784 | 0.77084 | -154.8095 | -390.0933 | -73.7097 | 618.0256 | -123.197 | 6.2096 | 667.6249 | 636.4857 | 681.4695 | -380.4553 | 292.542
[5 empty] | VPP | 0.32112 | 0.40029 | 0.71649 | 0.080051 | 0.088513 | -2.4063 | -0.41337 | 1.8962 | 1.2488 | 2.9115 | 4.2216 | 0.2746 | 15.3949 | 15.2017 | 9.767 | 21.3858 | 58.7511 | 47.7453 | 48.3929 | 49.8708 | 59.1248 | 95.1993 | 54.404 | 51.45 | 65.3683
[5 empty] | Grid Battery pump | 1.3629 | 0.7667 | 1.1431 | -0.28068 | 0.67816 | -41.8401 | -38.5664 | -38.3815 | -37.0964 | -67.5265 | -164.1404 | -222.7817 | -559.9444 | -573.9097 | -305.7455 | -215.1717 | -1248.9264 | -1367.9317 | 814.9564 | 732.912 | 423.9635 | 665.8955 | -145.2914 | -1831.3753 | -685.3702
[5 empty] | Pumped Hydro Pump | -0.087546 | 0.3648 | 65.1418 | 45.0999 | 50.3065 | 69.6806 | 24.1975 | 33.3647 | 105.1822 | 148.7529 | 202.8996 | 82.5965 | 147.2827 | 24.7715 | -261.4702 | -475.1827 | -34.4085 | 950.3449 | -274.0566 | 15.6662 | 818.8874 | 867.8015 | 1043.3154 | -453.2789 | 464.0347
[5 empty] | VPP pump | 0.37779 | 0.47018 | 0.84404 | 0.093884 | 0.10417 | -2.8311 | -0.48643 | 2.2311 | 1.4793 | 3.3192 | 4.9375 | 0.45897 | 18.0987 | 17.8071 | 11.1537 | 26.6735 | 68.0221 | 56.3148 | 56.7404 | 58.6956 | 69.329 | 112.1086 | 64.3313 | 60.067 | 77.1839
*Generation shown is sent-out, as is demand.

## BaseCase_Generation
Annual sent-out generation by technology (GWh) - BaseCase, Progressive Change Scenario
Explicitly modelled generation
Region | Technology | 2023-24 | 2024-25 | 2025-26 | 2026-27 | 2027-28 | 2028-29 | 2029-30 | 2030-31 | 2031-32 | 2032-33 | 2033-34 | 2034-35 | 2035-36 | 2036-37 | 2037-38 | 2038-39 | 2039-40 | 2040-41 | 2041-42 | 2042-43 | 2043-44 | 2044-45 | 2045-46 | 2046-47 | 2047-48
NEM | Black Coal | 72704.6309 | 70306.1593 | 66913.9 | 60094.2039 | 55874.505 | 55301.1628 | 48944.3899 | 48186.9435 | 47106.4777 | 51545.1983 | 40406.227 | 41313.5193 | 38262.3956 | 34306.8165 | 29953.518 | 27757.9326 | 26550.8941 | 20018.5723 | 20345.7253 | 16174.6291 | 14823.8049 | 11883.3757 | 9792.4374 | 8580.6405 | 8346.8454
NEM | Brown Coal | 29396.8302 | 28237.0256 | 23443.8392 | 22494.9897 | 20586.3262 | 20452.7951 | 20252.7351 | 18157.8569 | 17176.3567 | 18347.4139 | 18668.8715 | 19322.7767 | 18012.0954 | 18021.44 | 18931.8769 | 18656.7232 | 17974.6379 | 16825.6514 | 16878.3489 | 15564.951 | 15865.0926 | 13398.3517 | 4428.2506 | 6605.6437 | 0
NEM | CCGT | 1472.7889 | 1433.1157 | 1453.2733 | 1365.7164 | 1177.1936 | 1256.658 | 1232.9543 | 1877.4733 | 1370.3442 | 2315.6033 | 4852.1589 | 5809.6388 | 4712.6188 | 5090.5145 | 4890.9739 | 3952.8861 | 3592.5715 | 4318.5985 | 3872.8008 | 4570.6814 | 3295.224 | 3172.2379 | 1529.4013 | 1001.305 | 6794.7277
NEM | Gas - Steam | 51.0241 | 63.5823 | 123.8137 | 115.6744 | 141.7702 | 184.3389 | 43.9448 | 118.0751 | 57.6523 | 156.3586 | 171.9716 | 582.2987 | 144.7395 | 159.7705 | 291.5602 | 209.7575 | 0 | 0 | 0 | 0 | 0 | 0 | 0 | 0 | 0
NEM | OCGT / Diesel | 87.3611 | 111.6004 | 128.1225 | 140.6611 | 140.685 | 158.937 | 59.1188 | 189.8506 | 70.9116 | 233.0949 | 920.1899 | 1822.9724 | 765.277 | 1585.8789 | 2544.6397 | 1421.967 | 3261.6376 | 6162.8925 | 3503.4809 | 4964.8576 | 8107.5155 | 6874.3738 | 9431.1687 | 13814.3584 | 15372.1046
NEM | Hydro | 13880.7543 | 14665.435 | 15729.6642 | 14383.4709 | 13263.3912 | 16126.1207 | 16125.9492 | 16673.7635 | 17109.337 | 17045.3997 | 18557.3158 | 18933.1401 | 17328.6477 | 15322.8134 | 17563.2214 | 15573.4437 | 14997.3417 | 15222.0322 | 14697.6167 | 15532.2154 | 16268.5858 | 15556.6968 | 13699.3047 | 17369.4379 | 17327.8365
NEM | Hydrogen Turbine | 0 | 0 | 0 | 0 | 0 | 0 | 0 | 0 | 0 | 0 | 0 | 0 | 0 | 0 | 0 | 0 | 0 | 0 | 0 | 0 | 0 | 0 | 0 | 0 | 0
NEM | Wind | 30901.9591 | 33860.3641 | 40804.6783 | 49052.5689 | 57711.2526 | 62294.3466 | 67123.3166 | 67340.0729 | 71333.6982 | 72099.455 | 82805.9489 | 87744.5319 | 99476.6514 | 111142.6786 | 120328.1103 | 127427.6562 | 128265.4728 | 130209.9152 | 133109.698 | 138562.5902 | 138329.9817 | 142933.5924 | 152993.1786 | 166785.3208 | 175654.9232
NEM | Solar PV | 19029.3908 | 18222.4208 | 20256.7572 | 20051.5874 | 20620.6758 | 19140.5701 | 21175.2153 | 21915.6075 | 22831.3446 | 22669.2189 | 29864.1059 | 29940.5577 | 33801.068 | 35611.3536 | 38939.9258 | 41249.7153 | 43974.4299 | 49201.3163 | 55398.5656 | 60152.6484 | 65381.3481 | 67669.944 | 76897.1575 | 85893.6451 | 92997.168
NEM | Grid Battery | 482.4508 | 485.7533 | 525.4782 | 514.7597 | 504.253 | 775.1222 | 808.092 | 797.7245 | 768.0101 | 1467.8476 | 3939.4022 | 3978.1808 | 6087.5493 | 6088.559 | 9793.9001 | 9823.4118 | 10928.7996 | 10774.8111 | 15372.1348 | 14961.697 | 15159.2512 | 16173.4246 | 18106.2238 | 19267.5348 | 19640.2482
NEM | Pumped Hydro | 847.1095 | 1010.6694 | 3361.9361 | 3891.441 | 5538.0755 | 5416.2437 | 5903.845 | 6513.6823 | 5749.2769 | 6081.003 | 7033.6767 | 7128.8874 | 9777.9652 | 9890.6699 | 9665.364 | 10200.934 | 11162.0959 | 10386.4587 | 10841.3747 | 11029.0831 | 10623.4442 | 11993.3921 | 12967.9415 | 15317.2099 | 14720.2115
NEM | VPP | 110.3838 | 173.6493 | 271.8749 | 388.4419 | 522.1456 | 644.9172 | 832.3298 | 982.8697 | 1198.8464 | 1514.9903 | 1821.0821 | 2090.4437 | 2452.6535 | 2833.7991 | 3103.6065 | 3482.8716 | 3853.2369 | 4024.6191 | 4486.2215 | 4804.7247 | 5039.7238 | 5477.3893 | 5856.0978 | 5983.6865 | 6329.4506
Total excluding storage |  | 167524.7394 | 166899.7032 | 168854.0485 | 167698.8728 | 169515.7997 | 174914.9291 | 174957.624 | 174459.6434 | 177056.1223 | 184411.7426 | 196246.7896 | 205469.4355 | 212503.4935 | 221241.2659 | 233443.8262 | 236250.0815 | 238616.9856 | 241958.9785 | 247806.2362 | 255522.5731 | 262071.5526 | 261488.5723 | 268770.8988 | 300050.3514 | 316493.6054
Region | Technology | 2023-24 | 2024-25 | 2025-26 | 2026-27 | 2027-28 | 2028-29 | 2029-30 | 2030-31 | 2031-32 | 2032-33 | 2033-34 | 2034-35 | 2035-36 | 2036-37 | 2037-38 | 2038-39 | 2039-40 | 2040-41 | 2041-42 | 2042-43 | 2043-44 | 2044-45 | 2045-46 | 2046-47 | 2047-48
NSW1 | Black Coal | 32519.4323 | 30118.1908 | 28834.3645 | 25581.8159 | 22175.297 | 21657.1209 | 17282.4432 | 17422.5265 | 17616.0987 | 19936.4845 | 7900.4259 | 8263.8501 | 7870.8482 | 6820.4328 | 8310.3664 | 7222.9402 | 6596.524 | 0 | 0 | 0 | 0 | 0 | 0 | 0 | 0
NSW1 | Brown Coal | 0 | 0 | 0 | 0 | 0 | 0 | 0 | 0 | 0 | 0 | 0 | 0 | 0 | 0 | 0 | 0 | 0 | 0 | 0 | 0 | 0 | 0 | 0 | 0 | 0
NSW1 | CCGT | 4.9148 | 5.7675 | 116.7869 | 61.7099 | 42.6786 | 27.9263 | 54.1421 | 242.4739 | 96.4516 | 267.6227 | 1172.5946 | 1402.752 | 911.4978 | 1136.352 | 1392.6239 | 1026.1006 | 1058.0499 | 1278.5528 | 1152.3613 | 1374.9927 | 0.0081407 | 0.0078845 | 0.010184 | 0.014769 | 0.014942
NSW1 | Gas - Steam | 0 | 0 | 0 | 0 | 0 | 0 | 0 | 0 | 0 | 0 | 0 | 0 | 0 | 0 | 0 | 0 | 0 | 0 | 0 | 0 | 0 | 0 | 0 | 0 | 0
NSW1 | OCGT / Diesel | 2.473 | 5.0317 | 37.974 | 32.7351 | 24.8713 | 13.0317 | 16.0276 | 75.5628 | 23.7335 | 58.8706 | 601.4286 | 953.6235 | 233.4292 | 466.9597 | 519.5544 | 167.4562 | 896.651 | 3053.1924 | 1596.2668 | 2171.6592 | 4108.309 | 2838.4028 | 3482.4118 | 4450.0347 | 5397.5674
NSW1 | Hydro | 2377.4004 | 2903.3092 | 3213.6812 | 3001.2899 | 2423.2482 | 3555.3533 | 2989.3171 | 2779.6002 | 2580.124 | 2420.8829 | 3076.2535 | 3285.5101 | 3011.6766 | 2588.6058 | 3725.9781 | 3165.6941 | 2868.6922 | 2962.1891 | 2604.1879 | 3065.7301 | 3214.347 | 3076.3776 | 2488.6296 | 3721.6619 | 3708.598
NSW1 | Hydrogen Turbine | 0 | 0 | 0 | 0 | 0 | 0 | 0 | 0 | 0 | 0 | 0 | 0 | 0 | 0 | 0 | 0 | 0 | 0 | 0 | 0 | 0 | 0 | 0 | 0 | 0
NSW1 | Wind | 7060.0333 | 9912.7278 | 13344.9705 | 17726.8435 | 22598.1403 | 26736.2517 | 28121.9563 | 28494.2879 | 28910.6122 | 29020.6819 | 31959.361 | 33304.8675 | 35495.9148 | 36534.8754 | 37930.5529 | 44527.584 | 45406.8518 | 42958.533 | 47361.0145 | 46127.2996 | 45330.088 | 48078.9604 | 48079.6676 | 52239.4326 | 53267.4798
NSW1 | Solar PV | 8611.5953 | 8141.3891 | 8780.2902 | 9068.9033 | 9335.8629 | 8906.8858 | 10770.5616 | 11533.3443 | 11653.6722 | 11708.3566 | 18594.4852 | 18648.9414 | 21353.7469 | 22468.3704 | 20412.7908 | 21074.4783 | 23004.2283 | 27340.0484 | 27848.236 | 28791.1637 | 29147.8013 | 30856.9571 | 32351.4491 | 36240.1497 | 37009.8691
NSW1 | Grid Battery | 32.9757 | 31.4179 | 34.2162 | 33.5978 | 31.3017 | 331.7539 | 385.8134 | 383.8733 | 374.8579 | 1057.1659 | 3283.634 | 3194.8702 | 3302.2794 | 3296.5105 | 3099.6853 | 3080.5338 | 3190.3985 | 2990.1391 | 4361.6292 | 4234.104 | 4021.1237 | 4412.9957 | 4386.4321 | 6180.2553 | 6112.44
NSW1 | Pumped Hydro | 234.8538 | 257.3997 | 2372.1598 | 2776.3496 | 4475.7566 | 4501.2839 | 4847.4941 | 5421.6963 | 4703.606 | 4983.6601 | 5330.5186 | 5311.2531 | 7587.7073 | 7696.0599 | 7202.5728 | 7575.3253 | 8428.6142 | 7780.7899 | 7889.0208 | 7883.8531 | 7293.7807 | 8502.8002 | 8420.4569 | 8336.7388 | 7306.5255
NSW1 | VPP | 26.9061 | 49.6446 | 88.2509 | 131.4659 | 172.8265 | 217.1818 | 291.4086 | 350.2988 | 429.0616 | 509.0791 | 603.6035 | 700.499 | 834.7092 | 960.6524 | 1047.5463 | 1166.5956 | 1312.8817 | 1334.9027 | 1486.283 | 1569.1182 | 1602.7348 | 1776.5262 | 1875.5714 | 1959.3929 | 2082.947
Total excluding storage |  | 50575.8491 | 51086.4161 | 54328.0672 | 55473.2976 | 56600.0983 | 60896.5698 | 59234.4479 | 60547.7956 | 60880.6923 | 63412.8993 | 63304.5488 | 65859.5447 | 68877.1136 | 70015.596 | 72291.8665 | 77184.2535 | 79830.9972 | 77592.5157 | 80562.0666 | 81530.8453 | 81800.5534 | 84850.7057 | 86402.1683 | 96651.2936 | 99383.5292
Region | Technology | 2023-24 | 2024-25 | 2025-26 | 2026-27 | 2027-28 | 2028-29 | 2029-30 | 2030-31 | 2031-32 | 2032-33 | 2033-34 | 2034-35 | 2035-36 | 2036-37 | 2037-38 | 2038-39 | 2039-40 | 2040-41 | 2041-42 | 2042-43 | 2043-44 | 2044-45 | 2045-46 | 2046-47 | 2047-48
QLD1 | Black Coal | 40185.1985 | 40187.9685 | 38079.5355 | 34512.388 | 33699.208 | 33644.0419 | 31661.9467 | 30764.417 | 29490.379 | 31608.7138 | 32505.8011 | 33049.6692 | 30391.5474 | 27486.3837 | 21643.1516 | 20534.9924 | 19954.3701 | 20018.5723 | 20345.7253 | 16174.6291 | 14823.8049 | 11883.3757 | 9792.4374 | 8580.6405 | 8346.8454
QLD1 | Brown Coal | 0 | 0 | 0 | 0 | 0 | 0 | 0 | 0 | 0 | 0 | 0 | 0 | 0 | 0 | 0 | 0 | 0 | 0 | 0 | 0 | 0 | 0 | 0 | 0 | 0
QLD1 | CCGT | 807.8857 | 847.3469 | 1101.8456 | 1126.813 | 976.0778 | 983.95 | 1058.7054 | 1398.321 | 1158.5195 | 1635.9556 | 2890.9236 | 3018.3211 | 3040.474 | 3019.251 | 3498.3391 | 2926.7746 | 2534.5097 | 3040.0338 | 2720.4266 | 3195.6756 | 3295.1999 | 3172.2139 | 1529.3614 | 1001.2589 | 1020.6136
QLD1 | Gas - Steam | 0 | 0 | 0 | 0 | 0 | 0 | 0 | 0 | 0 | 0 | 0 | 0 | 0 | 0 | 0 | 0 | 0 | 0 | 0 | 0 | 0 | 0 | 0 | 0 | 0
QLD1 | OCGT / Diesel | 0.94528 | 0.0017826 | 3.6813 | 11.5982 | 4.9667 | 11.8813 | 9.7148 | 27.6761 | 3.3125 | 40.4273 | 101.3238 | 209.5589 | 63.0963 | 628.941 | 1049.9313 | 561.4242 | 1097.7404 | 1840.2645 | 865.5315 | 1805.4677 | 1819.8613 | 2179.6846 | 2395.9097 | 3966.5191 | 4690.3227
QLD1 | Hydro | 705.8565 | 715.8508 | 739.4081 | 703.985 | 722.9777 | 731.7796 | 717.0153 | 718.7406 | 724.799 | 718.9782 | 727.6635 | 729.5071 | 736.1083 | 735.9844 | 264.172 | 261.6522 | 259.013 | 232.0893 | 232.3096 | 0 | 0 | 0 | 0 | 0 | 0
QLD1 | Hydrogen Turbine | 0 | 0 | 0 | 0 | 0 | 0 | 0 | 0 | 0 | 0 | 0 | 0 | 0 | 0 | 0 | 0 | 0 | 0 | 0 | 0 | 0 | 0 | 0 | 0 | 0
QLD1 | Wind | 3818.4594 | 3570.2938 | 4046.5175 | 6363.216 | 9282.6756 | 11514.9019 | 13716.2993 | 13895.4921 | 13925.1532 | 15644.1097 | 18175.9609 | 20527.6534 | 23435.3406 | 29245.0388 | 35079.4583 | 34669.8576 | 35284.6104 | 34387.2285 | 36589.0228 | 37940.209 | 40079.726 | 39436.4753 | 46381.4268 | 53093.115 | 55759.0602
QLD1 | Solar PV | 7416.1456 | 7329.2544 | 8493.1025 | 8131.5472 | 8355.5648 | 7399.1948 | 7624.0075 | 7612.5032 | 8341.8271 | 8082.8264 | 8505.1642 | 8453.1263 | 9319.4894 | 10056.3368 | 14789.4339 | 16449.6631 | 16898.8608 | 17707.8656 | 19016.0544 | 23053.3172 | 25638.5445 | 25608.5301 | 26517.8411 | 32608.673 | 37825.4494
QLD1 | Grid Battery | 59.2728 | 59.2439 | 63.4275 | 63.6078 | 60.7166 | 59.3231 | 60.793 | 58.5926 | 56.6969 | 56.5639 | 335.617 | 499.4732 | 1421.3826 | 1429.9538 | 4949.1792 | 5045.1544 | 5107.6016 | 5002.6278 | 6042.5888 | 6018.312 | 6545.5818 | 6717.6307 | 6647.3602 | 6525.0177 | 6909.1159
QLD1 | Pumped Hydro | 612.2557 | 753.2697 | 989.7504 | 1115.0627 | 1062.2889 | 914.9285 | 1056.3157 | 1091.9463 | 1045.6283 | 1097.2793 | 1703.0253 | 1670.0681 | 1572.4352 | 1546.2581 | 1361.8328 | 1531.4002 | 1612.753 | 1545.768 | 1858.6775 | 2096.8764 | 2245.69 | 2417.0287 | 2856.0603 | 5259.6634 | 5692.2449
QLD1 | VPP | 12.6101 | 20.7066 | 38.0089 | 59.2055 | 83.4687 | 115.2953 | 165.4094 | 199.9799 | 269.0188 | 362.5252 | 451.717 | 527.7104 | 631.3144 | 727.2235 | 813.6993 | 922.8349 | 1035.662 | 1140.6146 | 1288.4154 | 1433.8915 | 1535.9874 | 1633.0586 | 1748.5024 | 1791.6719 | 1913.8225
Total excluding storage |  | 52934.491 | 52650.7161 | 52464.0905 | 50849.5475 | 53041.4706 | 54285.7495 | 54787.6889 | 54417.15 | 53643.9903 | 57731.0111 | 62906.8371 | 65987.836 | 66986.056 | 71171.9357 | 76324.4862 | 75404.3641 | 76029.1044 | 77226.0541 | 79769.0702 | 82169.2986 | 85657.1366 | 82280.2795 | 86616.9764 | 99250.2065 | 107642.2913
Region | Technology | 2023-24 | 2024-25 | 2025-26 | 2026-27 | 2027-28 | 2028-29 | 2029-30 | 2030-31 | 2031-32 | 2032-33 | 2033-34 | 2034-35 | 2035-36 | 2036-37 | 2037-38 | 2038-39 | 2039-40 | 2040-41 | 2041-42 | 2042-43 | 2043-44 | 2044-45 | 2045-46 | 2046-47 | 2047-48
VIC1 | Black Coal | 0 | 0 | 0 | 0 | 0 | 0 | 0 | 0 | 0 | 0 | 0 | 0 | 0 | 0 | 0 | 0 | 0 | 0 | 0 | 0 | 0 | 0 | 0 | 0 | 0
VIC1 | Brown Coal | 29396.8302 | 28237.0256 | 23443.8392 | 22494.9897 | 20586.3262 | 20452.7951 | 20252.7351 | 18157.8569 | 17176.3567 | 18347.4139 | 18668.8715 | 19322.7767 | 18012.0954 | 18021.44 | 18931.8769 | 18656.7232 | 17974.6379 | 16825.6514 | 16878.3489 | 15564.951 | 15865.0926 | 13398.3517 | 4428.2506 | 6605.6437 | 0
VIC1 | CCGT | 0 | 0.001089 | 0.0012139 | 0.0012966 | 0.0013555 | 0.0014964 | 0.0014999 | 0.0017502 | 0.0017306 | 0.0020248 | 0.0024881 | 0.0029761 | 0.0032707 | 0.0033008 | 0.0040058 | 0.0039486 | 0.0047023 | 0.0047638 | 0.0054717 | 0.0056379 | 0.0065723 | 0.0067697 | 0.019514 | 0.020826 | 5774.0884
VIC1 | Gas - Steam | 8.6711 | 10.2225 | 60.3769 | 56.3124 | 80.1746 | 114.5061 | 27.7773 | 52.2958 | 23.6631 | 62.5865 | 52.8742 | 116.1124 | 144.7395 | 159.7705 | 291.5602 | 209.7575 | 0 | 0 | 0 | 0 | 0 | 0 | 0 | 0 | 0
VIC1 | OCGT / Diesel | 10.1738 | 12.3639 | 25.2788 | 41.7639 | 47.2599 | 50.237 | 8.8991 | 29.026 | 18.3508 | 38.4907 | 27.7386 | 120.3441 | 152.8588 | 117.1705 | 197.0245 | 132.0439 | 412.9431 | 387.1356 | 323.473 | 255.0611 | 908.3379 | 1060.8102 | 2766.2285 | 4544.6184 | 4462.7789
VIC1 | Hydro | 2735.6597 | 3311.7545 | 3419.8441 | 3241.7835 | 2711.0775 | 4065.7836 | 3391.1608 | 2935.3484 | 2933.2472 | 2677.7501 | 3271.5253 | 3376.8707 | 3217.2004 | 2689.5652 | 4045.0404 | 3382.4505 | 2927.8885 | 2926.1457 | 2669.0775 | 3249.7599 | 3372.1301 | 3203.2843 | 2685.1747 | 4034.4183 | 4041.9419
VIC1 | Hydrogen Turbine | 0 | 0 | 0 | 0 | 0 | 0 | 0 | 0 | 0 | 0 | 0 | 0 | 0 | 0 | 0 | 0 | 0 | 0 | 0 | 0 | 0 | 0 | 0 | 0 | 0
VIC1 | Wind | 11122.4935 | 10934.8798 | 13163.0971 | 13462.2445 | 13711.1381 | 12530.4484 | 13014.7553 | 12600.443 | 14303.897 | 12522.09 | 14863.5124 | 15303.1434 | 16407.6886 | 19388.3 | 19961.1488 | 21246.6597 | 21693.1533 | 23831.5996 | 21547.2697 | 26942.3432 | 26316.4224 | 26453.9875 | 28066.6984 | 27409.2242 | 29163.5846
VIC1 | Solar PV | 1866.1931 | 1711.916 | 1861.6786 | 1804.4481 | 1828.2259 | 1780.7609 | 1754.6048 | 1759.3512 | 1783.804 | 1847.1995 | 1788.4881 | 1800.7604 | 1967.9203 | 1915.5378 | 1869.4186 | 1874.4148 | 1912.67 | 1905.152 | 4378.8407 | 4417.307 | 5263.1578 | 6199.7903 | 11483.0156 | 10258.2484 | 11516.7263
VIC1 | Grid Battery | 190.6975 | 192.0379 | 213.9714 | 210.6042 | 209.9582 | 193.7318 | 177.2316 | 178.2394 | 160.5042 | 178.2402 | 142.6365 | 135.6035 | 478.4917 | 477.4832 | 449.104 | 450.5955 | 1363.927 | 1561.7809 | 2859.7972 | 2782.8571 | 2683.7291 | 2794.6843 | 4001.4419 | 3758.5906 | 4059.6937
VIC1 | Pumped Hydro | 0 | 0 | 0.0072066 | 0.0083953 | 0.0083464 | 0.0083329 | 0.0085436 | 0.009827 | 0.0096798 | 0.011451 | 0.017567 | 0.017415 | 0.017164 | 0.01923 | 0.028338 | 0.028508 | 0.029063 | 0.02988 | 0.054092 | 0.055971 | 0.056507 | 0.058311 | 219.9909 | 211.5125 | 207.5093
VIC1 | VPP | 14.2677 | 24.1454 | 41.7091 | 69.4271 | 112.755 | 139.3301 | 173.7542 | 209.6244 | 237.2902 | 333.7057 | 404.5182 | 474.7213 | 547.8616 | 649.9316 | 712.5393 | 820.4692 | 896.0544 | 939.6405 | 1046.8386 | 1105.9476 | 1178.5508 | 1317.942 | 1431.2201 | 1418.5788 | 1515.7317
Total excluding storage |  | 45140.0213 | 44218.1633 | 41974.1159 | 41101.5435 | 38964.2036 | 38994.5326 | 38449.9338 | 35534.323 | 36239.3206 | 35495.5327 | 38673.0126 | 40040.0106 | 39902.5063 | 42291.7872 | 45296.0733 | 45502.0535 | 44921.2976 | 45875.689 | 45797.0153 | 50429.4277 | 51725.1474 | 50316.2307 | 49429.3873 | 52852.1738 | 54959.1201
Region | Technology | 2023-24 | 2024-25 | 2025-26 | 2026-27 | 2027-28 | 2028-29 | 2029-30 | 2030-31 | 2031-32 | 2032-33 | 2033-34 | 2034-35 | 2035-36 | 2036-37 | 2037-38 | 2038-39 | 2039-40 | 2040-41 | 2041-42 | 2042-43 | 2043-44 | 2044-45 | 2045-46 | 2046-47 | 2047-48
SA1 | Black Coal | 0 | 0 | 0 | 0 | 0 | 0 | 0 | 0 | 0 | 0 | 0 | 0 | 0 | 0 | 0 | 0 | 0 | 0 | 0 | 0 | 0 | 0 | 0 | 0 | 0
SA1 | Brown Coal | 0 | 0 | 0 | 0 | 0 | 0 | 0 | 0 | 0 | 0 | 0 | 0 | 0 | 0 | 0 | 0 | 0 | 0 | 0 | 0 | 0 | 0 | 0 | 0 | 0
SA1 | CCGT | 659.9885 | 579.9993 | 234.6387 | 177.1913 | 158.4348 | 244.7791 | 120.1041 | 236.6753 | 115.3699 | 412.0215 | 788.6366 | 1388.5608 | 760.6417 | 934.9062 | 0.004697 | 0.0046119 | 0.0047416 | 0.0046946 | 0.0046976 | 0.004743 | 0.0064704 | 0.0062902 | 0.0068996 | 0.0070824 | 0.0070251
SA1 | Gas - Steam | 42.3531 | 53.3598 | 63.4368 | 59.362 | 61.5956 | 69.8328 | 16.1676 | 65.7793 | 33.9892 | 93.7721 | 119.0974 | 466.1863 | 0 | 0 | 0 | 0 | 0 | 0 | 0 | 0 | 0 | 0 | 0 | 0 | 0
SA1 | OCGT / Diesel | 73.7681 | 94.2021 | 61.1875 | 54.5628 | 63.586 | 83.7859 | 24.476 | 57.0989 | 25.5134 | 94.094 | 189.6973 | 535.5243 | 309.6203 | 370.4474 | 767.9197 | 558.6867 | 849.4542 | 881.1951 | 714.8272 | 732.6675 | 1267.0366 | 791.0387 | 784.0815 | 850.8873 | 815.9673
SA1 | Hydro | 0 | 0 | 0 | 0 | 0 | 0 | 0 | 0 | 0 | 0 | 0 | 0 | 0 | 0 | 0 | 0 | 0 | 0 | 0 | 0 | 0 | 0 | 0 | 0 | 0
SA1 | Hydrogen Turbine | 0 | 0 | 0 | 0 | 0 | 0 | 0 | 0 | 0 | 0 | 0 | 0 | 0 | 0 | 0 | 0 | 0 | 0 | 0 | 0 | 0 | 0 | 0 | 0 | 0
SA1 | Wind | 6413.018 | 6442.906 | 6399.3599 | 6988.2902 | 7042.2348 | 6568.4181 | 6320.0052 | 6079.6283 | 6542.9287 | 6803.1272 | 9545.9311 | 9014.6586 | 11719.2172 | 12542.1998 | 13088.8755 | 13178.6563 | 12296.5949 | 14234.7126 | 13142.0396 | 13817.2703 | 12417.8947 | 14619.2846 | 15064.1307 | 17844.6244 | 20750.5654
SA1 | Solar PV | 1135.4561 | 1039.8604 | 1121.685 | 1046.6878 | 1101.021 | 1053.7274 | 1026.0403 | 1010.4071 | 1052.0396 | 1030.8341 | 975.9652 | 1037.7257 | 1159.9062 | 1171.1034 | 1868.2771 | 1851.1536 | 2158.6635 | 2248.2437 | 4155.4255 | 3890.8477 | 5331.8056 | 4982.9155 | 6523.2781 | 6767.9447 | 6578.9887
SA1 | Grid Battery | 199.4982 | 203.047 | 213.8557 | 206.9423 | 202.2687 | 190.3056 | 184.2455 | 177.01 | 175.9412 | 175.8624 | 177.4977 | 148.216 | 885.3712 | 884.5865 | 1295.9014 | 1247.0971 | 1266.8407 | 1220.2253 | 2108.0794 | 1926.3822 | 1908.776 | 2248.0731 | 3070.9462 | 2803.6261 | 2558.9505
SA1 | Pumped Hydro | 0 | 0 | 0.0056215 | 0.006098 | 0.0065509 | 0.0068772 | 0.0070583 | 0.0082733 | 0.0083604 | 0.010275 | 0.011392 | 0.012074 | 0.018276 | 0.019197 | 0.019435 | 0.019804 | 0.019985 | 0.021185 | 0.022849 | 0.022664 | 0.025187 | 0.027696 | 0.034488 | 0.033494 | 0.035081
SA1 | VPP | 56.2902 | 78.3447 | 102.3508 | 124.518 | 147.3401 | 164.5571 | 187.0649 | 206.8182 | 241.1499 | 278.9899 | 325.1872 | 347.9316 | 397.0116 | 448.8696 | 478.2243 | 518.652 | 546.5811 | 543.7771 | 599.9473 | 625.9498 | 645.5187 | 671.9428 | 719.5559 | 722.0899 | 722.8619
Total excluding storage |  | 8324.5837 | 8210.3277 | 7880.3078 | 8326.0941 | 8426.8723 | 8020.5434 | 7506.7932 | 7449.5889 | 7769.8407 | 8433.849 | 11619.3276 | 12442.6557 | 13949.3854 | 15018.6567 | 15725.077 | 15588.5012 | 15304.7174 | 17364.1561 | 18012.297 | 18440.7903 | 19016.7434 | 20393.245 | 22371.4972 | 25463.4636 | 28145.5283
Region | Technology | 2023-24 | 2024-25 | 2025-26 | 2026-27 | 2027-28 | 2028-29 | 2029-30 | 2030-31 | 2031-32 | 2032-33 | 2033-34 | 2034-35 | 2035-36 | 2036-37 | 2037-38 | 2038-39 | 2039-40 | 2040-41 | 2041-42 | 2042-43 | 2043-44 | 2044-45 | 2045-46 | 2046-47 | 2047-48
TAS1 | Black Coal | 0 | 0 | 0 | 0 | 0 | 0 | 0 | 0 | 0 | 0 | 0 | 0 | 0 | 0 | 0 | 0 | 0 | 0 | 0 | 0 | 0 | 0 | 0 | 0 | 0
TAS1 | Brown Coal | 0 | 0 | 0 | 0 | 0 | 0 | 0 | 0 | 0 | 0 | 0 | 0 | 0 | 0 | 0 | 0 | 0 | 0 | 0 | 0 | 0 | 0 | 0 | 0 | 0
TAS1 | CCGT | 0 | 0.00085049 | 0.00090664 | 0.00095142 | 0.0010055 | 0.0010587 | 0.0011792 | 0.0012843 | 0.0013563 | 0.0015373 | 0.0016778 | 0.001885 | 0.0019677 | 0.0019842 | 0.0022694 | 0.0022671 | 0.0024357 | 0.0024184 | 0.0026892 | 0.0027053 | 0.0029593 | 0.003073 | 0.003305 | 0.0033692 | 0.0036721
TAS1 | Gas - Steam | 0 | 0 | 0 | 0 | 0 | 0 | 0 | 0 | 0 | 0 | 0 | 0 | 0 | 0 | 0 | 0 | 0 | 0 | 0 | 0 | 0 | 0 | 0 | 0 | 0
TAS1 | OCGT / Diesel | 0.00087475 | 0.00090141 | 0.0009493 | 0.00099835 | 0.0010516 | 0.0011115 | 0.0012278 | 0.48686 | 0.0013422 | 1.2122 | 0.0016538 | 3.9215 | 6.2725 | 2.3603 | 10.2098 | 2.356 | 4.8489 | 1.105 | 3.3825 | 0.0021028 | 3.9708 | 4.4376 | 2.5372 | 2.2989 | 5.4684
TAS1 | Hydro | 8061.8379 | 7734.5206 | 8356.7309 | 7436.4124 | 7406.0878 | 7773.2042 | 9028.4561 | 10240.0743 | 10871.1668 | 11227.7885 | 11481.8735 | 11541.2522 | 10363.6623 | 9308.658 | 9528.0309 | 8763.6469 | 8941.748 | 9101.6081 | 9192.0416 | 9216.7254 | 9682.1087 | 9277.0349 | 8525.5003 | 9613.3578 | 9577.2966
TAS1 | Hydrogen Turbine | 0 | 0 | 0 | 0 | 0 | 0 | 0 | 0 | 0 | 0 | 0 | 0 | 0 | 0 | 0 | 0 | 0 | 0 | 0 | 0 | 0 | 0 | 0 | 0 | 0
TAS1 | Wind | 2487.9549 | 2999.5568 | 3850.7334 | 4511.9746 | 5077.0638 | 4944.3265 | 5950.3005 | 6270.2217 | 7651.1071 | 8109.4461 | 8261.1834 | 9594.2089 | 12418.4902 | 13432.2648 | 14268.0749 | 13804.8986 | 13584.2623 | 14797.8415 | 14470.3513 | 13735.4681 | 14185.8505 | 14344.8848 | 15401.2551 | 16198.9245 | 16714.2332
TAS1 | Solar PV | 0.00065986 | 0.00085589 | 0.00090465 | 0.0010441 | 0.0012345 | 0.0010714 | 0.0012606 | 0.0016992 | 0.0017501 | 0.0022759 | 0.0031734 | 0.0039736 | 0.0052071 | 0.0052437 | 0.0053433 | 0.0054851 | 0.0073123 | 0.0066794 | 0.0090623 | 0.012954 | 0.038885 | 21.751 | 21.5737 | 18.6293 | 66.1346
TAS1 | Grid Battery | 0.0065897 | 0.0066568 | 0.0072899 | 0.0077439 | 0.0078085 | 0.0078138 | 0.0085206 | 0.0092114 | 0.010015 | 0.015209 | 0.016945 | 0.017901 | 0.024442 | 0.02513 | 0.030108 | 0.031028 | 0.031685 | 0.037991 | 0.040211 | 0.041814 | 0.040609 | 0.040924 | 0.043365 | 0.045041 | 0.048083
TAS1 | Pumped Hydro | 0 | 0 | 0.013111 | 0.014197 | 0.015091 | 0.016047 | 0.019564 | 0.0216 | 0.024505 | 0.041976 | 0.10389 | 147.5367 | 617.7873 | 648.3135 | 1100.9105 | 1094.1603 | 1120.6796 | 1059.8498 | 1093.5994 | 1048.275 | 1083.8917 | 1073.4772 | 1471.3989 | 1509.2616 | 1513.8966
TAS1 | VPP | 0.30961 | 0.80816 | 1.5552 | 3.8253 | 5.7553 | 8.5529 | 14.6927 | 16.1485 | 22.326 | 30.6904 | 36.0562 | 39.5813 | 41.7568 | 47.1221 | 51.5973 | 54.3199 | 62.0576 | 65.6842 | 64.7372 | 69.8176 | 76.9321 | 77.9197 | 81.2479 | 91.953 | 94.0875
Total excluding storage |  | 10549.7943 | 10734.08 | 12207.4671 | 11948.39 | 12483.1549 | 12717.5339 | 14978.7602 | 16510.7858 | 18522.2783 | 19338.4506 | 19743.0635 | 21139.3885 | 22788.4322 | 22743.2903 | 23806.3232 | 22570.9092 | 22530.869 | 23900.5637 | 23665.7871 | 22952.2113 | 23871.9718 | 23648.1114 | 23950.8696 | 25833.2138 | 26363.1364
Explicitly modelled pumping
Region | Technology | 2023-24 | 2024-25 | 2025-26 | 2026-27 | 2027-28 | 2028-29 | 2029-30 | 2030-31 | 2031-32 | 2032-33 | 2033-34 | 2034-35 | 2035-36 | 2036-37 | 2037-38 | 2038-39 | 2039-40 | 2040-41 | 2041-42 | 2042-43 | 2043-44 | 2044-45 | 2045-46 | 2046-47 | 2047-48
NEM | Grid Battery pump | 571.6492 | 577.1519 | 623.729 | 610.6796 | 599.8603 | 924.4627 | 968.2377 | 950.9772 | 919.8437 | 1740.6165 | 4676.4484 | 4721.1561 | 7247.6894 | 7252.2948 | 11746.942 | 11750.284 | 13064.9541 | 12942.6786 | 18419.586 | 17970.7477 | 18162.2754 | 19407.8031 | 21783.8117 | 23113.7733 | 23571.4535
NEM | Pumped Hydro Pump | 2169.3136 | 2469.3078 | 5712.604 | 6613.5648 | 8579.6784 | 8050.1907 | 9262.9705 | 9489.1883 | 8988.4759 | 9198.7061 | 10684.1979 | 10460.2793 | 14226.3413 | 14835.3062 | 13687.4346 | 14940.7833 | 15988.5739 | 15405.3574 | 15497.9149 | 16256.5631 | 14978.2215 | 17273.9439 | 18595.9744 | 21277.6483 | 20274.0532
NEM | VPP pump | 129.7159 | 204.4458 | 319.7312 | 456.91 | 615.0146 | 758.037 | 981.3185 | 1154.1735 | 1413.2835 | 1781.0094 | 2142.0777 | 2459.6726 | 2883.9779 | 3334.2436 | 3655.8993 | 4101.2517 | 4524.501 | 4747.0046 | 5268.995 | 5658.9875 | 5919.7247 | 6443.8814 | 6901.6273 | 7031.299 | 7442.4954
Region | Technology | 2023-24 | 2024-25 | 2025-26 | 2026-27 | 2027-28 | 2028-29 | 2029-30 | 2030-31 | 2031-32 | 2032-33 | 2033-34 | 2034-35 | 2035-36 | 2036-37 | 2037-38 | 2038-39 | 2039-40 | 2040-41 | 2041-42 | 2042-43 | 2043-44 | 2044-45 | 2045-46 | 2046-47 | 2047-48
NSW1 | Grid Battery pump | 39.1675 | 37.4914 | 40.6442 | 39.9973 | 37.2639 | 399.2765 | 465.7064 | 460.9187 | 452.3845 | 1253.1753 | 3901.5506 | 3796.0137 | 3920.9849 | 3916.8165 | 3689.8542 | 3662.1162 | 3779.5785 | 3562.7746 | 5198.7577 | 5043.6989 | 4794.2477 | 5263.8088 | 5245.1578 | 7382.5475 | 7312.8302
NSW1 | Pumped Hydro Pump | 1290.793 | 1400.1903 | 4339.4492 | 5063.546 | 7102.8406 | 6779.2541 | 7795.0125 | 7970.2408 | 7537.2196 | 7677.7423 | 8371.0821 | 7995.5997 | 11294.4457 | 11875.6043 | 10413.1428 | 11459.5515 | 12356.5788 | 11904.7068 | 11589.9649 | 12065.3616 | 10583.5192 | 12635.4285 | 12515.1653 | 12097.051 | 10508.8238
NSW1 | VPP pump | 31.6153 | 58.5412 | 103.6887 | 154.6658 | 203.366 | 255.4673 | 343.6428 | 411.307 | 506.0589 | 597.636 | 710.387 | 824.8654 | 980.9964 | 1130.1793 | 1234.7078 | 1373.9866 | 1540.745 | 1575.1218 | 1744.9851 | 1845.5896 | 1885.1078 | 2089.8601 | 2210.9532 | 2300.7694 | 2450.5257
Region | Technology | 2023-24 | 2024-25 | 2025-26 | 2026-27 | 2027-28 | 2028-29 | 2029-30 | 2030-31 | 2031-32 | 2032-33 | 2033-34 | 2034-35 | 2035-36 | 2036-37 | 2037-38 | 2038-39 | 2039-40 | 2040-41 | 2041-42 | 2042-43 | 2043-44 | 2044-45 | 2045-46 | 2046-47 | 2047-48
QLD1 | Grid Battery pump | 70.3842 | 70.5284 | 75.5089 | 75.7235 | 72.2817 | 70.6226 | 72.477 | 69.6486 | 67.6664 | 67.1672 | 395.6145 | 588.7895 | 1698.7364 | 1709.5336 | 5969.2124 | 6050.6544 | 6136.4269 | 6029.4758 | 7259.8252 | 7242.9955 | 7865.1615 | 8078.9186 | 7993.8479 | 7867.4512 | 8293.3282
QLD1 | Pumped Hydro Pump | 878.5206 | 1069.1175 | 1373.1206 | 1549.9811 | 1476.7983 | 1270.8955 | 1467.9117 | 1518.8954 | 1451.2001 | 1520.8798 | 2312.9408 | 2268.5413 | 2120.9437 | 2096.7787 | 1835.4908 | 2041.1611 | 2157.6746 | 2089.0699 | 2479.4009 | 2811.3211 | 2973.5158 | 3227.7812 | 3829.8701 | 6941.7575 | 7500.1754
QLD1 | VPP pump | 14.8138 | 24.3607 | 44.7164 | 69.6536 | 98.1985 | 135.6415 | 194.8381 | 235.0315 | 317.2953 | 425.6976 | 531.4317 | 621.2919 | 742.2694 | 855.5543 | 959.9556 | 1083.415 | 1218.0366 | 1343.8633 | 1515.718 | 1687.8671 | 1804.2927 | 1921.3103 | 2056.913 | 2111.7666 | 2247.6387
Region | Technology | 2023-24 | 2024-25 | 2025-26 | 2026-27 | 2027-28 | 2028-29 | 2029-30 | 2030-31 | 2031-32 | 2032-33 | 2033-34 | 2034-35 | 2035-36 | 2036-37 | 2037-38 | 2038-39 | 2039-40 | 2040-41 | 2041-42 | 2042-43 | 2043-44 | 2044-45 | 2045-46 | 2046-47 | 2047-48
VIC1 | Grid Battery pump | 226.5609 | 229.181 | 254.6689 | 250.2136 | 250.5349 | 230.0485 | 211.5747 | 211.6051 | 191.661 | 211.969 | 169.6488 | 161.2263 | 564.7341 | 563.6052 | 530.1003 | 533.534 | 1630.8478 | 1878.0538 | 3429.858 | 3358.3618 | 3210.7227 | 3358.1767 | 4831.7671 | 4500.0764 | 4882.7023
VIC1 | Pumped Hydro Pump | 0 | 0 | 0.0095037 | 0.011028 | 0.011015 | 0.010936 | 0.011286 | 0.012894 | 0.012763 | 0.015072 | 0.023129 | 0.022878 | 0.022561 | 0.025386 | 0.037227 | 0.037609 | 0.038119 | 0.039541 | 0.070952 | 0.074151 | 0.073884 | 0.076694 | 292.7114 | 275.0562 | 273.0386
VIC1 | VPP pump | 16.7655 | 28.4676 | 49.0887 | 81.5984 | 132.919 | 163.6516 | 204.9059 | 246.1278 | 279.9234 | 392.7209 | 475.9097 | 557.6053 | 644.543 | 764.79 | 838.1168 | 967.9665 | 1051.4729 | 1108.8 | 1228.2343 | 1305.1387 | 1382.5064 | 1550.5199 | 1688.7772 | 1663.9273 | 1783.2137
Region | Technology | 2023-24 | 2024-25 | 2025-26 | 2026-27 | 2027-28 | 2028-29 | 2029-30 | 2030-31 | 2031-32 | 2032-33 | 2033-34 | 2034-35 | 2035-36 | 2036-37 | 2037-38 | 2038-39 | 2039-40 | 2040-41 | 2041-42 | 2042-43 | 2043-44 | 2044-45 | 2045-46 | 2046-47 | 2047-48
SA1 | Grid Battery pump | 235.5288 | 239.9431 | 252.8983 | 244.736 | 239.7705 | 224.5059 | 218.4695 | 208.7939 | 208.12 | 208.287 | 209.6143 | 175.1053 | 1063.2051 | 1062.3096 | 1557.7393 | 1503.9425 | 1518.0632 | 1472.3292 | 2531.0972 | 2325.6419 | 2292.0953 | 2706.8502 | 3712.9873 | 3363.6447 | 3082.5357
SA1 | Pumped Hydro Pump | 0 | 0 | 0.0074057 | 0.0080157 | 0.008651 | 0.0090199 | 0.0093215 | 0.010863 | 0.011004 | 0.013534 | 0.015 | 0.015851 | 0.024044 | 0.025298 | 0.025542 | 0.026129 | 0.026218 | 0.028005 | 0.029935 | 0.029942 | 0.03305 | 0.036446 | 0.045574 | 0.043843 | 0.046216
SA1 | VPP pump | 66.156 | 92.1238 | 120.4127 | 146.4917 | 173.7331 | 193.2049 | 220.6326 | 242.7592 | 283.74 | 328.7509 | 382.0279 | 409.3148 | 467.0724 | 528.1336 | 562.565 | 611.8754 | 641.34 | 641.6467 | 703.9114 | 738.5358 | 757.3095 | 790.5208 | 848.9622 | 847.0916 | 850.426
Region | Technology | 2023-24 | 2024-25 | 2025-26 | 2026-27 | 2027-28 | 2028-29 | 2029-30 | 2030-31 | 2031-32 | 2032-33 | 2033-34 | 2034-35 | 2035-36 | 2036-37 | 2037-38 | 2038-39 | 2039-40 | 2040-41 | 2041-42 | 2042-43 | 2043-44 | 2044-45 | 2045-46 | 2046-47 | 2047-48
TAS1 | Grid Battery pump | 0.0078275 | 0.0079027 | 0.0086519 | 0.0091922 | 0.0092695 | 0.0092761 | 0.010116 | 0.01093 | 0.011898 | 0.018074 | 0.020132 | 0.021283 | 0.029021 | 0.029881 | 0.03578 | 0.036901 | 0.037637 | 0.045194 | 0.047786 | 0.049687 | 0.048259 | 0.048639 | 0.051635 | 0.053467 | 0.057164
TAS1 | Pumped Hydro Pump | 0 | 0 | 0.017299 | 0.018682 | 0.019873 | 0.021117 | 0.025822 | 0.028322 | 0.032331 | 0.055406 | 0.13685 | 196.0996 | 810.9053 | 862.8725 | 1438.7382 | 1440.0069 | 1474.2561 | 1411.5132 | 1428.4481 | 1379.7763 | 1421.0797 | 1410.621 | 1958.1821 | 1963.7397 | 1991.9692
TAS1 | VPP pump | 0.36528 | 0.9525 | 1.8247 | 4.5005 | 6.798 | 10.0717 | 17.2991 | 18.948 | 26.266 | 36.204 | 42.3214 | 46.5952 | 49.0966 | 55.5864 | 60.5541 | 64.0083 | 72.9065 | 77.5728 | 76.1462 | 81.8563 | 90.5083 | 91.6702 | 96.0217 | 107.7441 | 110.6912
Non-controllable capacity
Region | Technology | 2023-24 | 2024-25 | 2025-26 | 2026-27 | 2027-28 | 2028-29 | 2029-30 | 2030-31 | 2031-32 | 2032-33 | 2033-34 | 2034-35 | 2035-36 | 2036-37 | 2037-38 | 2038-39 | 2039-40 | 2040-41 | 2041-42 | 2042-43 | 2043-44 | 2044-45 | 2045-46 | 2046-47 | 2047-48
NEM | Distributed PV | 27028.8939 | 28768.8113 | 30213.7039 | 34850.4735 | 37417.3588 | 35602.322 | 39185.6526 | 42663.5936 | 45696.2895 | 48264.5629 | 49391.9628 | 50269.5477 | 56259.8121 | 58550.0824 | 54383.1744 | 59090.2653 | 63619.3422 | 66607.0443 | 68440.1469 | 68382.3309 | 68032.5936 | 74728.7126 | 76929.6844 | 71011.0356 | 76824.7651
NEM | Behind the meter battery | 356.5682 | 473.328 | 594.7444 | 757.032 | 926.2117 | 1056.7381 | 1233.2407 | 1392.7578 | 1662.8579 | 1934.0875 | 2210.3303 | 2494.7306 | 2761.3681 | 3007.0367 | 3248.1504 | 3458.3931 | 3610.6796 | 3707.3314 | 3832.4058 | 3933.9396 | 3996.3524 | 4028.7483 | 4047.3212 | 4044.1409 | 4038.7997
NEM | Behind the meter battery pump | 419.7907 | 557.164 | 699.9769 | 891.129 | 1090.0671 | 1244.0558 | 1451.4338 | 1638.8866 | 1957.4728 | 2276.5602 | 2601.4314 | 2936.5844 | 3250.3979 | 3539.5238 | 3822.2237 | 4071.3623 | 4250.8148 | 4364.1903 | 4511.5203 | 4630.4575 | 4704.2076 | 4742.1508 | 4764.3333 | 4760.7853 | 4755.14
Region | Technology | 2023-24 | 2024-25 | 2025-26 | 2026-27 | 2027-28 | 2028-29 | 2029-30 | 2030-31 | 2031-32 | 2032-33 | 2033-34 | 2034-35 | 2035-36 | 2036-37 | 2037-38 | 2038-39 | 2039-40 | 2040-41 | 2041-42 | 2042-43 | 2043-44 | 2044-45 | 2045-46 | 2046-47 | 2047-48
NSW1 | Distributed PV | 8424.7328 | 9097.8958 | 9525.4331 | 11318.9575 | 11957.9205 | 11327.6522 | 12296.3078 | 13719.1844 | 15132.3235 | 15515.9637 | 16127.9014 | 16338.2885 | 18780.3157 | 19211.9417 | 17712.9355 | 18839.9018 | 20646.7408 | 22128.2451 | 22077.2876 | 22357.3952 | 22137.4478 | 24981.114 | 25341.4474 | 23261.7384 | 24668.5269
NSW1 | Behind the meter battery | 133.59 | 194.7768 | 253.5396 | 316.24 | 372.6608 | 419.4249 | 490.1318 | 552.7239 | 644.191 | 732.2475 | 823.81 | 926.2632 | 1021.1994 | 1100.9212 | 1175.2256 | 1241.3495 | 1281.6071 | 1301.3891 | 1323.469 | 1331.6999 | 1328.6786 | 1333.0742 | 1339.1239 | 1339.0233 | 1340.0485
NSW1 | Behind the meter battery pump | 157.3114 | 229.3287 | 298.3165 | 372.3107 | 438.6271 | 493.7687 | 576.7121 | 650.3958 | 758.5034 | 862.0114 | 969.6543 | 1090.1287 | 1202.3863 | 1296.4571 | 1382.6657 | 1461.7352 | 1508.9376 | 1532.4858 | 1558.4624 | 1567.6632 | 1564.469 | 1569.4047 | 1576.1804 | 1576.5486 | 1577.4697
Region | Technology | 2023-24 | 2024-25 | 2025-26 | 2026-27 | 2027-28 | 2028-29 | 2029-30 | 2030-31 | 2031-32 | 2032-33 | 2033-34 | 2034-35 | 2035-36 | 2036-37 | 2037-38 | 2038-39 | 2039-40 | 2040-41 | 2041-42 | 2042-43 | 2043-44 | 2044-45 | 2045-46 | 2046-47 | 2047-48
QLD1 | Distributed PV | 8444.0819 | 8727.8569 | 9387.7798 | 10588.6304 | 11233.4778 | 9950.4588 | 11296.3351 | 12201.0992 | 13491.8597 | 14099.4281 | 14288.7223 | 15172.4989 | 16869.5783 | 17564.4623 | 15361.745 | 17291.1281 | 18537.9716 | 20024.5767 | 20316.0061 | 20041.6887 | 20739.2738 | 22497.7139 | 23121.0707 | 20003.5714 | 22363.348
QLD1 | Behind the meter battery | 68.254 | 84.6289 | 112.6463 | 146.2592 | 185.7816 | 221.6253 | 270.215 | 314.6937 | 406.9618 | 502.2534 | 595.6003 | 683.1659 | 764.1412 | 834.4612 | 901.8028 | 964.152 | 1016.5218 | 1061.2384 | 1120.2283 | 1177.3744 | 1217.6262 | 1234.2876 | 1240.4297 | 1235.0961 | 1221.5488
QLD1 | Behind the meter battery pump | 80.3689 | 99.5866 | 132.5744 | 172.1468 | 218.6795 | 260.8892 | 317.9825 | 370.2693 | 479.0052 | 591.0508 | 700.9679 | 804.4299 | 899.4899 | 981.9193 | 1061.2211 | 1135.0177 | 1196.3817 | 1248.6769 | 1318.2882 | 1385.4977 | 1432.6887 | 1452.5841 | 1460.2966 | 1453.471 | 1438.2675
Region | Technology | 2023-24 | 2024-25 | 2025-26 | 2026-27 | 2027-28 | 2028-29 | 2029-30 | 2030-31 | 2031-32 | 2032-33 | 2033-34 | 2034-35 | 2035-36 | 2036-37 | 2037-38 | 2038-39 | 2039-40 | 2040-41 | 2041-42 | 2042-43 | 2043-44 | 2044-45 | 2045-46 | 2046-47 | 2047-48
VIC1 | Distributed PV | 6161.2738 | 6781.8726 | 7101.9683 | 8316.5091 | 9209.2269 | 9295.0762 | 10141.5083 | 10996.4601 | 11078.5076 | 12218.5954 | 12455.7362 | 12302.2416 | 13633.7137 | 14358.5515 | 14014.4787 | 15127.2169 | 16256.6917 | 16087.8327 | 17275.6136 | 17278.2038 | 16708.2989 | 18242.7157 | 18983.4137 | 18468.0463 | 19881.3113
VIC1 | Behind the meter battery | 74.3056 | 92.44 | 111.7344 | 156.8119 | 212.09 | 243.6602 | 282.6219 | 319.434 | 377.8895 | 439.4914 | 505.2185 | 572.8675 | 639.1484 | 714.1982 | 795.0575 | 858.1453 | 908.5127 | 935.1099 | 971.8935 | 1005.2009 | 1028.9371 | 1040.4307 | 1046.8501 | 1051.4154 | 1058.0828
VIC1 | Behind the meter battery pump | 87.4501 | 108.8465 | 131.5376 | 184.5847 | 249.5654 | 286.8384 | 332.788 | 375.8552 | 444.8213 | 517.3706 | 594.5868 | 674.2645 | 752.1378 | 840.4146 | 935.8569 | 1009.9236 | 1069.8581 | 1100.7998 | 1144.0157 | 1183.0999 | 1211.4056 | 1224.7479 | 1232.417 | 1237.8581 | 1245.9798
Region | Technology | 2023-24 | 2024-25 | 2025-26 | 2026-27 | 2027-28 | 2028-29 | 2029-30 | 2030-31 | 2031-32 | 2032-33 | 2033-34 | 2034-35 | 2035-36 | 2036-37 | 2037-38 | 2038-39 | 2039-40 | 2040-41 | 2041-42 | 2042-43 | 2043-44 | 2044-45 | 2045-46 | 2046-47 | 2047-48
SA1 | Distributed PV | 3686.0805 | 3814.2687 | 3837.7269 | 4211.5584 | 4573.0931 | 4564.7688 | 4955.5626 | 5212.4683 | 5433.7491 | 5819.2761 | 5875.1165 | 5810.3299 | 6258.3674 | 6671.7631 | 6543.0423 | 7049.8156 | 7350.78 | 7523.4267 | 7881.5336 | 7790.2875 | 7552.1072 | 8025.0433 | 8474.1539 | 8258.704 | 8853.3293
SA1 | Behind the meter battery | 71.0192 | 89.6673 | 101.7879 | 119.0914 | 133.3156 | 146.5653 | 160.4315 | 172.1233 | 193.4864 | 213.6313 | 233.2561 | 254.1035 | 272.9282 | 288.5968 | 302.4709 | 316.6818 | 322.4368 | 324.9961 | 328.8503 | 329.3369 | 329.16 | 328.7858 | 328.2839 | 326.0934 | 326.3788
SA1 | Behind the meter battery pump | 83.5976 | 105.4994 | 119.845 | 140.1663 | 156.8845 | 172.5952 | 188.8314 | 202.6048 | 227.6558 | 251.4252 | 274.468 | 299.1179 | 321.125 | 339.6593 | 355.8732 | 372.7692 | 379.5602 | 382.628 | 387.265 | 387.8524 | 387.4805 | 386.9109 | 386.3605 | 383.9947 | 384.2929
Region | Technology | 2023-24 | 2024-25 | 2025-26 | 2026-27 | 2027-28 | 2028-29 | 2029-30 | 2030-31 | 2031-32 | 2032-33 | 2033-34 | 2034-35 | 2035-36 | 2036-37 | 2037-38 | 2038-39 | 2039-40 | 2040-41 | 2041-42 | 2042-43 | 2043-44 | 2044-45 | 2045-46 | 2046-47 | 2047-48
TAS1 | Distributed PV | 312.7249 | 346.9174 | 360.7958 | 414.8181 | 443.6406 | 464.3661 | 495.9387 | 534.3816 | 559.8497 | 611.2996 | 644.4863 | 646.1889 | 717.837 | 743.3638 | 750.9728 | 782.203 | 827.1581 | 842.963 | 889.706 | 914.7558 | 895.466 | 982.1257 | 1009.5987 | 1018.9754 | 1058.2496
TAS1 | Behind the meter battery | 9.3993 | 11.8151 | 15.0362 | 18.6296 | 22.3637 | 25.4624 | 29.8406 | 33.7829 | 40.3291 | 46.464 | 52.4454 | 58.3304 | 63.9508 | 68.8593 | 73.5936 | 78.0644 | 81.6012 | 84.5979 | 87.9648 | 90.3275 | 91.9504 | 92.17 | 92.6337 | 92.5128 | 92.7409
TAS1 | Behind the meter battery pump | 11.0628 | 13.9029 | 17.7034 | 21.9205 | 26.3105 | 29.9642 | 35.1198 | 39.7616 | 47.4871 | 54.7023 | 61.7545 | 68.6434 | 75.2589 | 81.0734 | 86.6068 | 91.9166 | 96.0772 | 99.5998 | 103.4889 | 106.3442 | 108.1638 | 108.5032 | 109.0789 | 108.9129 | 109.1302

## BaseCase_Capacity
Installed capacity by technology (MW) - BaseCase, Progressive Change Scenario
Capacity calculated on 1 July. In early study years some wind and solar projects enter later in the financial year and are therefore reflected in the following financial year's capacity.
Explicitly modelled generation
Region | Technology | 2023-24 | 2024-25 | 2025-26 | 2026-27 | 2027-28 | 2028-29 | 2029-30 | 2030-31 | 2031-32 | 2032-33 | 2033-34 | 2034-35 | 2035-36 | 2036-37 | 2037-38 | 2038-39 | 2039-40 | 2040-41 | 2041-42 | 2042-43 | 2043-44 | 2044-45 | 2045-46 | 2046-47 | 2047-48
NEM | Black Coal | 16456 | 16456 | 13673.3171 | 11915.1063 | 11086.4229 | 11086.4043 | 9910.1917 | 9909.6097 | 9909.6081 | 9909.608 | 7406.4932 | 7406.4932 | 7135.9984 | 6435.9986 | 5286 | 5285.9994 | 5285.9994 | 3895.9994 | 3895.9994 | 3151.9994 | 2786.9996 | 2421.9987 | 2056.9996 | 1691.9998 | 1691.9988
NEM | Brown Coal | 4835 | 4835 | 3714.4797 | 3714.4786 | 3433.8077 | 3361.7476 | 3158.9535 | 3158.9532 | 3158.9532 | 3158.9532 | 3158.9532 | 3158.9532 | 3158.9532 | 3158.9532 | 3158.9532 | 3158.9532 | 3158.9532 | 3158.9532 | 3158.9532 | 3013.1396 | 3013.1396 | 3013.054 | 1159.9101 | 1159.9101 | 0
NEM | CCGT | 2954.9 | 2774.9011 | 2774.9012 | 2774.9012 | 2774.9013 | 2774.9015 | 2774.9015 | 2774.9018 | 2774.9018 | 2774.9021 | 2774.9031 | 2774.9035 | 2774.9037 | 2389.9038 | 1860.9046 | 1860.9046 | 1716.5048 | 1716.5048 | 1716.5053 | 1716.5053 | 1276.5059 | 1276.506 | 632.0089 | 388.0104 | 1353.8613
NEM | Gas - Steam | 1300 | 1300 | 1300 | 1300 | 1300 | 1300 | 1300 | 1300 | 1300 | 1300 | 1300 | 1300 | 500 | 500 | 500 | 500 | 0 | 0 | 0 | 0 | 0 | 0 | 0 | 0 | 0
NEM | OCGT / Diesel | 7382.163 | 8395.9171 | 8658.6679 | 8658.6681 | 8658.6682 | 8658.67 | 8658.6711 | 8738.867 | 8738.8672 | 8462.0075 | 8323.7549 | 8908.6367 | 8828.6428 | 8828.6428 | 8854.7563 | 8854.7563 | 8414.7565 | 8294.757 | 8574.3044 | 8480.305 | 8630.7612 | 10191.6489 | 10458.0743 | 11268.3841 | 10684.3842
NEM | Hydro | 7507.42 | 7507.42 | 7507.42 | 7507.42 | 7507.42 | 7507.42 | 7507.42 | 7507.42 | 7507.42 | 7507.42 | 7507.42 | 7507.42 | 7507.42 | 7507.42 | 7421.02 | 7421.02 | 7421.02 | 7421.02 | 7421.02 | 7355.02 | 7355.02 | 7355.02 | 7355.02 | 7355.02 | 7355.02
NEM | Hydrogen Turbine | 0 | 0 | 0 | 0 | 0 | 0 | 0 | 0 | 0 | 0 | 0 | 0 | 0 | 0 | 0 | 0 | 0 | 0 | 0 | 0 | 0 | 0 | 0 | 0 | 0
NEM | Wind | 10568.133 | 12006.3902 | 13675.4173 | 15683.2676 | 17743.1976 | 20101.4708 | 21896.2284 | 21920.2778 | 22057.4967 | 23234.4473 | 27163.7579 | 28613.1833 | 30319.9101 | 33829.5975 | 38097.2543 | 40613.3307 | 40968.3493 | 40882.238 | 42804.6754 | 46066.2911 | 46548.4829 | 46535.131 | 49089.5012 | 54377.1898 | 58032.6322
NEM | Solar PV | 9554.9977 | 9955.0008 | 9955.0041 | 9955.0099 | 9955.0124 | 10214.0654 | 11025.8679 | 11025.8701 | 11019.7508 | 11019.7554 | 14261.5501 | 14431.9429 | 14959.4612 | 15973.1541 | 20181.2385 | 20030.9391 | 20160.6271 | 22671.7745 | 25662.1319 | 28483.3522 | 32471.847 | 32369.0119 | 37798.715 | 49277.8557 | 50556.4881
NEM | Grid Battery | 1004.6177 | 1004.6199 | 1004.6262 | 1004.6267 | 1004.6277 | 1134.6289 | 1159.007 | 1129.0144 | 1129.0152 | 1685.1286 | 3388.3004 | 3507.41 | 4555.159 | 4505.1603 | 6575.7066 | 6575.7073 | 7087.7032 | 7361.3026 | 9476.8453 | 9476.8465 | 9623.7375 | 9921.562 | 11111.5008 | 12366.7781 | 12605.5474
NEM | Pumped Hydro | 810 | 810 | 1975.1642 | 1975.1654 | 4625.0048 | 4895.0131 | 4945.6376 | 4945.6413 | 4945.6426 | 4945.675 | 5227.4476 | 5312.2582 | 5610.7694 | 5610.7704 | 6009.3439 | 6009.3441 | 6009.3446 | 6009.3451 | 6226.4103 | 6226.4107 | 6375.1469 | 6632.6607 | 7451.9455 | 8785.4877 | 8785.489
NEM | VPP | 147.505 | 233.726 | 341.185 | 499.254 | 694.248 | 914.655 | 1207.518 | 1463.328 | 1850.787 | 2292.603 | 2793.529 | 3356.326 | 3965.785 | 4611.247 | 5307.57 | 6042.26 | 6743.424 | 7427.66 | 8128.819 | 8833.502 | 9521.793 | 10184.092 | 10839.15 | 11484.627 | 12143.078
Total excluding storage |  | 60558.6138 | 63230.6292 | 61259.2073 | 61508.8518 | 62459.4301 | 65004.6795 | 66232.2342 | 66335.8995 | 66466.9977 | 67367.0935 | 71896.8324 | 74101.5328 | 75185.2894 | 78623.6699 | 85360.1269 | 87725.9033 | 87126.2102 | 88041.2469 | 93233.5896 | 98266.6125 | 102082.7561 | 103162.3704 | 108550.2292 | 125518.3699 | 129674.3845
Region | Technology | 2023-24 | 2024-25 | 2025-26 | 2026-27 | 2027-28 | 2028-29 | 2029-30 | 2030-31 | 2031-32 | 2032-33 | 2033-34 | 2034-35 | 2035-36 | 2036-37 | 2037-38 | 2038-39 | 2039-40 | 2040-41 | 2041-42 | 2042-43 | 2043-44 | 2044-45 | 2045-46 | 2046-47 | 2047-48
NSW1 | Black Coal | 8330 | 8330 | 6714.8997 | 5143.7929 | 4651.7158 | 4651.7158 | 3893.1165 | 3893.1165 | 3893.1149 | 3893.1149 | 1390 | 1390 | 1390 | 1390 | 1390 | 1389.9999 | 1389.9999 | 0 | 0 | 0 | 0 | 0 | 0 | 0 | 0
NSW1 | Brown Coal | 0 | 0 | 0 | 0 | 0 | 0 | 0 | 0 | 0 | 0 | 0 | 0 | 0 | 0 | 0 | 0 | 0 | 0 | 0 | 0 | 0 | 0 | 0 | 0 | 0
NSW1 | CCGT | 440 | 440.0003 | 440.0003 | 440.0003 | 440.0003 | 440.0003 | 440.0004 | 440.0005 | 440.0005 | 440.0005 | 440.0011 | 440.0011 | 440.0011 | 440.0011 | 440.0011 | 440.0011 | 440.0011 | 440.0011 | 440.0014 | 440.0014 | 0.0014399 | 0.0014422 | 0.001852 | 0.0026276 | 0.0026331
NSW1 | Gas - Steam | 0 | 0 | 0 | 0 | 0 | 0 | 0 | 0 | 0 | 0 | 0 | 0 | 0 | 0 | 0 | 0 | 0 | 0 | 0 | 0 | 0 | 0 | 0 | 0 | 0
NSW1 | OCGT / Diesel | 1889.0001 | 2902.7539 | 3165.5045 | 3165.5045 | 3165.5045 | 3165.5045 | 3165.5055 | 3628.2012 | 3628.2012 | 3628.2012 | 4083.4455 | 4083.4455 | 4083.4455 | 4083.4455 | 4083.4455 | 4083.4455 | 4083.4455 | 4083.4455 | 4083.4456 | 4083.4456 | 4083.4456 | 3234.4466 | 3234.4502 | 3234.4505 | 3234.4505
NSW1 | Hydro | 2525 | 2525 | 2525 | 2525 | 2525 | 2525 | 2525 | 2525 | 2525 | 2525 | 2525 | 2525 | 2525 | 2525 | 2525 | 2525 | 2525 | 2525 | 2525 | 2525 | 2525 | 2525 | 2525 | 2525 | 2525
NSW1 | Hydrogen Turbine | 0 | 0 | 0 | 0 | 0 | 0 | 0 | 0 | 0 | 0 | 0 | 0 | 0 | 0 | 0 | 0 | 0 | 0 | 0 | 0 | 0 | 0 | 0 | 0 | 0
NSW1 | Wind | 2220.7249 | 3359.4167 | 4379.7395 | 5712.6375 | 6994.3111 | 8441.8033 | 9436.5456 | 9436.5457 | 9436.5457 | 9436.5459 | 10708.1093 | 11290.8139 | 11290.8451 | 11786.8165 | 12352.182 | 14959.0584 | 15092.8526 | 14790.5909 | 15808.739 | 15901.7415 | 15939.8028 | 16203.6407 | 16391.6335 | 17256.6277 | 18644.9344
NSW1 | Solar PV | 4201.0143 | 4455.0166 | 4455.0168 | 4455.0201 | 4455.0209 | 4714.0733 | 5525.8747 | 5525.8749 | 5525.8749 | 5525.8754 | 8767.6608 | 8938.0379 | 9377.9835 | 9966.0608 | 10556.2596 | 10405.96 | 10405.9603 | 12705.9962 | 12921.656 | 13518.1986 | 14398.3688 | 14398.3688 | 15400.1762 | 20198.876 | 20149.1024
NSW1 | Grid Battery | 50.0093 | 50.0111 | 50.0167 | 50.0167 | 50.0177 | 180.0168 | 204.3944 | 204.4 | 204.4002 | 760.471 | 2292.716 | 2292.7172 | 2292.7183 | 2242.7191 | 2242.7257 | 2242.7259 | 2242.7263 | 2242.7278 | 2869.5423 | 2869.5427 | 2869.534 | 2911.4703 | 2911.4656 | 4053.0397 | 4053.0392
NSW1 | Pumped Hydro | 240 | 240 | 1155.1532 | 1155.1532 | 3804.992 | 4074.9929 | 4125.6156 | 4125.6156 | 4125.6157 | 4125.6158 | 4133.5592 | 4133.5592 | 4133.5592 | 4133.5593 | 4133.5593 | 4133.5593 | 4133.5594 | 4133.5594 | 4133.5598 | 4133.5599 | 4133.5599 | 4390.9112 | 4485.5997 | 4485.5999 | 4485.5999
NSW1 | VPP | 35.03 | 66.47 | 108.385 | 164.936 | 231.892 | 309.833 | 419.293 | 513.868 | 645.85 | 793.288 | 960.428 | 1151.337 | 1358.675 | 1573.175 | 1800.084 | 2041.852 | 2261.248 | 2472.415 | 2678.062 | 2873.125 | 3061.828 | 3253.437 | 3451.644 | 3655.963 | 3874.157
Total excluding storage |  | 19605.7393 | 22012.1875 | 21680.1609 | 21441.9553 | 22231.5526 | 23938.0972 | 24986.0426 | 25448.7387 | 25448.7372 | 25448.7379 | 27914.2167 | 28667.2985 | 29107.2752 | 30191.3239 | 31346.8882 | 33803.465 | 33937.2595 | 34545.0338 | 35778.8419 | 36468.3871 | 36946.6187 | 36361.4576 | 37551.2619 | 43214.9568 | 44553.49
Region | Technology | 2023-24 | 2024-25 | 2025-26 | 2026-27 | 2027-28 | 2028-29 | 2029-30 | 2030-31 | 2031-32 | 2032-33 | 2033-34 | 2034-35 | 2035-36 | 2036-37 | 2037-38 | 2038-39 | 2039-40 | 2040-41 | 2041-42 | 2042-43 | 2043-44 | 2044-45 | 2045-46 | 2046-47 | 2047-48
QLD1 | Black Coal | 8126 | 8126 | 6958.4175 | 6771.3135 | 6434.7071 | 6434.6885 | 6017.0752 | 6016.4932 | 6016.4932 | 6016.4932 | 6016.4932 | 6016.4932 | 5745.9984 | 5045.9986 | 3896 | 3895.9995 | 3895.9994 | 3895.9994 | 3895.9994 | 3151.9994 | 2786.9996 | 2421.9987 | 2056.9996 | 1691.9998 | 1691.9988
QLD1 | Brown Coal | 0 | 0 | 0 | 0 | 0 | 0 | 0 | 0 | 0 | 0 | 0 | 0 | 0 | 0 | 0 | 0 | 0 | 0 | 0 | 0 | 0 | 0 | 0 | 0 | 0
QLD1 | CCGT | 1597.9 | 1597.9002 | 1597.9003 | 1597.9003 | 1597.9003 | 1597.9004 | 1597.9004 | 1597.9004 | 1597.9004 | 1597.9005 | 1597.9007 | 1597.9009 | 1597.901 | 1212.901 | 1212.9015 | 1212.9015 | 1068.5015 | 1068.5015 | 1068.5015 | 1068.5015 | 1068.5015 | 1068.5015 | 424.0016 | 180.0022 | 180.0022
QLD1 | Gas - Steam | 0 | 0 | 0 | 0 | 0 | 0 | 0 | 0 | 0 | 0 | 0 | 0 | 0 | 0 | 0 | 0 | 0 | 0 | 0 | 0 | 0 | 0 | 0 | 0 | 0
QLD1 | OCGT / Diesel | 1954.5007 | 1954.5008 | 1954.5008 | 1954.5009 | 1954.5009 | 1954.5026 | 1954.5026 | 1954.5026 | 1954.5026 | 1954.5026 | 1531.0053 | 2115.8867 | 2115.8868 | 2115.8868 | 2141.9994 | 2141.9994 | 2141.9994 | 2141.9995 | 2141.9995 | 2141.9995 | 2141.9995 | 2141.9995 | 2142.0004 | 3106.3098 | 3106.3098
QLD1 | Hydro | 152.4 | 152.4 | 152.4 | 152.4 | 152.4 | 152.4 | 152.4 | 152.4 | 152.4 | 152.4 | 152.4 | 152.4 | 152.4 | 152.4 | 66 | 66 | 66 | 66 | 66 | 0 | 0 | 0 | 0 | 0 | 0
QLD1 | Hydrogen Turbine | 0 | 0 | 0 | 0 | 0 | 0 | 0 | 0 | 0 | 0 | 0 | 0 | 0 | 0 | 0 | 0 | 0 | 0 | 0 | 0 | 0 | 0 | 0 | 0 | 0
QLD1 | Wind | 1126.4146 | 1299.4148 | 1299.4161 | 1847.804 | 2532.4939 | 3316.71 | 4080.9107 | 4080.9111 | 4080.9111 | 4728.5217 | 5791.0477 | 6471.0473 | 7218.5484 | 8753.4573 | 10946.2558 | 10946.2558 | 10946.2559 | 10946.2562 | 11825.2323 | 13104.5365 | 13711.4373 | 13501.5544 | 15251.8849 | 17495.7116 | 18511.5633
QLD1 | Solar PV | 3707.787 | 3853.7872 | 3853.7876 | 3853.7898 | 3853.791 | 3853.7914 | 3853.7921 | 3853.7922 | 3853.7922 | 3853.793 | 3853.7989 | 3853.8037 | 3941.3677 | 4366.9611 | 7623.0842 | 7623.0842 | 7623.0843 | 7761.5146 | 8379.1992 | 10440.9976 | 12020.964 | 11819.8641 | 12623.422 | 18237.3709 | 19107.9732
QLD1 | Grid Battery | 100.002 | 100.002 | 100.0024 | 100.0025 | 100.0025 | 100.0047 | 100.0047 | 100.0048 | 100.0048 | 100.0381 | 326.2873 | 470.393 | 883.4225 | 883.4226 | 2736.7796 | 2736.7797 | 2736.7797 | 2736.7802 | 3201.09 | 3201.0904 | 3612.2656 | 3612.2657 | 3612.2656 | 3725.9681 | 3725.9682
QLD1 | Pumped Hydro | 570 | 570 | 820.0026 | 820.0029 | 820.0031 | 820.01 | 820.0101 | 820.0101 | 820.0101 | 820.033 | 1093.8304 | 1103.7106 | 1103.7107 | 1103.7108 | 1230.7538 | 1230.7538 | 1230.7538 | 1230.7539 | 1388.2048 | 1388.2049 | 1536.9062 | 1536.9062 | 1861.6462 | 3195.1882 | 3195.1882
QLD1 | VPP | 18.839 | 30.972 | 50.94 | 79.949 | 118.984 | 166.928 | 232.955 | 293.171 | 401.006 | 528.819 | 672.521 | 830.615 | 1001.178 | 1179.758 | 1370.761 | 1575.428 | 1781.484 | 1996.105 | 2224.29 | 2464.134 | 2698.938 | 2914.556 | 3118.301 | 3309.404 | 3496.463
Total excluding storage |  | 16665.0023 | 16984.003 | 15816.4222 | 16177.7084 | 16525.7933 | 17309.9928 | 17656.5809 | 17655.9994 | 17655.9996 | 18303.611 | 18942.6459 | 20207.5318 | 20772.1023 | 21647.6048 | 25886.2408 | 25886.2404 | 25741.8404 | 25880.2711 | 27376.9319 | 29908.0345 | 31729.9019 | 30953.9182 | 32498.3084 | 40711.3943 | 42597.8474
Region | Technology | 2023-24 | 2024-25 | 2025-26 | 2026-27 | 2027-28 | 2028-29 | 2029-30 | 2030-31 | 2031-32 | 2032-33 | 2033-34 | 2034-35 | 2035-36 | 2036-37 | 2037-38 | 2038-39 | 2039-40 | 2040-41 | 2041-42 | 2042-43 | 2043-44 | 2044-45 | 2045-46 | 2046-47 | 2047-48
VIC1 | Black Coal | 0 | 0 | 0 | 0 | 0 | 0 | 0 | 0 | 0 | 0 | 0 | 0 | 0 | 0 | 0 | 0 | 0 | 0 | 0 | 0 | 0 | 0 | 0 | 0 | 0
VIC1 | Brown Coal | 4835 | 4835 | 3714.4797 | 3714.4786 | 3433.8077 | 3361.7476 | 3158.9535 | 3158.9532 | 3158.9532 | 3158.9532 | 3158.9532 | 3158.9532 | 3158.9532 | 3158.9532 | 3158.9532 | 3158.9532 | 3158.9532 | 3158.9532 | 3158.9532 | 3013.1396 | 3013.1396 | 3013.054 | 1159.9101 | 1159.9101 | 0
VIC1 | CCGT | 0 | 0.00020592 | 0.00022626 | 0.0002436 | 0.00025236 | 0.00027776 | 0.00027994 | 0.00032231 | 0.00032304 | 0.00037412 | 0.00046104 | 0.00054095 | 0.0006078 | 0.00061245 | 0.00073285 | 0.00073407 | 0.00086105 | 0.00087946 | 0.0010187 | 0.0010551 | 0.0012013 | 0.0012573 | 0.0035865 | 0.0036305 | 965.8545
VIC1 | Gas - Steam | 500 | 500 | 500 | 500 | 500 | 500 | 500 | 500 | 500 | 500 | 500 | 500 | 500 | 500 | 500 | 500 | 0 | 0 | 0 | 0 | 0 | 0 | 0 | 0 | 0
VIC1 | OCGT / Diesel | 1900.0007 | 1900.001 | 1900.001 | 1900.001 | 1900.001 | 1900.001 | 1900.001 | 1900.0011 | 1900.0011 | 1900.0012 | 1730.0016 | 1730.0017 | 1730.0038 | 1730.0038 | 1730.0039 | 1730.0039 | 1290.004 | 1290.0044 | 1569.5508 | 1475.5514 | 1475.5514 | 3631.8287 | 3898.2491 | 3898.2491 | 3314.2492
VIC1 | Hydro | 2279.02 | 2279.02 | 2279.02 | 2279.02 | 2279.02 | 2279.02 | 2279.02 | 2279.02 | 2279.02 | 2279.02 | 2279.02 | 2279.02 | 2279.02 | 2279.02 | 2279.02 | 2279.02 | 2279.02 | 2279.02 | 2279.02 | 2279.02 | 2279.02 | 2279.02 | 2279.02 | 2279.02 | 2279.02
VIC1 | Hydrogen Turbine | 0 | 0 | 0 | 0 | 0 | 0 | 0 | 0 | 0 | 0 | 0 | 0 | 0 | 0 | 0 | 0 | 0 | 0 | 0 | 0 | 0 | 0 | 0 | 0 | 0
VIC1 | Wind | 4181.3629 | 4181.3634 | 4703.5022 | 4703.5022 | 4703.5022 | 4703.5024 | 4703.5025 | 4703.5028 | 4703.5029 | 4703.5038 | 5317.5517 | 5297.8907 | 5298.1436 | 6287.4222 | 7104.9623 | 7030.7051 | 7439.9276 | 7308.2207 | 7327.8959 | 9086.8135 | 8966.0863 | 8656.9305 | 9058.0338 | 9613.5014 | 9587.0755
VIC1 | Solar PV | 1081.574 | 1081.5742 | 1081.5766 | 1081.5766 | 1081.5767 | 1081.5767 | 1081.5767 | 1081.5767 | 1081.5767 | 1081.5774 | 1081.5786 | 1081.5803 | 1081.5848 | 1081.5866 | 1081.5897 | 1081.5898 | 1081.752 | 1081.7524 | 2277.6867 | 2440.5614 | 3024.8127 | 3381.1543 | 6305.5005 | 6576.6355 | 7086.458
VIC1 | Grid Battery | 375.3321 | 375.3325 | 375.3325 | 375.3327 | 375.3327 | 375.3327 | 375.3327 | 375.3332 | 375.3333 | 375.3363 | 320.012 | 320.0122 | 611.3992 | 611.3993 | 614.3095 | 614.3096 | 1126.3048 | 1325.5177 | 1970.7127 | 1970.713 | 1970.7111 | 1970.711 | 2708.6782 | 2708.6782 | 2947.4455
VIC1 | Pumped Hydro | 0 | 0 | 0.0023416 | 0.0026961 | 0.0027259 | 0.0027771 | 0.0028709 | 0.0036757 | 0.0037091 | 0.0044202 | 0.006959 | 0.0070018 | 0.0070573 | 0.0077412 | 0.012112 | 0.012155 | 0.012389 | 0.012521 | 0.024503 | 0.02458 | 0.024626 | 0.024717 | 102.9159 | 102.9159 | 102.9167
VIC1 | VPP | 18.14 | 30.966 | 48.356 | 81.886 | 130.08 | 178.929 | 243.189 | 298.85 | 380.501 | 475.761 | 587.452 | 715.438 | 858.697 | 1021.476 | 1205.085 | 1393.239 | 1583.141 | 1759.539 | 1945.965 | 2139.656 | 2332.826 | 2516.465 | 2694.652 | 2867.767 | 3041.66
Total excluding storage |  | 14776.9576 | 14776.9588 | 14178.5797 | 14178.5787 | 13897.9078 | 13825.8479 | 13623.054 | 13623.0541 | 13623.0542 | 13623.056 | 14067.1056 | 14047.4464 | 14047.706 | 15036.9865 | 15854.5297 | 15780.2727 | 15249.6576 | 15117.9515 | 16613.1077 | 18295.0868 | 18758.6112 | 20961.9887 | 22700.7171 | 23527.3197 | 23232.6572
Region | Technology | 2023-24 | 2024-25 | 2025-26 | 2026-27 | 2027-28 | 2028-29 | 2029-30 | 2030-31 | 2031-32 | 2032-33 | 2033-34 | 2034-35 | 2035-36 | 2036-37 | 2037-38 | 2038-39 | 2039-40 | 2040-41 | 2041-42 | 2042-43 | 2043-44 | 2044-45 | 2045-46 | 2046-47 | 2047-48
SA1 | Black Coal | 0 | 0 | 0 | 0 | 0 | 0 | 0 | 0 | 0 | 0 | 0 | 0 | 0 | 0 | 0 | 0 | 0 | 0 | 0 | 0 | 0 | 0 | 0 | 0 | 0
SA1 | Brown Coal | 0 | 0 | 0 | 0 | 0 | 0 | 0 | 0 | 0 | 0 | 0 | 0 | 0 | 0 | 0 | 0 | 0 | 0 | 0 | 0 | 0 | 0 | 0 | 0 | 0
SA1 | CCGT | 709 | 529.0002 | 529.0002 | 529.0002 | 529.0002 | 529.0003 | 529.0003 | 529.0003 | 529.0003 | 529.0004 | 529.0005 | 529.0006 | 529.0006 | 529.0007 | 0.00085721 | 0.00085831 | 0.00086335 | 0.00086605 | 0.00087069 | 0.00087482 | 0.0011785 | 0.0011799 | 0.0012903 | 0.0012952 | 0.0012965
SA1 | Gas - Steam | 800 | 800 | 800 | 800 | 800 | 800 | 800 | 800 | 800 | 800 | 800 | 800 | 0 | 0 | 0 | 0 | 0 | 0 | 0 | 0 | 0 | 0 | 0 | 0 | 0
SA1 | OCGT / Diesel | 1460.6607 | 1460.6608 | 1460.6608 | 1460.6608 | 1460.6609 | 1460.661 | 1460.661 | 1078.1611 | 1078.1611 | 801.3012 | 801.3013 | 801.3015 | 721.3046 | 721.3046 | 721.3051 | 721.3051 | 721.3051 | 721.3052 | 721.3052 | 721.3052 | 871.7608 | 1125.3665 | 1125.367 | 971.367 | 971.367
SA1 | Hydro | 0 | 0 | 0 | 0 | 0 | 0 | 0 | 0 | 0 | 0 | 0 | 0 | 0 | 0 | 0 | 0 | 0 | 0 | 0 | 0 | 0 | 0 | 0 | 0 | 0
SA1 | Hydrogen Turbine | 0 | 0 | 0 | 0 | 0 | 0 | 0 | 0 | 0 | 0 | 0 | 0 | 0 | 0 | 0 | 0 | 0 | 0 | 0 | 0 | 0 | 0 | 0 | 0 | 0
SA1 | Wind | 2349.7159 | 2349.7163 | 2349.7165 | 2349.717 | 2316.7177 | 2316.7186 | 2225.9692 | 2113.9833 | 2113.9859 | 2439.9481 | 3307.0288 | 3307.0795 | 3653.6267 | 3974.6722 | 4355.6726 | 4339.1294 | 4150.8583 | 4498.715 | 4498.7161 | 4628.3836 | 4586.3405 | 4861.5171 | 5009.8958 | 6347.3219 | 7388.6468
SA1 | Solar PV | 564.6217 | 564.6219 | 564.6222 | 564.6224 | 564.6227 | 564.6229 | 564.6232 | 564.6247 | 558.5052 | 558.5076 | 558.5092 | 558.5179 | 558.5215 | 558.5417 | 920.3005 | 920.3006 | 1049.825 | 1122.5057 | 2083.5829 | 2083.5853 | 3027.6754 | 2757.6757 | 3457.6669 | 4253.024 | 4173.8243
SA1 | Grid Battery | 479.2725 | 479.2725 | 479.2726 | 479.2726 | 479.2726 | 479.2726 | 479.2728 | 449.2735 | 449.2737 | 449.2779 | 449.2789 | 424.2809 | 767.6084 | 767.6086 | 981.878 | 981.8781 | 981.8783 | 1056.2608 | 1435.4814 | 1435.4814 | 1171.2094 | 1427.0976 | 1879.0726 | 1879.0727 | 1879.073
SA1 | Pumped Hydro | 0 | 0 | 0.0017512 | 0.0018701 | 0.0020261 | 0.0021527 | 0.0022251 | 0.0027878 | 0.0028172 | 0.0035517 | 0.0039873 | 0.0043713 | 0.0069332 | 0.0071106 | 0.0074114 | 0.0074328 | 0.0074743 | 0.0077562 | 0.008229 | 0.0082964 | 0.0090465 | 0.0098818 | 0.012157 | 0.012185 | 0.012238
SA1 | VPP | 73.309 | 101.551 | 127.312 | 163.025 | 199.606 | 240.464 | 286.775 | 326.415 | 383.775 | 445.521 | 513.296 | 587.389 | 662.828 | 739.025 | 819.479 | 904.197 | 974.713 | 1040.888 | 1105.8 | 1166.083 | 1221.982 | 1278.505 | 1338.987 | 1401.095 | 1464.679
Total excluding storage |  | 5883.9984 | 5703.9992 | 5703.9997 | 5704.0004 | 5671.0015 | 5671.0027 | 5580.2536 | 5085.7695 | 5079.6526 | 5128.7574 | 5995.8398 | 5995.8995 | 5462.4535 | 5783.5192 | 5997.2791 | 5980.736 | 5921.9892 | 6342.5267 | 7303.605 | 7433.275 | 8485.7779 | 8744.5606 | 9592.9309 | 11571.7141 | 12533.8394
Region | Technology | 2023-24 | 2024-25 | 2025-26 | 2026-27 | 2027-28 | 2028-29 | 2029-30 | 2030-31 | 2031-32 | 2032-33 | 2033-34 | 2034-35 | 2035-36 | 2036-37 | 2037-38 | 2038-39 | 2039-40 | 2040-41 | 2041-42 | 2042-43 | 2043-44 | 2044-45 | 2045-46 | 2046-47 | 2047-48
TAS1 | Black Coal | 0 | 0 | 0 | 0 | 0 | 0 | 0 | 0 | 0 | 0 | 0 | 0 | 0 | 0 | 0 | 0 | 0 | 0 | 0 | 0 | 0 | 0 | 0 | 0 | 0
TAS1 | Brown Coal | 0 | 0 | 0 | 0 | 0 | 0 | 0 | 0 | 0 | 0 | 0 | 0 | 0 | 0 | 0 | 0 | 0 | 0 | 0 | 0 | 0 | 0 | 0 | 0 | 0
TAS1 | CCGT | 208 | 208.0002 | 208.0002 | 208.0002 | 208.0002 | 208.0002 | 208.0002 | 208.0002 | 208.0003 | 208.0003 | 208.0003 | 208.0004 | 208.0004 | 208.0004 | 208.0004 | 208.0004 | 208.0005 | 208.0005 | 208.0005 | 208.0005 | 208.0006 | 208.0006 | 208.0006 | 208.0006 | 208.0007
TAS1 | Gas - Steam | 0 | 0 | 0 | 0 | 0 | 0 | 0 | 0 | 0 | 0 | 0 | 0 | 0 | 0 | 0 | 0 | 0 | 0 | 0 | 0 | 0 | 0 | 0 | 0 | 0
TAS1 | OCGT / Diesel | 178.0007 | 178.0007 | 178.0008 | 178.0008 | 178.0009 | 178.0009 | 178.001 | 178.001 | 178.0011 | 178.0012 | 178.0012 | 178.0014 | 178.0021 | 178.0021 | 178.0025 | 178.0025 | 178.0025 | 58.0025 | 58.0033 | 58.0033 | 58.0038 | 58.0075 | 58.0077 | 58.0077 | 58.0077
TAS1 | Hydro | 2551 | 2551 | 2551 | 2551 | 2551 | 2551 | 2551 | 2551 | 2551 | 2551 | 2551 | 2551 | 2551 | 2551 | 2551 | 2551 | 2551 | 2551 | 2551 | 2551 | 2551 | 2551 | 2551 | 2551 | 2551
TAS1 | Hydrogen Turbine | 0 | 0 | 0 | 0 | 0 | 0 | 0 | 0 | 0 | 0 | 0 | 0 | 0 | 0 | 0 | 0 | 0 | 0 | 0 | 0 | 0 | 0 | 0 | 0 | 0
TAS1 | Wind | 689.9148 | 816.4791 | 943.043 | 1069.6069 | 1196.1726 | 1322.7365 | 1449.3005 | 1585.3349 | 1722.5512 | 1925.9277 | 2040.0204 | 2246.3519 | 2858.7463 | 3027.2292 | 3338.1817 | 3338.1818 | 3338.455 | 3338.4552 | 3344.0921 | 3344.816 | 3344.816 | 3311.4883 | 3378.0532 | 3664.0273 | 3900.4121
TAS1 | Solar PV | 0.00068827 | 0.00079972 | 0.00087174 | 0.00097542 | 0.0011653 | 0.0012002 | 0.0013086 | 0.0015623 | 0.0017023 | 0.0020359 | 0.002529 | 0.00305 | 0.0037084 | 0.0038817 | 0.0044809 | 0.0045272 | 0.0055855 | 0.0056222 | 0.0070823 | 0.0092997 | 0.025945 | 11.9489 | 11.9493 | 11.9494 | 39.1301
TAS1 | Grid Battery | 0.0018019 | 0.0018078 | 0.0020058 | 0.0021275 | 0.0021309 | 0.002137 | 0.0024153 | 0.002845 | 0.003134 | 0.0053756 | 0.0061095 | 0.006736 | 0.010548 | 0.010622 | 0.013786 | 0.013873 | 0.014023 | 0.016145 | 0.018957 | 0.019057 | 0.017387 | 0.0174 | 0.018865 | 0.01946 | 0.021377
TAS1 | Pumped Hydro | 0 | 0 | 0.0043387 | 0.0046785 | 0.0049775 | 0.0053401 | 0.0068705 | 0.0091324 | 0.01022 | 0.018237 | 0.047008 | 74.977 | 373.4854 | 373.4855 | 645.0113 | 645.0114 | 645.0115 | 645.0115 | 704.613 | 704.613 | 704.6471 | 704.8087 | 1001.7716 | 1001.7716 | 1001.7719
TAS1 | VPP | 2.187 | 3.767 | 6.192 | 9.458 | 13.686 | 18.501 | 25.306 | 31.024 | 39.655 | 49.214 | 59.832 | 71.547 | 84.407 | 97.813 | 112.161 | 127.544 | 142.838 | 158.713 | 174.702 | 190.504 | 206.219 | 221.129 | 235.566 | 250.398 | 266.119
Total excluding storage |  | 3626.9162 | 3753.4808 | 3880.0448 | 4006.6089 | 4133.1749 | 4259.7388 | 4386.303 | 4522.3377 | 4659.5542 | 4862.9312 | 4977.0245 | 5183.3566 | 5795.7525 | 5964.2356 | 6275.1891 | 6275.1893 | 6275.4635 | 6155.4638 | 6161.103 | 6161.8291 | 6161.8464 | 6140.4453 | 6207.0108 | 6492.985 | 6756.5506
Explicitly modelled pumping
Region | Technology | 2023-24 | 2024-25 | 2025-26 | 2026-27 | 2027-28 | 2028-29 | 2029-30 | 2030-31 | 2031-32 | 2032-33 | 2033-34 | 2034-35 | 2035-36 | 2036-37 | 2037-38 | 2038-39 | 2039-40 | 2040-41 | 2041-42 | 2042-43 | 2043-44 | 2044-45 | 2045-46 | 2046-47 | 2047-48
NEM | Grid Battery pump | 1004.6177 | 1004.6199 | 1004.6262 | 1004.6267 | 1004.6277 | 1134.6289 | 1159.007 | 1129.0144 | 1129.0152 | 1685.1286 | 3388.3004 | 3507.41 | 4555.159 | 4505.1603 | 6575.7066 | 6575.7073 | 7087.7032 | 7361.3026 | 9476.8453 | 9476.8465 | 9623.7375 | 9921.562 | 11111.5008 | 12366.7781 | 12605.5474
NEM | Pumped Hydro Pump | 1310 | 1310 | 2475.1642 | 2475.1654 | 5125.0048 | 5395.0131 | 5445.6376 | 5445.6413 | 5445.6426 | 5445.675 | 5727.4476 | 5812.2582 | 6110.7694 | 6110.7704 | 6509.3439 | 6509.3441 | 6509.3446 | 6509.3451 | 6726.4103 | 6726.4107 | 6875.1469 | 7132.6607 | 7951.9455 | 9285.4877 | 9285.489
NEM | VPP pump | 147.505 | 233.726 | 341.185 | 499.254 | 694.248 | 914.655 | 1207.518 | 1463.328 | 1850.787 | 2292.603 | 2793.529 | 3356.326 | 3965.785 | 4611.247 | 5307.57 | 6042.26 | 6743.424 | 7427.66 | 8128.819 | 8833.502 | 9521.793 | 10184.092 | 10839.15 | 11484.627 | 12143.078
Region | Technology | 2023-24 | 2024-25 | 2025-26 | 2026-27 | 2027-28 | 2028-29 | 2029-30 | 2030-31 | 2031-32 | 2032-33 | 2033-34 | 2034-35 | 2035-36 | 2036-37 | 2037-38 | 2038-39 | 2039-40 | 2040-41 | 2041-42 | 2042-43 | 2043-44 | 2044-45 | 2045-46 | 2046-47 | 2047-48
NSW1 | Grid Battery pump | 50.0093 | 50.0111 | 50.0167 | 50.0167 | 50.0177 | 180.0168 | 204.3944 | 204.4 | 204.4002 | 760.471 | 2292.716 | 2292.7172 | 2292.7183 | 2242.7191 | 2242.7257 | 2242.7259 | 2242.7263 | 2242.7278 | 2869.5423 | 2869.5427 | 2869.534 | 2911.4703 | 2911.4656 | 4053.0397 | 4053.0392
NSW1 | Pumped Hydro Pump | 840 | 840 | 1755.1532 | 1755.1532 | 4404.992 | 4674.9929 | 4725.6156 | 4725.6156 | 4725.6157 | 4725.6158 | 4733.5592 | 4733.5592 | 4733.5592 | 4733.5593 | 4733.5593 | 4733.5593 | 4733.5594 | 4733.5594 | 4733.5598 | 4733.5599 | 4733.5599 | 4990.9112 | 5085.5997 | 5085.5999 | 5085.5999
NSW1 | VPP pump | 35.03 | 66.47 | 108.385 | 164.936 | 231.892 | 309.833 | 419.293 | 513.868 | 645.85 | 793.288 | 960.428 | 1151.337 | 1358.675 | 1573.175 | 1800.084 | 2041.852 | 2261.248 | 2472.415 | 2678.062 | 2873.125 | 3061.828 | 3253.437 | 3451.644 | 3655.963 | 3874.157
Region | Technology | 2023-24 | 2024-25 | 2025-26 | 2026-27 | 2027-28 | 2028-29 | 2029-30 | 2030-31 | 2031-32 | 2032-33 | 2033-34 | 2034-35 | 2035-36 | 2036-37 | 2037-38 | 2038-39 | 2039-40 | 2040-41 | 2041-42 | 2042-43 | 2043-44 | 2044-45 | 2045-46 | 2046-47 | 2047-48
QLD1 | Grid Battery pump | 100.002 | 100.002 | 100.0024 | 100.0025 | 100.0025 | 100.0047 | 100.0047 | 100.0048 | 100.0048 | 100.0381 | 326.2873 | 470.393 | 883.4225 | 883.4226 | 2736.7796 | 2736.7797 | 2736.7797 | 2736.7802 | 3201.09 | 3201.0904 | 3612.2656 | 3612.2657 | 3612.2656 | 3725.9681 | 3725.9682
QLD1 | Pumped Hydro Pump | 470 | 470 | 720.0026 | 720.0029 | 720.0031 | 720.01 | 720.0101 | 720.0101 | 720.0101 | 720.033 | 993.8304 | 1003.7106 | 1003.7107 | 1003.7108 | 1130.7538 | 1130.7538 | 1130.7538 | 1130.7539 | 1288.2048 | 1288.2049 | 1436.9062 | 1436.9062 | 1761.6462 | 3095.1882 | 3095.1882
QLD1 | VPP pump | 18.839 | 30.972 | 50.94 | 79.949 | 118.984 | 166.928 | 232.955 | 293.171 | 401.006 | 528.819 | 672.521 | 830.615 | 1001.178 | 1179.758 | 1370.761 | 1575.428 | 1781.484 | 1996.105 | 2224.29 | 2464.134 | 2698.938 | 2914.556 | 3118.301 | 3309.404 | 3496.463
Region | Technology | 2023-24 | 2024-25 | 2025-26 | 2026-27 | 2027-28 | 2028-29 | 2029-30 | 2030-31 | 2031-32 | 2032-33 | 2033-34 | 2034-35 | 2035-36 | 2036-37 | 2037-38 | 2038-39 | 2039-40 | 2040-41 | 2041-42 | 2042-43 | 2043-44 | 2044-45 | 2045-46 | 2046-47 | 2047-48
VIC1 | Grid Battery pump | 375.3321 | 375.3325 | 375.3325 | 375.3327 | 375.3327 | 375.3327 | 375.3327 | 375.3332 | 375.3333 | 375.3363 | 320.012 | 320.0122 | 611.3992 | 611.3993 | 614.3095 | 614.3096 | 1126.3048 | 1325.5177 | 1970.7127 | 1970.713 | 1970.7111 | 1970.711 | 2708.6782 | 2708.6782 | 2947.4455
VIC1 | Pumped Hydro Pump | 0 | 0 | 0.0023416 | 0.0026961 | 0.0027259 | 0.0027771 | 0.0028709 | 0.0036757 | 0.0037091 | 0.0044202 | 0.006959 | 0.0070018 | 0.0070573 | 0.0077412 | 0.012112 | 0.012155 | 0.012389 | 0.012521 | 0.024503 | 0.02458 | 0.024626 | 0.024717 | 102.9159 | 102.9159 | 102.9167
VIC1 | VPP pump | 18.14 | 30.966 | 48.356 | 81.886 | 130.08 | 178.929 | 243.189 | 298.85 | 380.501 | 475.761 | 587.452 | 715.438 | 858.697 | 1021.476 | 1205.085 | 1393.239 | 1583.141 | 1759.539 | 1945.965 | 2139.656 | 2332.826 | 2516.465 | 2694.652 | 2867.767 | 3041.66
Region | Technology | 2023-24 | 2024-25 | 2025-26 | 2026-27 | 2027-28 | 2028-29 | 2029-30 | 2030-31 | 2031-32 | 2032-33 | 2033-34 | 2034-35 | 2035-36 | 2036-37 | 2037-38 | 2038-39 | 2039-40 | 2040-41 | 2041-42 | 2042-43 | 2043-44 | 2044-45 | 2045-46 | 2046-47 | 2047-48
SA1 | Grid Battery pump | 479.2725 | 479.2725 | 479.2726 | 479.2726 | 479.2726 | 479.2726 | 479.2728 | 449.2735 | 449.2737 | 449.2779 | 449.2789 | 424.2809 | 767.6084 | 767.6086 | 981.878 | 981.8781 | 981.8783 | 1056.2608 | 1435.4814 | 1435.4814 | 1171.2094 | 1427.0976 | 1879.0726 | 1879.0727 | 1879.073
SA1 | Pumped Hydro Pump | 0 | 0 | 0.0017512 | 0.0018701 | 0.0020261 | 0.0021527 | 0.0022251 | 0.0027878 | 0.0028172 | 0.0035517 | 0.0039873 | 0.0043713 | 0.0069332 | 0.0071106 | 0.0074114 | 0.0074328 | 0.0074743 | 0.0077562 | 0.008229 | 0.0082964 | 0.0090465 | 0.0098818 | 0.012157 | 0.012185 | 0.012238
SA1 | VPP pump | 73.309 | 101.551 | 127.312 | 163.025 | 199.606 | 240.464 | 286.775 | 326.415 | 383.775 | 445.521 | 513.296 | 587.389 | 662.828 | 739.025 | 819.479 | 904.197 | 974.713 | 1040.888 | 1105.8 | 1166.083 | 1221.982 | 1278.505 | 1338.987 | 1401.095 | 1464.679
Region | Technology | 2023-24 | 2024-25 | 2025-26 | 2026-27 | 2027-28 | 2028-29 | 2029-30 | 2030-31 | 2031-32 | 2032-33 | 2033-34 | 2034-35 | 2035-36 | 2036-37 | 2037-38 | 2038-39 | 2039-40 | 2040-41 | 2041-42 | 2042-43 | 2043-44 | 2044-45 | 2045-46 | 2046-47 | 2047-48
TAS1 | Grid Battery pump | 0.0018019 | 0.0018078 | 0.0020058 | 0.0021275 | 0.0021309 | 0.002137 | 0.0024153 | 0.002845 | 0.003134 | 0.0053756 | 0.0061095 | 0.006736 | 0.010548 | 0.010622 | 0.013786 | 0.013873 | 0.014023 | 0.016145 | 0.018957 | 0.019057 | 0.017387 | 0.0174 | 0.018865 | 0.01946 | 0.021377
TAS1 | Pumped Hydro Pump | 0 | 0 | 0.0043387 | 0.0046785 | 0.0049775 | 0.0053401 | 0.0068705 | 0.0091324 | 0.01022 | 0.018237 | 0.047008 | 74.977 | 373.4854 | 373.4855 | 645.0113 | 645.0114 | 645.0115 | 645.0115 | 704.613 | 704.613 | 704.6471 | 704.8087 | 1001.7716 | 1001.7716 | 1001.7719
TAS1 | VPP pump | 2.187 | 3.767 | 6.192 | 9.458 | 13.686 | 18.501 | 25.306 | 31.024 | 39.655 | 49.214 | 59.832 | 71.547 | 84.407 | 97.813 | 112.161 | 127.544 | 142.838 | 158.713 | 174.702 | 190.504 | 206.219 | 221.129 | 235.566 | 250.398 | 266.119
Non-controllable capacity
Region | Technology | 2023-24 | 2024-25 | 2025-26 | 2026-27 | 2027-28 | 2028-29 | 2029-30 | 2030-31 | 2031-32 | 2032-33 | 2033-34 | 2034-35 | 2035-36 | 2036-37 | 2037-38 | 2038-39 | 2039-40 | 2040-41 | 2041-42 | 2042-43 | 2043-44 | 2044-45 | 2045-46 | 2046-47 | 2047-48
NEM | Distributed PV | 19612.644 | 21356.0886 | 23089.896 | 24768.0806 | 26406.502 | 27736.0481 | 28800.692 | 29772.9057 | 31044.0825 | 32320.1702 | 33578.086 | 34817.6264 | 35932.495 | 36964.9362 | 37971.8979 | 38944.3172 | 39891.8042 | 40788.6995 | 41676.3494 | 42602.5514 | 43546.1732 | 44719.549 | 46001.5839 | 47326.2073 | 48630.1029
NEM | Behind the meter battery | 744.916 | 917.1465 | 1214.503 | 1523.354 | 1933.941 | 2354.63 | 2716.4505 | 3174.1105 | 3609.2435 | 4287.7985 | 5010.698 | 5755.6655 | 6520.6945 | 7237.922 | 7943.767 | 8631.897 | 9281.092 | 9756.6515 | 10166.7125 | 10528.134 | 10830.553 | 11013.404 | 11152.464 | 11231.6745 | 11258.357
NEM | Behind the meter battery pump | 744.916 | 917.1465 | 1214.503 | 1523.354 | 1933.941 | 2354.63 | 2716.4505 | 3174.1105 | 3609.2435 | 4287.7985 | 5010.698 | 5755.6655 | 6520.6945 | 7237.922 | 7943.767 | 8631.897 | 9281.092 | 9756.6515 | 10166.7125 | 10528.134 | 10830.553 | 11013.404 | 11152.464 | 11231.6745 | 11258.357
Region | Technology | 2023-24 | 2024-25 | 2025-26 | 2026-27 | 2027-28 | 2028-29 | 2029-30 | 2030-31 | 2031-32 | 2032-33 | 2033-34 | 2034-35 | 2035-36 | 2036-37 | 2037-38 | 2038-39 | 2039-40 | 2040-41 | 2041-42 | 2042-43 | 2043-44 | 2044-45 | 2045-46 | 2046-47 | 2047-48
NSW1 | Distributed PV | 6242.9296 | 6773.4568 | 7314.9002 | 7845.6317 | 8363.8364 | 8849.7288 | 9251.2415 | 9616.8764 | 10054.4429 | 10479.0237 | 10892.0426 | 11295.8069 | 11655.128 | 11981.6055 | 12299.0904 | 12606.157 | 12903.746 | 13190.144 | 13471.1311 | 13775.3154 | 14089.4021 | 14489.3265 | 14927.893 | 15382.1953 | 15829.1463
NSW1 | Behind the meter battery | 272.86 | 342.408 | 492.3885 | 638.0985 | 797.9705 | 941.9675 | 1074.9155 | 1258.761 | 1431.83 | 1668.596 | 1912.4335 | 2164.4295 | 2429.6735 | 2676.2475 | 2908.6255 | 3127.774 | 3338.674 | 3468.225 | 3574.1655 | 3651.5285 | 3696.841 | 3704.378 | 3716.8415 | 3724.723 | 3727.139
NSW1 | Behind the meter battery pump | 272.86 | 342.408 | 492.3885 | 638.0985 | 797.9705 | 941.9675 | 1074.9155 | 1258.761 | 1431.83 | 1668.596 | 1912.4335 | 2164.4295 | 2429.6735 | 2676.2475 | 2908.6255 | 3127.774 | 3338.674 | 3468.225 | 3574.1655 | 3651.5285 | 3696.841 | 3704.378 | 3716.8415 | 3724.723 | 3727.139
Region | Technology | 2023-24 | 2024-25 | 2025-26 | 2026-27 | 2027-28 | 2028-29 | 2029-30 | 2030-31 | 2031-32 | 2032-33 | 2033-34 | 2034-35 | 2035-36 | 2036-37 | 2037-38 | 2038-39 | 2039-40 | 2040-41 | 2041-42 | 2042-43 | 2043-44 | 2044-45 | 2045-46 | 2046-47 | 2047-48
QLD1 | Distributed PV | 5939.9612 | 6352.8331 | 6760.5777 | 7139.2175 | 7501.0502 | 7837.1768 | 8124.6055 | 8391.4809 | 8796.307 | 9218.9554 | 9636.7446 | 10046.3577 | 10414.7278 | 10756.8525 | 11091.3003 | 11411.603 | 11719.7176 | 12012.4217 | 12294.8837 | 12573.0513 | 12847.2008 | 13162.2168 | 13501.7569 | 13853.2947 | 14200.9776
QLD1 | Behind the meter battery | 142.0015 | 176.6905 | 220.383 | 291.1405 | 375.918 | 473.9345 | 567.999 | 689.927 | 806.7055 | 1028.584 | 1271.1665 | 1515.414 | 1755.8155 | 1977.0935 | 2187.738 | 2389.4565 | 2584.657 | 2742.619 | 2898.823 | 3049.6635 | 3191.7325 | 3290.658 | 3358.1235 | 3395.029 | 3404.2585
QLD1 | Behind the meter battery pump | 142.0015 | 176.6905 | 220.383 | 291.1405 | 375.918 | 473.9345 | 567.999 | 689.927 | 806.7055 | 1028.584 | 1271.1665 | 1515.414 | 1755.8155 | 1977.0935 | 2187.738 | 2389.4565 | 2584.657 | 2742.619 | 2898.823 | 3049.6635 | 3191.7325 | 3290.658 | 3358.1235 | 3395.029 | 3404.2585
Region | Technology | 2023-24 | 2024-25 | 2025-26 | 2026-27 | 2027-28 | 2028-29 | 2029-30 | 2030-31 | 2031-32 | 2032-33 | 2033-34 | 2034-35 | 2035-36 | 2036-37 | 2037-38 | 2038-39 | 2039-40 | 2040-41 | 2041-42 | 2042-43 | 2043-44 | 2044-45 | 2045-46 | 2046-47 | 2047-48
VIC1 | Distributed PV | 4723.1182 | 5337.1599 | 5941.9148 | 6536.5577 | 7126.021 | 7475.258 | 7735.8329 | 7973.1932 | 8258.9928 | 8547.7246 | 8837.9126 | 9132.4387 | 9405.0617 | 9663.9884 | 9914.2876 | 10157.4921 | 10399.9533 | 10619.9196 | 10846.0931 | 11090.6474 | 11342.2021 | 11673.9437 | 12040.7341 | 12420.6857 | 12795.2814
VIC1 | Behind the meter battery | 157.114 | 192.197 | 240.648 | 291.604 | 401.518 | 532.503 | 620.0425 | 723.538 | 824.236 | 973.984 | 1138.355 | 1315.6435 | 1502.1965 | 1684.529 | 1883.4225 | 2091.261 | 2276.7615 | 2429.2325 | 2546.262 | 2657.9365 | 2760.1385 | 2832.114 | 2886.242 | 2919.858 | 2935.631
VIC1 | Behind the meter battery pump | 157.114 | 192.197 | 240.648 | 291.604 | 401.518 | 532.503 | 620.0425 | 723.538 | 824.236 | 973.984 | 1138.355 | 1315.6435 | 1502.1965 | 1684.529 | 1883.4225 | 2091.261 | 2276.7615 | 2429.2325 | 2546.262 | 2657.9365 | 2760.1385 | 2832.114 | 2886.242 | 2919.858 | 2935.631
Region | Technology | 2023-24 | 2024-25 | 2025-26 | 2026-27 | 2027-28 | 2028-29 | 2029-30 | 2030-31 | 2031-32 | 2032-33 | 2033-34 | 2034-35 | 2035-36 | 2036-37 | 2037-38 | 2038-39 | 2039-40 | 2040-41 | 2041-42 | 2042-43 | 2043-44 | 2044-45 | 2045-46 | 2046-47 | 2047-48
SA1 | Distributed PV | 2413.5445 | 2572.1313 | 2724.0524 | 2871.2922 | 3013.9956 | 3147.2871 | 3242.6169 | 3326.1717 | 3443.323 | 3558.8946 | 3672.1593 | 3781.2551 | 3876.1797 | 3962.8478 | 4049.4277 | 4133.3341 | 4214.7051 | 4294.2704 | 4373.0913 | 4452.2831 | 4535.4369 | 4635.9168 | 4744.9674 | 4855.5598 | 4962.7933
SA1 | Behind the meter battery | 152.874 | 181.5835 | 230.4295 | 263.601 | 310.372 | 348.613 | 387.5035 | 424.69 | 458.704 | 512.6815 | 568.376 | 623.418 | 679.906 | 731.431 | 780.534 | 825.6865 | 869.45 | 894.354 | 914.7415 | 927.4025 | 933.213 | 933.121 | 934.8725 | 933.9995 | 932.102
SA1 | Behind the meter battery pump | 152.874 | 181.5835 | 230.4295 | 263.601 | 310.372 | 348.613 | 387.5035 | 424.69 | 458.704 | 512.6815 | 568.376 | 623.418 | 679.906 | 731.431 | 780.534 | 825.6865 | 869.45 | 894.354 | 914.7415 | 927.4025 | 933.213 | 933.121 | 934.8725 | 933.9995 | 932.102
Region | Technology | 2023-24 | 2024-25 | 2025-26 | 2026-27 | 2027-28 | 2028-29 | 2029-30 | 2030-31 | 2031-32 | 2032-33 | 2033-34 | 2034-35 | 2035-36 | 2036-37 | 2037-38 | 2038-39 | 2039-40 | 2040-41 | 2041-42 | 2042-43 | 2043-44 | 2044-45 | 2045-46 | 2046-47 | 2047-48
TAS1 | Distributed PV | 293.0905 | 320.5075 | 348.4509 | 375.3815 | 401.5988 | 426.5975 | 446.3952 | 465.1836 | 491.0168 | 515.5719 | 539.2269 | 561.768 | 581.3977 | 599.642 | 617.7919 | 635.7309 | 653.6822 | 671.9438 | 691.1501 | 711.2541 | 731.9313 | 758.1452 | 786.2325 | 814.4718 | 841.9042
TAS1 | Behind the meter battery | 20.0665 | 24.2675 | 30.654 | 38.91 | 48.1625 | 57.612 | 65.99 | 77.1945 | 87.768 | 103.953 | 120.367 | 136.7605 | 153.103 | 168.621 | 183.447 | 197.719 | 211.5495 | 222.221 | 232.7205 | 241.603 | 248.628 | 253.133 | 256.3845 | 258.065 | 259.2265
TAS1 | Behind the meter battery pump | 20.0665 | 24.2675 | 30.654 | 38.91 | 48.1625 | 57.612 | 65.99 | 77.1945 | 87.768 | 103.953 | 120.367 | 136.7605 | 153.103 | 168.621 | 183.447 | 197.719 | 211.5495 | 222.221 | 232.7205 | 241.603 | 248.628 | 253.133 | 256.3845 | 258.065 | 259.2265

## BaseCase_VOM Cost
VOM cost by technology ($000s) - BaseCase, Progressive Change Scenario
VOM | Real June 2021 dollars discounted to 1 July 2021
Explicitly modelled generation
Region | Technology | 2023-24 | 2024-25 | 2025-26 | 2026-27 | 2027-28 | 2028-29 | 2029-30 | 2030-31 | 2031-32 | 2032-33 | 2033-34 | 2034-35 | 2035-36 | 2036-37 | 2037-38 | 2038-39 | 2039-40 | 2040-41 | 2041-42 | 2042-43 | 2043-44 | 2044-45 | 2045-46 | 2046-47 | 2047-48
NEM | Black Coal | 283165.0547 | 259501.7492 | 234057.4837 | 199202.1573 | 175422.9061 | 164581.0389 | 137969.1821 | 128816.1366 | 119281.2193 | 123720.7395 | 91677.5394 | 88868.7164 | 77978.1551 | 66297.4946 | 54943.4628 | 48200.7002 | 43726.6497 | 31086.3412 | 29946.8367 | 22576.5754 | 19605.1232 | 14911.0492 | 11633.5909 | 9676.9205 | 8907.7446
NEM | Brown Coal | 108288.26 | 98616.809 | 77540.7618 | 70599.8214 | 61154.5598 | 57660.616 | 54093.5235 | 45948.6935 | 41168.554 | 41707.827 | 40243.596 | 39468.8485 | 34890.0945 | 33046.8488 | 32940.3818 | 30752.583 | 28083.7028 | 24897.112 | 23689.8738 | 20711.0158 | 19991.7303 | 16025.6871 | 5015.9382 | 7091.5803 | 0
NEM | CCGT | 9976.4576 | 9210.5958 | 8821.7339 | 7881.5774 | 6440.2592 | 6511.4276 | 6048.5051 | 8700.8761 | 6044.4851 | 9632.1777 | 19194.6827 | 21734.7587 | 16739.4236 | 17096.2502 | 15601.4851 | 11958.7081 | 10302.9586 | 11712.0763 | 9955.9838 | 11160.1686 | 7626.312 | 6959.4292 | 3184.3061 | 1975.0913 | 7268.7095
NEM | Gas - Steam | 108.4073 | 129.0717 | 237.3254 | 208.5985 | 243.9116 | 302.8989 | 67.7058 | 173.7003 | 80.7673 | 205.0847 | 215.8676 | 682.3479 | 160.4174 | 168.6147 | 294.8339 | 200.3774 | 0 | 0 | 0 | 0 | 0 | 0 | 0 | 0 | 0
NEM | OCGT / Diesel | 818.2786 | 994.9242 | 894.878 | 936.2719 | 954.33 | 1106.9466 | 341.762 | 920.7581 | 329.1161 | 1120.0299 | 2597.739 | 5118.0712 | 2662.2204 | 4238.9401 | 7638.8838 | 3939.8164 | 8318.7349 | 12208.963 | 7260.748 | 8982.1148 | 14254.381 | 9582.0131 | 13321.503 | 15209.6684 | 13158.9698
NEM | Hydro | 91650.5679 | 91782.6808 | 93175.405 | 80764.7114 | 70622.3364 | 81349.4462 | 77059.4886 | 75541.8827 | 73419.1404 | 69343.4806 | 71672.3416 | 69128.1296 | 59978.1156 | 50240.0624 | 54697.5352 | 45946.8783 | 41921.8307 | 40232.7195 | 36879.4292 | 37020.6774 | 36656.6829 | 33262.0292 | 27736.3115 | 33373.6301 | 31566.0253
NEM | Hydrogen Turbine | 0 | 0 | 0 | 0 | 0 | 0 | 0 | 0 | 0 | 0 | 0 | 0 | 0 | 0 | 0 | 0 | 0 | 0 | 0 | 0 | 0 | 0 | 0 | 0 | 0
NEM | Wind | 2704.128 | 2806.972 | 3213.9783 | 3656.2951 | 4078.2606 | 4171.3891 | 4260.2619 | 4051.6801 | 4069.0457 | 3896.664 | 4237.7769 | 4264.4063 | 4577.2844 | 4847.2476 | 4974.1449 | 4992.9885 | 4764.2213 | 4586.3128 | 4441.2189 | 4378.7201 | 4150.1486 | 4059.3836 | 4118.8147 | 4256.9677 | 4248.4805
NEM | Solar PV | 1664.1848 | 1510.5154 | 1590.7203 | 1492.8639 | 1455.7547 | 1280.4835 | 1343.2799 | 1317.3027 | 1301.1459 | 1224.582 | 1529.8834 | 1452.0851 | 1554.9803 | 1553.0365 | 1608.5697 | 1615.8939 | 1632.4412 | 1731.6554 | 1848.0615 | 1902.6962 | 1957.3673 | 1921.5595 | 2070.2201 | 2191.1246 | 2249.3881
NEM | Grid Battery | 42.2214 | 40.2943 | 41.3074 | 38.3719 | 35.6199 | 76.231 | 78.576 | 73.5782 | 67.646 | 145.2025 | 416.8101 | 401.1504 | 593.6938 | 564.2025 | 874.059 | 830.4309 | 877.0065 | 822.262 | 1119.0872 | 1033.8602 | 994.1212 | 1006.9211 | 1070.7937 | 1078.2497 | 1042.7224
NEM | Pumped Hydro | 5597.0275 | 6324.5925 | 7668.8893 | 9766.0978 | 11887.4793 | 10319.0145 | 10555.0514 | 12178.2142 | 9582.1943 | 9939.9011 | 10607.9719 | 10991.9785 | 16431.8164 | 15810.6089 | 14725.8157 | 14992.1072 | 15623.4585 | 13739.5205 | 13368.2214 | 13264.791 | 11565.6881 | 11820.3399 | 10548.3965 | 10716.5598 | 8660.7067
NEM | VPP | 9.6566 | 14.3972 | 21.362 | 28.943 | 36.869 | 43.1535 | 52.8038 | 59.0943 | 68.3011 | 81.8075 | 93.2149 | 101.4269 | 112.8082 | 123.5149 | 128.2132 | 136.4002 | 143.0785 | 141.6378 | 149.6415 | 151.9099 | 150.9341 | 155.554 | 157.6293 | 152.6599 | 153.0413
Total excluding storage |  | 498375.3389 | 464553.318 | 419532.2864 | 364742.2969 | 320372.3184 | 316964.2468 | 281183.7089 | 265471.0301 | 245693.4738 | 250850.5855 | 231369.4266 | 230717.3637 | 198540.6913 | 177488.4948 | 172699.2972 | 147607.9458 | 138750.5392 | 126455.1802 | 114022.1519 | 106731.9683 | 104241.7453 | 86721.1508 | 67080.6844 | 73774.9829 | 67399.3179
Region | Technology | 2023-24 | 2024-25 | 2025-26 | 2026-27 | 2027-28 | 2028-29 | 2029-30 | 2030-31 | 2031-32 | 2032-33 | 2033-34 | 2034-35 | 2035-36 | 2036-37 | 2037-38 | 2038-39 | 2039-40 | 2040-41 | 2041-42 | 2042-43 | 2043-44 | 2044-45 | 2045-46 | 2046-47 | 2047-48
NSW1 | Black Coal | 127770.0765 | 112261.868 | 101755.6859 | 85610.477 | 70299.6023 | 65073.314 | 49231.4706 | 47046.766 | 45027.7865 | 48312.013 | 18171.012 | 17992.809 | 16231.343 | 13369.096 | 15411.8335 | 12691.75 | 11013.3 | 0 | 0 | 0 | 0 | 0 | 0 | 0 | 0
NSW1 | Brown Coal | 0 | 0 | 0 | 0 | 0 | 0 | 0 | 0 | 0 | 0 | 0 | 0 | 0 | 0 | 0 | 0 | 0 | 0 | 0 | 0 | 0 | 0 | 0 | 0 | 0
NSW1 | CCGT | 32.8585 | 37.0783 | 701.1099 | 356.9105 | 234.7543 | 146.2354 | 264.6402 | 1120.5512 | 429.4129 | 1103.8749 | 4635.4122 | 5254.661 | 3238.3247 | 3811.9969 | 4443.021 | 3103.3333 | 3036.5755 | 3465.1006 | 2965.3694 | 3362.4391 | 0.0093597 | 0.0085934 | 0.010518 | 0.014458 | 0.013861
NSW1 | Gas - Steam | 0 | 0 | 0 | 0 | 0 | 0 | 0 | 0 | 0 | 0 | 0 | 0 | 0 | 0 | 0 | 0 | 0 | 0 | 0 | 0 | 0 | 0 | 0 | 0 | 0
NSW1 | OCGT / Diesel | 17.9716 | 25.0644 | 127.2431 | 84.2627 | 67.2388 | 35.6527 | 41.5093 | 169.7616 | 39.0036 | 107.4111 | 811.166 | 1319.8942 | 356.5451 | 573.1049 | 730.5847 | 195.716 | 1067.6018 | 3566.9936 | 2026.9385 | 2163.5316 | 4828.9352 | 2607.0116 | 3411.4259 | 3984.8813 | 4711.2267
NSW1 | Hydro | 15729.779 | 18162.9111 | 19053.6832 | 16876.9742 | 12920.5567 | 17949.3003 | 14259.6671 | 12584.59 | 11095.1758 | 9838.1305 | 11887.8465 | 12003.0762 | 10429.8669 | 8486.6345 | 11595.0599 | 9342.5676 | 8020.5832 | 7843.8102 | 6532.2449 | 7309.3755 | 7250.3405 | 6587.3174 | 5049.2041 | 7143.5507 | 6750.115
NSW1 | Hydrogen Turbine | 0 | 0 | 0 | 0 | 0 | 0 | 0 | 0 | 0 | 0 | 0 | 0 | 0 | 0 | 0 | 0 | 0 | 0 | 0 | 0 | 0 | 0 | 0 | 0 | 0
NSW1 | Wind | 617.7682 | 821.5251 | 1050.6467 | 1321.0795 | 1597.6007 | 1790.4024 | 1785.8685 | 1714.7569 | 1649.5292 | 1569.3374 | 1635.9048 | 1617.988 | 1633.4654 | 1593.8336 | 1568.0798 | 1745.2338 | 1686.5528 | 1513.2878 | 1580.9144 | 1457.5369 | 1359.3857 | 1365.3621 | 1294.464 | 1333.4464 | 1289.092
NSW1 | Solar PV | 753.6465 | 675.3025 | 689.5223 | 675.2688 | 659.1633 | 595.9422 | 683.3509 | 693.4043 | 664.397 | 632.7917 | 952.8007 | 904.552 | 982.3601 | 979.8616 | 843.3292 | 825.4702 | 853.8479 | 962.2605 | 929.1057 | 910.8065 | 872.6585 | 876.1517 | 870.871 | 924.4881 | 895.1292
NSW1 | Grid Battery | 2.888 | 2.6087 | 2.6932 | 2.5083 | 2.2147 | 46.5595 | 51.7811 | 48.686 | 45.234 | 123.0136 | 366.3314 | 337.6648 | 330.8223 | 314.4786 | 280.4764 | 264.1712 | 258.8437 | 230.7397 | 319.0719 | 293.5153 | 263.9634 | 274.8551 | 259.3575 | 346.1367 | 324.9183
NSW1 | Pumped Hydro | 1553.1705 | 1614.7657 | 1796.1141 | 3493.0562 | 6220.5213 | 5700.5185 | 5496.176 | 7218.9524 | 5075.691 | 5461.9802 | 6641.3255 | 7446.2592 | 13279.6775 | 12939.9117 | 12975.7758 | 13051.4287 | 13673.0301 | 12074.8443 | 11826.155 | 11358.0878 | 9990.0721 | 10108.1114 | 9158.1423 | 9391.0318 | 7338.3576
NSW1 | VPP | 2.3537 | 4.1168 | 6.9336 | 9.7953 | 12.204 | 14.5337 | 18.4862 | 21.0651 | 24.4413 | 27.49 | 30.8997 | 33.9872 | 38.3948 | 41.8732 | 43.2746 | 45.6966 | 48.7557 | 46.9866 | 49.5906 | 49.6176 | 47.9857 | 50.4493 | 50.4832 | 49.9893 | 50.3643
Total excluding storage |  | 144922.1004 | 131983.7495 | 123377.8911 | 104924.9727 | 85778.9161 | 85590.8469 | 66266.5066 | 63329.83 | 58905.3051 | 61563.5585 | 38094.1422 | 39092.9804 | 32871.9052 | 28814.5275 | 34591.9082 | 27904.0709 | 25678.4612 | 17351.4527 | 14034.5729 | 15203.6896 | 14311.3293 | 11435.8513 | 10625.9754 | 13386.3809 | 13645.5766
Region | Technology | 2023-24 | 2024-25 | 2025-26 | 2026-27 | 2027-28 | 2028-29 | 2029-30 | 2030-31 | 2031-32 | 2032-33 | 2033-34 | 2034-35 | 2035-36 | 2036-37 | 2037-38 | 2038-39 | 2039-40 | 2040-41 | 2041-42 | 2042-43 | 2043-44 | 2044-45 | 2045-46 | 2046-47 | 2047-48
QLD1 | Black Coal | 155394.9782 | 147239.8812 | 132301.7977 | 113591.6803 | 105123.3038 | 99507.7249 | 88737.7115 | 81769.3706 | 74253.4328 | 75408.7265 | 73506.5274 | 70875.9074 | 61746.8121 | 52928.3986 | 39531.6293 | 35508.9502 | 32713.3497 | 31086.3412 | 29946.8367 | 22576.5754 | 19605.1232 | 14911.0492 | 11633.5909 | 9676.9205 | 8907.7446
QLD1 | Brown Coal | 0 | 0 | 0 | 0 | 0 | 0 | 0 | 0 | 0 | 0 | 0 | 0 | 0 | 0 | 0 | 0 | 0 | 0 | 0 | 0 | 0 | 0 | 0 | 0 | 0
QLD1 | CCGT | 5468.4398 | 5438.0804 | 6699.1617 | 6506.7454 | 5338.6196 | 5093.6251 | 5194.4378 | 6481.7979 | 5104.4556 | 6815.4259 | 11434.5342 | 11284.3325 | 10806.5583 | 10149.3014 | 11158.4467 | 8855.3585 | 7266.3662 | 8246.9597 | 6990.5979 | 7797.7136 | 7626.2843 | 6959.403 | 3184.2648 | 1975.0463 | 1912.0827
QLD1 | Gas - Steam | 0 | 0 | 0 | 0 | 0 | 0 | 0 | 0 | 0 | 0 | 0 | 0 | 0 | 0 | 0 | 0 | 0 | 0 | 0 | 0 | 0 | 0 | 0 | 0 | 0
QLD1 | OCGT / Diesel | 8.9582 | 0.012049 | 31.615 | 94.5755 | 39.355 | 87.8054 | 67.8605 | 181.6161 | 21.3252 | 237.7544 | 567.5453 | 407.9835 | 122.6314 | 1477.7523 | 2818.7445 | 1017.7251 | 2510.4054 | 4181.7644 | 1899.3633 | 3799.8847 | 3643.8533 | 4195.5968 | 4692.1354 | 3987.5401 | 4334.8269
QLD1 | Hydro | 4651.5742 | 4471.3927 | 4375.4712 | 3952.3437 | 3844.2711 | 3688.1637 | 3423.5094 | 3254.2224 | 3109.559 | 2924.2606 | 2803.7413 | 2663.5204 | 2548.355 | 2413.1314 | 819.6113 | 769.4798 | 721.7128 | 612.8481 | 582.4484 | 0 | 0 | 0 | 0 | 0 | 0
QLD1 | Hydrogen Turbine | 0 | 0 | 0 | 0 | 0 | 0 | 0 | 0 | 0 | 0 | 0 | 0 | 0 | 0 | 0 | 0 | 0 | 0 | 0 | 0 | 0 | 0 | 0 | 0 | 0
QLD1 | Wind | 333.9255 | 295.8608 | 318.1628 | 473.3571 | 654.3357 | 771.1362 | 870.0587 | 835.3615 | 792.9555 | 844.8693 | 930.0181 | 996.5902 | 1076.7638 | 1273.726 | 1450.2199 | 1357.811 | 1309.6843 | 1209.6538 | 1220.1831 | 1198.6811 | 1201.3975 | 1118.482 | 1246.9421 | 1354.7926 | 1348.1098
QLD1 | Solar PV | 647.9831 | 607.0547 | 667.0005 | 605.4559 | 589.9592 | 494.9381 | 483.6496 | 457.5753 | 475.2946 | 436.3861 | 435.5413 | 409.9721 | 428.8309 | 438.6895 | 610.8678 | 644.5907 | 627.5917 | 623.3864 | 634.3271 | 729.1867 | 767.62 | 727.3525 | 714.1829 | 831.772 | 915.0974
QLD1 | Grid Battery | 5.1856 | 4.9117 | 4.982 | 4.7383 | 4.2883 | 3.9706 | 3.8586 | 3.5224 | 3.2314 | 3.0596 | 34.0803 | 49.7094 | 140.5514 | 134.0812 | 448.3446 | 432.3223 | 415.2139 | 386.1474 | 441.6384 | 417.4619 | 429.719 | 418.3928 | 392.5224 | 365.4514 | 366.3119
QLD1 | Pumped Hydro | 4043.857 | 4709.8268 | 5872.7705 | 6273.0366 | 5666.9531 | 4618.4912 | 5058.8702 | 4959.2563 | 4506.4977 | 4477.9129 | 3966.6306 | 3529.0507 | 3086.2987 | 2804.6887 | 1644.9401 | 1841.283 | 1853.9881 | 1577.6142 | 1457.9362 | 1829.8579 | 1500.5354 | 1641.537 | 1284.008 | 1224.3233 | 1225.8156
QLD1 | VPP | 1.103 | 1.7164 | 2.986 | 4.4095 | 5.8952 | 7.7151 | 10.4967 | 12.0182 | 15.325 | 19.5732 | 23.1203 | 25.6041 | 29.0294 | 31.7 | 33.6128 | 36.141 | 38.4441 | 40.1359 | 42.9666 | 45.3228 | 46.011 | 46.3643 | 47.0486 | 45.7057 | 46.2692
Total excluding storage |  | 166505.859 | 158052.2818 | 144393.209 | 125224.1578 | 115589.8445 | 109643.3934 | 98777.2276 | 92979.9438 | 83757.0226 | 86667.4227 | 89677.9076 | 86638.3061 | 76729.9515 | 68680.9992 | 56389.5194 | 48153.9154 | 45149.1101 | 45960.9534 | 41273.7566 | 36102.0415 | 32844.2783 | 27911.8834 | 21471.1162 | 17826.0715 | 17417.8613
Region | Technology | 2023-24 | 2024-25 | 2025-26 | 2026-27 | 2027-28 | 2028-29 | 2029-30 | 2030-31 | 2031-32 | 2032-33 | 2033-34 | 2034-35 | 2035-36 | 2036-37 | 2037-38 | 2038-39 | 2039-40 | 2040-41 | 2041-42 | 2042-43 | 2043-44 | 2044-45 | 2045-46 | 2046-47 | 2047-48
VIC1 | Black Coal | 0 | 0 | 0 | 0 | 0 | 0 | 0 | 0 | 0 | 0 | 0 | 0 | 0 | 0 | 0 | 0 | 0 | 0 | 0 | 0 | 0 | 0 | 0 | 0 | 0
VIC1 | Brown Coal | 108288.26 | 98616.809 | 77540.7618 | 70599.8214 | 61154.5598 | 57660.616 | 54093.5235 | 45948.6935 | 41168.554 | 41707.827 | 40243.596 | 39468.8485 | 34890.0945 | 33046.8488 | 32940.3818 | 30752.583 | 28083.7028 | 24897.112 | 23689.8738 | 20711.0158 | 19991.7303 | 16025.6871 | 5015.9382 | 7091.5803 | 0
VIC1 | CCGT | 0 | 0.0034671 | 0.003663 | 0.0037084 | 0.0036747 | 0.0038451 | 0.003653 | 0.0040403 | 0.0037862 | 0.0041988 | 0.0048908 | 0.0055431 | 0.0057737 | 0.0055227 | 0.0063547 | 0.0059366 | 0.0066998 | 0.0064308 | 0.0070036 | 0.0068418 | 0.0075557 | 0.0073773 | 0.020147 | 0.020391 | 5356.603
VIC1 | Gas - Steam | 18.402 | 20.5892 | 116.158 | 101.5836 | 137.9418 | 187.637 | 42.8404 | 76.9287 | 33.1131 | 82.4765 | 65.9443 | 134.5903 | 160.4174 | 168.6147 | 294.8339 | 200.3774 | 0 | 0 | 0 | 0 | 0 | 0 | 0 | 0 | 0
VIC1 | OCGT / Diesel | 98.498 | 112.4141 | 219.0762 | 339.4478 | 367.2387 | 373.2461 | 61.6921 | 193.084 | 115.6622 | 229.8008 | 158.1734 | 641.6027 | 765.5704 | 560.7153 | 910.9111 | 571.8777 | 1682.2926 | 1495.1462 | 994.1867 | 752.0716 | 2520.7666 | 1767.2064 | 4322.8062 | 6252.323 | 3247.1709
VIC1 | Hydro | 18064.9667 | 20706.3185 | 20236.9193 | 18161.5341 | 14412.1777 | 20494.0321 | 16189.7751 | 13280.4056 | 12551.1135 | 10862.1606 | 12627.4954 | 12299.8455 | 11092.7393 | 8796.6174 | 12602.3651 | 9971.0769 | 8164.2769 | 7720.9554 | 6682.0134 | 7738.7823 | 7585.5909 | 6826.5092 | 5427.909 | 7755.6796 | 7368.2373
VIC1 | Hydrogen Turbine | 0 | 0 | 0 | 0 | 0 | 0 | 0 | 0 | 0 | 0 | 0 | 0 | 0 | 0 | 0 | 0 | 0 | 0 | 0 | 0 | 0 | 0 | 0 | 0 | 0
VIC1 | Wind | 973.2917 | 906.768 | 1037.5407 | 1004.1766 | 969.741 | 838.9297 | 825.8471 | 758.4808 | 816.56 | 676.7 | 760.6033 | 744.7814 | 755.786 | 846.548 | 825.2369 | 832.7718 | 806.5654 | 840.3658 | 718.9367 | 851.6674 | 790.639 | 752.3147 | 756.7618 | 699.8547 | 705.5069
VIC1 | Solar PV | 163.2179 | 141.9186 | 146.1172 | 134.2528 | 128.9698 | 119.1075 | 111.2296 | 105.6323 | 101.5546 | 99.7433 | 91.5675 | 87.2617 | 90.4779 | 83.4697 | 77.2066 | 73.3727 | 70.9172 | 66.9685 | 146.0627 | 139.6944 | 157.5581 | 176.0565 | 309.1376 | 261.7904 | 278.583
VIC1 | Grid Battery | 16.6898 | 15.9355 | 16.8259 | 15.7034 | 14.8328 | 12.9647 | 11.2477 | 10.7235 | 9.1526 | 9.629 | 7.3072 | 6.5817 | 40.9495 | 38.7618 | 34.639 | 33.0567 | 106.0224 | 116.4408 | 209.3616 | 193.8366 | 176.2535 | 174.5201 | 237.6767 | 210.5941 | 216.1595
VIC1 | Pumped Hydro | 0 | 0 | 0.0013133 | 0.0014473 | 0.0013673 | 0.0012897 | 0.001258 | 0.0013665 | 0.00128 | 0.001433 | 0.0020845 | 0.0019573 | 0.0018287 | 0.0019466 | 0.0027114 | 0.0025909 | 0.0024963 | 0.0024461 | 0.0041731 | 0.0041182 | 0.0039136 | 0.0038395 | 13.8224 | 12.4304 | 11.6446
VIC1 | VPP | 1.2478 | 2.0016 | 3.278 | 5.1738 | 7.9605 | 9.3204 | 11.0209 | 12.6031 | 13.5212 | 18.0181 | 20.6999 | 23.0318 | 25.2026 | 28.3253 | 29.4371 | 32.1202 | 33.2787 | 33.0737 | 34.9209 | 34.9735 | 35.3027 | 37.4481 | 38.5475 | 36.2058 | 36.6575
Total excluding storage |  | 127606.6362 | 120504.8208 | 99296.5769 | 90340.8202 | 77170.6324 | 79673.5723 | 71324.9114 | 60363.2289 | 54786.5611 | 53658.7124 | 53947.3847 | 53376.9357 | 47755.0913 | 43502.8195 | 47650.9418 | 42402.0655 | 38807.7615 | 35020.5544 | 32231.0803 | 30193.2383 | 31046.2925 | 25547.7812 | 15832.573 | 22061.2484 | 16956.1011
Region | Technology | 2023-24 | 2024-25 | 2025-26 | 2026-27 | 2027-28 | 2028-29 | 2029-30 | 2030-31 | 2031-32 | 2032-33 | 2033-34 | 2034-35 | 2035-36 | 2036-37 | 2037-38 | 2038-39 | 2039-40 | 2040-41 | 2041-42 | 2042-43 | 2043-44 | 2044-45 | 2045-46 | 2046-47 | 2047-48
SA1 | Black Coal | 0 | 0 | 0 | 0 | 0 | 0 | 0 | 0 | 0 | 0 | 0 | 0 | 0 | 0 | 0 | 0 | 0 | 0 | 0 | 0 | 0 | 0 | 0 | 0 | 0
SA1 | Brown Coal | 0 | 0 | 0 | 0 | 0 | 0 | 0 | 0 | 0 | 0 | 0 | 0 | 0 | 0 | 0 | 0 | 0 | 0 | 0 | 0 | 0 | 0 | 0 | 0 | 0
SA1 | CCGT | 4475.1593 | 3735.4309 | 1421.4559 | 1017.915 | 866.8789 | 1271.5606 | 589.4206 | 1098.5201 | 510.6098 | 1712.8695 | 3124.7281 | 5195.7561 | 2694.5314 | 3134.9431 | 0.007451 | 0.0069333 | 0.006756 | 0.006337 | 0.0060126 | 0.0057555 | 0.0074383 | 0.0068546 | 0.0071251 | 0.0069359 | 0.0065206
SA1 | Gas - Steam | 90.0052 | 108.4825 | 121.1674 | 107.0149 | 105.9698 | 115.2619 | 24.8654 | 96.7716 | 47.6542 | 122.6082 | 149.9234 | 547.7576 | 0 | 0 | 0 | 0 | 0 | 0 | 0 | 0 | 0 | 0 | 0 | 0 | 0
SA1 | OCGT / Diesel | 692.8454 | 857.4283 | 516.9384 | 417.9807 | 480.4922 | 610.2372 | 170.6946 | 373.1462 | 153.1197 | 537.9291 | 1060.8484 | 2727.8163 | 1386.1139 | 1615.9122 | 3130.8486 | 2144.2044 | 3038.5344 | 2960.658 | 2327.8316 | 2266.6232 | 3247.8746 | 998.647 | 887.4071 | 978.3472 | 851.1361
SA1 | Hydro | 0 | 0 | 0 | 0 | 0 | 0 | 0 | 0 | 0 | 0 | 0 | 0 | 0 | 0 | 0 | 0 | 0 | 0 | 0 | 0 | 0 | 0 | 0 | 0 | 0
SA1 | Hydrogen Turbine | 0 | 0 | 0 | 0 | 0 | 0 | 0 | 0 | 0 | 0 | 0 | 0 | 0 | 0 | 0 | 0 | 0 | 0 | 0 | 0 | 0 | 0 | 0 | 0 | 0
SA1 | Wind | 561.4788 | 534.1357 | 504.447 | 521.4392 | 497.9829 | 439.7757 | 400.8345 | 365.87 | 373.3907 | 367.8978 | 488.4895 | 438.7902 | 539.8613 | 547.4506 | 540.8994 | 516.3299 | 456.8262 | 501.5148 | 438.5043 | 436.6891 | 373.0378 | 415.7272 | 405.9314 | 455.3053 | 501.5074
SA1 | Solar PV | 99.3372 | 86.2395 | 88.0802 | 77.8863 | 77.6624 | 70.4956 | 65.0497 | 60.6907 | 59.8996 | 55.6609 | 49.9737 | 50.2992 | 53.3111 | 51.0154 | 77.1659 | 72.4601 | 80.0842 | 79.0397 | 138.5656 | 123.0083 | 159.5296 | 141.381 | 175.448 | 172.5985 | 158.9783
SA1 | Grid Battery | 17.4567 | 16.8371 | 16.8051 | 15.4207 | 14.2829 | 12.735 | 11.6874 | 10.6451 | 10.0267 | 9.4986 | 9.0893 | 7.1926 | 81.3681 | 76.8785 | 110.5963 | 100.878 | 96.924 | 88.9312 | 149.0123 | 129.0435 | 124.1826 | 139.1506 | 181.2345 | 156.065 | 135.3302
SA1 | Pumped Hydro | 0 | 0 | 0.001024 | 0.0010515 | 0.0010735 | 0.0010639 | 0.0010391 | 0.0011508 | 0.0011039 | 0.0012864 | 0.0013516 | 0.0013561 | 0.0019476 | 0.0019411 | 0.0018593 | 0.0018 | 0.001716 | 0.001733 | 0.0017615 | 0.0016641 | 0.0017464 | 0.0018231 | 0.0021578 | 0.0019745 | 0.0019672
SA1 | VPP | 4.925 | 6.4955 | 8.0418 | 9.2786 | 10.4028 | 11.0108 | 11.8658 | 12.4362 | 13.7405 | 15.068 | 16.6475 | 16.8832 | 18.2582 | 19.5605 | 19.7575 | 20.3124 | 20.2923 | 19.1281 | 20.0033 | 19.7873 | 19.3282 | 19.0776 | 19.3603 | 18.4118 | 17.4716
Total excluding storage |  | 5918.8259 | 5321.7169 | 2652.0888 | 2142.2361 | 2028.9862 | 2507.3309 | 1250.8648 | 1994.9986 | 1144.674 | 2796.9656 | 4873.9631 | 8960.4194 | 4673.8178 | 5349.3213 | 3748.9213 | 2733.0013 | 3575.4516 | 3541.2188 | 2904.9076 | 2826.3263 | 3780.4494 | 1555.762 | 1468.7936 | 1606.258 | 1511.6283
Region | Technology | 2023-24 | 2024-25 | 2025-26 | 2026-27 | 2027-28 | 2028-29 | 2029-30 | 2030-31 | 2031-32 | 2032-33 | 2033-34 | 2034-35 | 2035-36 | 2036-37 | 2037-38 | 2038-39 | 2039-40 | 2040-41 | 2041-42 | 2042-43 | 2043-44 | 2044-45 | 2045-46 | 2046-47 | 2047-48
TAS1 | Black Coal | 0 | 0 | 0 | 0 | 0 | 0 | 0 | 0 | 0 | 0 | 0 | 0 | 0 | 0 | 0 | 0 | 0 | 0 | 0 | 0 | 0 | 0 | 0 | 0 | 0
TAS1 | Brown Coal | 0 | 0 | 0 | 0 | 0 | 0 | 0 | 0 | 0 | 0 | 0 | 0 | 0 | 0 | 0 | 0 | 0 | 0 | 0 | 0 | 0 | 0 | 0 | 0 | 0
TAS1 | CCGT | 0 | 0.0027077 | 0.002736 | 0.0027214 | 0.002726 | 0.0027204 | 0.0028721 | 0.0029649 | 0.0029676 | 0.003188 | 0.0032981 | 0.0035115 | 0.0034743 | 0.0033208 | 0.0036004 | 0.0034091 | 0.0034711 | 0.0032658 | 0.003443 | 0.0032834 | 0.0034033 | 0.0033498 | 0.0034153 | 0.0032997 | 0.0034094
TAS1 | Gas - Steam | 0 | 0 | 0 | 0 | 0 | 0 | 0 | 0 | 0 | 0 | 0 | 0 | 0 | 0 | 0 | 0 | 0 | 0 | 0 | 0 | 0 | 0 | 0 | 0 | 0
TAS1 | OCGT / Diesel | 0.0054384 | 0.0053146 | 0.0052941 | 0.0052715 | 0.005258 | 0.0052812 | 0.0055135 | 3.1502 | 0.0054326 | 7.1345 | 0.0060031 | 20.7744 | 31.3596 | 11.4553 | 47.7949 | 10.2932 | 19.9007 | 4.4008 | 12.4278 | 0.0037086 | 12.9512 | 13.5514 | 7.7284 | 6.5768 | 14.6093
TAS1 | Hydro | 53204.248 | 48442.0585 | 49509.3313 | 41773.8594 | 39445.3309 | 39217.95 | 43186.537 | 46422.6646 | 46663.2921 | 45718.929 | 44353.2584 | 42161.6875 | 35907.1544 | 30543.6791 | 29680.4989 | 25863.754 | 25015.2578 | 24055.1058 | 23082.7225 | 21972.5196 | 21820.7515 | 19848.2026 | 17259.1984 | 18474.3998 | 17447.6731
TAS1 | Hydrogen Turbine | 0 | 0 | 0 | 0 | 0 | 0 | 0 | 0 | 0 | 0 | 0 | 0 | 0 | 0 | 0 | 0 | 0 | 0 | 0 | 0 | 0 | 0 | 0 | 0 | 0
TAS1 | Wind | 217.6639 | 248.6825 | 303.1812 | 336.2427 | 358.6003 | 331.1452 | 377.653 | 377.2109 | 436.6104 | 437.8595 | 422.7612 | 466.2565 | 571.4078 | 585.6894 | 589.7089 | 540.8419 | 504.5926 | 521.4907 | 482.6804 | 434.1456 | 425.6886 | 407.4976 | 414.7154 | 413.5686 | 404.2644
TAS1 | Solar PV | 5.7751e-05 | 7.1062e-05 | 7.1103e-05 | 7.7803e-05 | 8.7177e-05 | 7.1733e-05 | 8.0018e-05 | 0.00010212 | 9.9716e-05 | 0.00012297 | 0.00016269 | 0.0001928 | 0.0002396 | 0.00022859 | 0.00022085 | 0.00021485 | 0.00027121 | 0.00023483 | 0.00030222 | 0.0004099 | 0.0011645 | 0.61784 | 0.58056 | 0.47557 | 1.6002
TAS1 | Grid Battery | 0.0012611 | 0.0012071 | 0.0012529 | 0.0012616 | 0.0012058 | 0.0011436 | 0.0011822 | 0.0012112 | 0.0012491 | 0.0017982 | 0.0018987 | 0.0019027 | 0.0024609 | 0.0024003 | 0.0027238 | 0.0026624 | 0.002576 | 0.0029323 | 0.0029368 | 0.002894 | 0.0026661 | 0.0025463 | 0.0025596 | 0.0025163 | 0.0025479
TAS1 | Pumped Hydro | 0 | 0 | 0.0023901 | 0.0024494 | 0.0024686 | 0.0024871 | 0.0028803 | 0.0030038 | 0.0032417 | 0.0052613 | 0.012334 | 16.6654 | 65.8365 | 66.0045 | 105.0953 | 99.391 | 96.4361 | 87.0579 | 84.1243 | 76.8395 | 75.0749 | 70.6858 | 92.4216 | 88.7723 | 84.8869
TAS1 | VPP | 0.027089 | 0.06692 | 0.12258 | 0.28586 | 0.40652 | 0.57364 | 0.93414 | 0.97178 | 1.2732 | 1.6582 | 1.8474 | 1.9206 | 1.9231 | 2.0559 | 2.1312 | 2.1299 | 2.3077 | 2.3136 | 2.1601 | 2.2086 | 2.3065 | 2.2147 | 2.1897 | 2.3472 | 2.2787
Total excluding storage |  | 53421.9174 | 48690.7491 | 49812.5206 | 42110.1102 | 39803.9392 | 39549.1033 | 43564.1984 | 46803.0287 | 47099.911 | 46163.9263 | 44776.029 | 42648.7221 | 36509.9255 | 31140.8273 | 30318.0066 | 26414.8928 | 25539.7548 | 24581.0008 | 23577.8345 | 22406.6726 | 22259.3958 | 20269.8728 | 17682.2262 | 18895.0241 | 17868.1504
Explicitly modelled pumping
Region | Technology | 2023-24 | 2024-25 | 2025-26 | 2026-27 | 2027-28 | 2028-29 | 2029-30 | 2030-31 | 2031-32 | 2032-33 | 2033-34 | 2034-35 | 2035-36 | 2036-37 | 2037-38 | 2038-39 | 2039-40 | 2040-41 | 2041-42 | 2042-43 | 2043-44 | 2044-45 | 2045-46 | 2046-47 | 2047-48
NEM | Grid Battery pump | 50.0127 | 47.8618 | 49.0133 | 45.5061 | 42.3567 | 37.5066 | 34.1115 | 31.5821 | 28.5579 | 28.0759 | 24.3944 | 20.8901 | 19.7033 | 17.4065 | 15.7198 | 14.7964 | 13.9378 | 12.6498 | 8.2321 | 7.7886 | 3.7537 | 3.5734 | 3.3009 | 3.0364 | 2.8261
NEM | Pumped Hydro Pump | 14252.2246 | 15372.9623 | 17120.196 | 20670.9526 | 21653.6989 | 17498.9553 | 20108.8291 | 19411.0336 | 17944.3669 | 17285.2275 | 18659.9716 | 17677.4566 | 25593.6143 | 25911.3786 | 21585.348 | 23479.0021 | 23484.6187 | 21869.2244 | 20062.2827 | 20945.4735 | 16932.3373 | 18094.3218 | 16086.1196 | 15508.7132 | 12267.1318
NEM | VPP pump | 11.3478 | 16.9508 | 25.1227 | 34.0459 | 43.4272 | 50.7237 | 62.2549 | 69.3937 | 80.5179 | 96.1704 | 109.6475 | 119.3447 | 132.6521 | 145.335 | 151.0321 | 160.6132 | 168.0056 | 167.06 | 175.749 | 178.9198 | 177.293 | 183.0134 | 185.7752 | 179.3884 | 179.9635
Region | Technology | 2023-24 | 2024-25 | 2025-26 | 2026-27 | 2027-28 | 2028-29 | 2029-30 | 2030-31 | 2031-32 | 2032-33 | 2033-34 | 2034-35 | 2035-36 | 2036-37 | 2037-38 | 2038-39 | 2039-40 | 2040-41 | 2041-42 | 2042-43 | 2043-44 | 2044-45 | 2045-46 | 2046-47 | 2047-48
NSW1 | Grid Battery pump | 3.4231 | 3.105 | 3.1885 | 2.9757 | 2.6265 | 2.3671 | 2.2318 | 2.1135 | 1.9165 | 1.758 | 1.6274 | 1.4802 | 1.4573 | 0 | 0 | 0 | 0 | 0 | 0 | 0 | 0 | 0 | 0 | 0 | 0
NSW1 | Pumped Hydro Pump | 8484.2781 | 8726.7393 | 9021.0338 | 12002.7756 | 13821.8924 | 11121.3383 | 13120.3606 | 12553.8676 | 11727.3909 | 11115.6079 | 13310.2646 | 12924.1839 | 21455.2603 | 22153.4873 | 19425.172 | 21080.4009 | 21059.847 | 19799.6871 | 18202.535 | 18569.8884 | 15038.9609 | 15992.8079 | 14515.8312 | 14210.0107 | 10988.5816
NSW1 | VPP pump | 2.7657 | 4.8544 | 8.1466 | 11.5243 | 14.3611 | 17.0964 | 21.7994 | 24.7336 | 28.8269 | 32.2716 | 36.3678 | 40.022 | 45.125 | 49.2654 | 51.0069 | 53.8171 | 57.2174 | 55.4411 | 58.2209 | 58.3623 | 56.443 | 59.3507 | 59.511 | 58.6995 | 59.256
Region | Technology | 2023-24 | 2024-25 | 2025-26 | 2026-27 | 2027-28 | 2028-29 | 2029-30 | 2030-31 | 2031-32 | 2032-33 | 2033-34 | 2034-35 | 2035-36 | 2036-37 | 2037-38 | 2038-39 | 2039-40 | 2040-41 | 2041-42 | 2042-43 | 2043-44 | 2044-45 | 2045-46 | 2046-47 | 2047-48
QLD1 | Grid Battery pump | 6.1559 | 5.846 | 5.9294 | 5.6393 | 5.1037 | 4.7245 | 4.5977 | 4.1849 | 3.8545 | 3.6229 | 3.3492 | 3.0935 | 2.9394 | 2.7977 | 2.5891 | 2.4373 | 2.2812 | 2.1758 | 2.0977 | 1.9952 | 1.8441 | 1.7346 | 1.6366 | 1.5253 | 1.4615
QLD1 | Pumped Hydro Pump | 5767.9465 | 6646.223 | 8099.1623 | 8668.177 | 7831.8065 | 6377.617 | 6988.4685 | 6857.166 | 6216.976 | 6169.6196 | 5349.707 | 4753.2727 | 4138.354 | 3757.8913 | 2160.176 | 2398.6012 | 2424.7717 | 2069.5373 | 1859.7477 | 2375.5851 | 1893.3764 | 2101.5139 | 1570.2884 | 1298.7025 | 1278.5502
QLD1 | VPP pump | 1.2958 | 2.0194 | 3.5131 | 5.1878 | 6.9358 | 9.077 | 12.3643 | 14.1249 | 18.0747 | 22.9839 | 27.2017 | 30.1455 | 34.1325 | 37.2959 | 39.6539 | 42.4292 | 45.2163 | 47.2889 | 50.5465 | 53.35 | 54.0494 | 54.5515 | 55.3509 | 53.8723 | 54.3407
Region | Technology | 2023-24 | 2024-25 | 2025-26 | 2026-27 | 2027-28 | 2028-29 | 2029-30 | 2030-31 | 2031-32 | 2032-33 | 2033-34 | 2034-35 | 2035-36 | 2036-37 | 2037-38 | 2038-39 | 2039-40 | 2040-41 | 2041-42 | 2042-43 | 2043-44 | 2044-45 | 2045-46 | 2046-47 | 2047-48
VIC1 | Grid Battery pump | 19.8267 | 19.0155 | 20.0231 | 18.6549 | 17.6973 | 15.3931 | 13.4254 | 12.7291 | 10.9275 | 11.4479 | 8.6868 | 7.8219 | 7.045 | 6.6185 | 5.8194 | 5.485 | 5.2053 | 4.6797 | 0.43566 | 0.38735 | 0.37986 | 0.35752 | 0.34879 | 0.31005 | 0.29606
VIC1 | Pumped Hydro Pump | 0 | 0 | 0 | 0 | 0 | 0 | 0 | 0 | 0 | 0 | 0 | 0 | 0 | 0 | 0 | 0 | 0 | 0 | 0 | 0 | 0 | 0 | 0 | 0 | 0
VIC1 | VPP pump | 1.4662 | 2.3599 | 3.8579 | 6.0809 | 9.384 | 10.9473 | 12.9966 | 14.7977 | 15.9503 | 21.2032 | 24.3519 | 27.0532 | 29.6516 | 33.3326 | 34.6269 | 37.8939 | 39.0505 | 39.0271 | 40.9715 | 41.2718 | 41.4116 | 44.0595 | 45.4836 | 42.4673 | 43.1294
Region | Technology | 2023-24 | 2024-25 | 2025-26 | 2026-27 | 2027-28 | 2028-29 | 2029-30 | 2030-31 | 2031-32 | 2032-33 | 2033-34 | 2034-35 | 2035-36 | 2036-37 | 2037-38 | 2038-39 | 2039-40 | 2040-41 | 2041-42 | 2042-43 | 2043-44 | 2044-45 | 2045-46 | 2046-47 | 2047-48
SA1 | Grid Battery pump | 20.6069 | 19.8954 | 19.8722 | 18.2361 | 16.9292 | 15.0218 | 13.8566 | 12.5547 | 11.8594 | 11.247 | 10.7309 | 8.4945 | 8.2616 | 7.9904 | 7.3113 | 6.8742 | 6.4513 | 5.7942 | 5.6987 | 5.4061 | 1.5297 | 1.4812 | 1.3155 | 1.201 | 1.0686
SA1 | Pumped Hydro Pump | 0 | 0 | 0 | 0 | 0 | 0 | 0 | 0 | 0 | 0 | 0 | 0 | 0 | 0 | 0 | 0 | 0 | 0 | 0 | 0 | 0 | 0 | 0 | 0 | 0
SA1 | VPP pump | 5.7881 | 7.6382 | 9.4613 | 10.9166 | 12.2661 | 12.9275 | 13.9948 | 14.5972 | 16.1681 | 17.7556 | 19.5577 | 19.8629 | 21.4815 | 23.016 | 23.2432 | 23.9631 | 23.8101 | 22.5706 | 23.4695 | 23.3462 | 22.6752 | 22.4458 | 22.8419 | 21.599 | 20.5564
Region | Technology | 2023-24 | 2024-25 | 2025-26 | 2026-27 | 2027-28 | 2028-29 | 2029-30 | 2030-31 | 2031-32 | 2032-33 | 2033-34 | 2034-35 | 2035-36 | 2036-37 | 2037-38 | 2038-39 | 2039-40 | 2040-41 | 2041-42 | 2042-43 | 2043-44 | 2044-45 | 2045-46 | 2046-47 | 2047-48
TAS1 | Grid Battery pump | 0 | 0 | 0 | 0 | 0 | 0 | 0 | 0 | 0 | 0 | 0 | 0 | 0 | 0 | 0 | 0 | 0 | 0 | 0 | 0 | 0 | 0 | 0 | 0 | 0
TAS1 | Pumped Hydro Pump | 0 | 0 | 0 | 0 | 0 | 0 | 0 | 0 | 0 | 0 | 0 | 0 | 0 | 0 | 0 | 0 | 0 | 0 | 0 | 0 | 0 | 0 | 0 | 0 | 0
TAS1 | VPP pump | 0.031956 | 0.078869 | 0.14384 | 0.33635 | 0.48016 | 0.67545 | 1.0998 | 1.1403 | 1.498 | 1.9561 | 2.1684 | 2.2611 | 2.2613 | 2.4252 | 2.5012 | 2.5099 | 2.7112 | 2.7323 | 2.5406 | 2.5894 | 2.7138 | 2.6059 | 2.5878 | 2.7503 | 2.6812

## BaseCase_FOM Cost
FOM cost by technology ($000s) - BaseCase, Progressive Change Scenario
FOM | Real June 2021 dollars discounted to 1 July 2021. For new entrant capacity, the FOM is incurred annually in modelling. For existing capacity, FOM is considered to be a sunk cost, since the fixed retirement dates are assumed to be the same in the Base Case and the option case. As such, early withdrawals are presented as an annual FOM saving, or negative cost, that continues until the assumed fixed date withdrawal.
Explicitly modelled generation
Region | Technology | 2023-24 | 2024-25 | 2025-26 | 2026-27 | 2027-28 | 2028-29 | 2029-30 | 2030-31 | 2031-32 | 2032-33 | 2033-34 | 2034-35 | 2035-36 | 2036-37 | 2037-38 | 2038-39 | 2039-40 | 2040-41 | 2041-42 | 2042-43 | 2043-44 | 2044-45 | 2045-46 | 2046-47 | 2047-48
NEM | Black Coal | 0 | 0 | -367956.5675 | -50667.4766 | -78154.0564 | -0.00010647 | -78848.7866 | -85.7317 | -0.096259 | -9.2721e-05 | 0 | -0.00010481 | 0 | -0.027714 | -6.3166e-05 | -0.070083 | -0.00050386 | -0.00015619 | -0.00010932 | -0.00027983 | -7.7761e-05 | -0.019425 | -5.8027e-05 | -0.0011361 | -0.013222
NEM | Brown Coal | 0 | 0 | -376575.8421 | -0.21872 | -27847.9125 | -0.00093374 | -199061.2729 | -0.34118 | -0.018195 | 0 | 0 | 0 | 0 | 0 | 0 | -0.0020183 | -0.00066453 | -0.0010309 | -0.00023204 | -18401.1087 | -0.0001795 | -9.6775 | -1.8435e-05 | -1.3039e-05 | 0
NEM | CCGT | 0 | 0.13571 | 0.015273 | 0.0039266 | 0.0047119 | 0.017528 | 0.0058961 | 0.018267 | 0.0013362 | 0.020612 | 0.058102 | 0.022186 | 0.012818 | 0.00099202 | 0.033264 | 0.00015249 | 0.0047602 | 0.0008872 | 0.009302 | 0.00092853 | 0.0089616 | 0.0010217 | 0.024853 | 0.0077361 | 2576.0441
NEM | Gas - Steam | 0 | 0 | 0 | 0 | 0 | 0 | 0 | 0 | 0 | 0 | 0 | 0 | 0 | 0 | 0 | 0 | 0 | 0 | 0 | 0 | 0 | 0 | 0 | 0 | 0
NEM | OCGT / Diesel | 0.56262 | 31243.8951 | 28882.5465 | 0.019925 | 0.016174 | 0.16352 | 0.092272 | 33990.0875 | 0.011728 | 0.019686 | 25416.8638 | 35487.9306 | 0.29233 | 0.0022895 | 948.7691 | 0.001265 | 0.0046239 | 0.012673 | 5757.0808 | 0.0098716 | 2092.5228 | 28335.1737 | 2102.7875 | 7751.0993 | 0.00072148
NEM | Hydro | 0 | 0 | 0 | 0 | 0 | 0 | 0 | 0 | 0 | 0 | 0 | 0 | 0 | 0 | 0 | 0 | 0 | 0 | 0 | 0 | 0 | 0 | 0 | 0 | 0
NEM | Hydrogen Turbine | 0 | 0 | 0 | 0 | 0 | 0 | 0 | 0 | 0 | 0 | 0 | 0 | 0 | 0 | 0 | 0 | 0 | 0 | 0 | 0 | 0 | 0 | 0 | 0 | 0
NEM | Wind | 39555.1337 | 263567.081 | 471723.015 | 523020.2375 | 483046.493 | 502164.6389 | 380537.731 | 24496.3097 | 22625.0695 | 177091.7955 | 574973.2603 | 210028.6965 | 226236.4719 | 382109.1402 | 397791.1982 | 260083.3251 | 49259.8667 | 36155.4296 | 102931.9036 | 141947.2936 | 62636.8736 | 25188.2231 | 75467.7318 | 72690.796 | 24928.3539
NEM | Solar PV | 1.5071 | 0.64589 | 0.62681 | 1.0416 | 0.41686 | 37749.4608 | 116778.105 | 0.28874 | 0.087799 | 0.48658 | 324014.2364 | 15493.2377 | 43504.4553 | 80334.3423 | 266007.613 | 0.034577 | 6584.4177 | 101971.4656 | 105821.3511 | 89743.44 | 101347.9182 | 8906.3838 | 73599.6512 | 103884.392 | 9258.0486
NEM | Grid Battery | 4.495 | 0.46636 | 1.5934 | 0.097224 | 0.24769 | 29929.7584 | 5167.4649 | 0.9457 | 0.1138 | 55796.0006 | 185940.3632 | 11929.7354 | 113027.8709 | 0.099718 | 199350.6147 | 0.043684 | 38054.0895 | 17557.27 | 131826.8406 | 0.041485 | 15154.2311 | 8535.9588 | 25096.9626 | 17037.9966 | 1579.2161
NEM | Pumped Hydro | 0 | 0 | 159756.2703 | 0.19532 | 91196.2809 | 37252.6187 | 6430.7777 | 0.45183 | 0.13338 | 3.1924 | 24982.9208 | 7325.4542 | 23452.2825 | 0.066109 | 24339.3639 | 0.01109 | 0.018882 | 0.020801 | 7266.1104 | 0.011656 | 3285.0494 | 4422.9416 | 10268.7269 | 10846.9933 | 0.0050589
NEM | VPP | 0 | 0 | 0 | 0 | 0 | 0 | 0 | 0 | 0 | 0 | 0 | 0 | 0 | 0 | 0 | 0 | 0 | 0 | 0 | 0 | 0 | 0 | 0 | 0 | 0
Total excluding storage |  | 39557.2034 | 294811.7577 | -243926.2059 | 472353.6076 | 377044.9618 | 539914.2797 | 219405.8747 | 58400.6314 | 22625.0559 | 177092.3223 | 924404.4186 | 261009.887 | 269741.2323 | 462443.4581 | 664747.6134 | 260083.289 | 55844.2926 | 138126.9076 | 214510.3444 | 213289.6355 | 166077.3232 | 62420.0846 | 151170.1953 | 184326.2938 | 36762.4342
Region | Technology | 2023-24 | 2024-25 | 2025-26 | 2026-27 | 2027-28 | 2028-29 | 2029-30 | 2030-31 | 2031-32 | 2032-33 | 2033-34 | 2034-35 | 2035-36 | 2036-37 | 2037-38 | 2038-39 | 2039-40 | 2040-41 | 2041-42 | 2042-43 | 2043-44 | 2044-45 | 2045-46 | 2046-47 | 2047-48
NSW1 | Black Coal | 0 | 0 | -9631.6669 | -35891.8733 | -65201.1902 | -0.00010647 | -2939.512 | -0.0013462 | -0.09607 | -8.0869e-05 | 0 | -2.7675e-05 | 0 | -1.4788e-05 | 0 | -0.0018395 | -5.6918e-05 | 0 | 0 | 0 | 0 | 0 | 0 | 0 | 0
NSW1 | Brown Coal | 0 | 0 | 0 | 0 | 0 | 0 | 0 | 0 | 0 | 0 | 0 | 0 | 0 | 0 | 0 | 0 | 0 | 0 | 0 | 0 | 0 | 0 | 0 | 0 | 0
NSW1 | CCGT | 0 | 0.031968 | 0.0070213 | 0.00010056 | 0.00019322 | 0.00081984 | 0.0029903 | 0.0081459 | 5.6316e-05 | 0.0042797 | 0.034446 | 0.00031558 | 3.9436e-05 | 0 | 0.00034156 | 0 | 1.5965e-05 | 0.00025212 | 0.0049519 | 2.4605e-05 | 0.0012125 | 2.6113e-05 | 0.0034565 | 0.0042452 | 1.4791e-05
NSW1 | Gas - Steam | 0 | 0 | 0 | 0 | 0 | 0 | 0 | 0 | 0 | 0 | 0 | 0 | 0 | 0 | 0 | 0 | 0 | 0 | 0 | 0 | 0 | 0 | 0 | 0 | 0
NSW1 | OCGT / Diesel | 0.15894 | 31243.8513 | 28882.5291 | 0.00032206 | 0.00028038 | 0.00044267 | 0.080788 | 33990.0725 | 0.00029457 | 0.00056609 | 25416.6751 | 0.0004911 | 0.00017782 | 0.00022928 | 0.00027647 | 0.00019118 | 0.00028422 | 0.00061389 | 0.00030656 | 0.00021041 | 0.00071138 | 0.00016713 | 0.035294 | 0.0010406 | 7.6681e-05
NSW1 | Hydro | 0 | 0 | 0 | 0 | 0 | 0 | 0 | 0 | 0 | 0 | 0 | 0 | 0 | 0 | 0 | 0 | 0 | 0 | 0 | 0 | 0 | 0 | 0 | 0 | 0
NSW1 | Hydrogen Turbine | 0 | 0 | 0 | 0 | 0 | 0 | 0 | 0 | 0 | 0 | 0 | 0 | 0 | 0 | 0 | 0 | 0 | 0 | 0 | 0 | 0 | 0 | 0 | 0 | 0
NSW1 | Wind | 2.0424 | 226820.1933 | 296769.4541 | 354556.6759 | 295809.1291 | 308225.283 | 205899.3592 | 0.039355 | 0.0065269 | 0.032734 | 187859.6675 | 76020.5154 | 4.02 | 58713.9405 | 51078.4866 | 220883.4598 | 9197.5272 | 3731.9427 | 57237.1763 | 4246.538 | 22781.6101 | 7573.9486 | 3998.793 | 14834.3252 | 9295.6989
NSW1 | Solar PV | 0.30561 | 0.4938 | 0.043877 | 0.60667 | 0.12325 | 37749.3764 | 116777.944 | 0.039749 | 0.0053845 | 0.037305 | 324013.3474 | 15491.8274 | 36050.909 | 43168.9958 | 37683.5609 | 0.020795 | 0.01862 | 92777.6979 | 8589.0522 | 21559.5376 | 23651.2889 | 0.0013077 | 13423.2978 | 43670.4554 | 258.089
NSW1 | Grid Battery | 2.3434 | 0.37869 | 1.4446 | 0.0089897 | 0.2448 | 29929.4093 | 5167.3941 | 0.67631 | 0.025793 | 55791.298 | 165294.568 | 0.1071 | 0.08127 | 0.062616 | 0.38974 | 0.018387 | 0.025436 | 0.05772 | 34207.3651 | 0.012875 | 0.019294 | 1201.9755 | 0.01363 | 15494.682 | 0.002981
NSW1 | Pumped Hydro | 0 | 0 | 159754.3177 | 0.0093569 | 91196.1911 | 37251.5821 | 6430.5488 | 0.013248 | 0.0030028 | 0.005613 | 704.2903 | 0.0013423 | 0.0016862 | 0.0014069 | 0.0012783 | 0.0023811 | 0.0018142 | 0.0016562 | 0.013049 | 0.0019449 | 0.0010368 | 4420.1504 | 1186.8033 | 0.0014269 | 0.00017941
NSW1 | VPP | 0 | 0 | 0 | 0 | 0 | 0 | 0 | 0 | 0 | 0 | 0 | 0 | 0 | 0 | 0 | 0 | 0 | 0 | 0 | 0 | 0 | 0 | 0 | 0 | 0
Total excluding storage |  | 2.5069 | 258064.5704 | 316020.3672 | 318665.4096 | 230608.0626 | 345974.6605 | 319737.8749 | 33990.1584 | -0.083808 | 0.074804 | 537289.7244 | 91512.3435 | 36054.9292 | 101882.9366 | 88762.0481 | 220883.479 | 9197.546 | 96509.6415 | 65826.2338 | 25806.0758 | 46432.9009 | 7573.9501 | 17422.1296 | 58504.7859 | 9553.7879
Region | Technology | 2023-24 | 2024-25 | 2025-26 | 2026-27 | 2027-28 | 2028-29 | 2029-30 | 2030-31 | 2031-32 | 2032-33 | 2033-34 | 2034-35 | 2035-36 | 2036-37 | 2037-38 | 2038-39 | 2039-40 | 2040-41 | 2041-42 | 2042-43 | 2043-44 | 2044-45 | 2045-46 | 2046-47 | 2047-48
QLD1 | Black Coal | 0 | 0 | -358324.9006 | -14775.6033 | -12952.8662 | 0 | -75909.2745 | -85.7303 | -0.00018903 | -1.1852e-05 | 0 | -7.7139e-05 | 0 | -0.027699 | -6.3166e-05 | -0.068244 | -0.00044694 | -0.00015619 | -0.00010932 | -0.00027983 | -7.7761e-05 | -0.019425 | -5.8027e-05 | -0.0011361 | -0.013222
QLD1 | Brown Coal | 0 | 0 | 0 | 0 | 0 | 0 | 0 | 0 | 0 | 0 | 0 | 0 | 0 | 0 | 0 | 0 | 0 | 0 | 0 | 0 | 0 | 0 | 0 | 0 | 0
QLD1 | CCGT | 0 | 0.028593 | 0.0038432 | 0.00082885 | 0.0013059 | 0.011044 | 0.00019114 | 0.00082218 | 0.00017978 | 0.0067168 | 0.013815 | 0.0079506 | 0.006104 | 0.00040724 | 0.018133 | 2.2636e-05 | 2.1184e-05 | 3.2084e-05 | 4.5394e-05 | 0.00011387 | 0.00037311 | 1.4476e-05 | 0.00040687 | 0.0032046 | 9.664e-07
QLD1 | Gas - Steam | 0 | 0 | 0 | 0 | 0 | 0 | 0 | 0 | 0 | 0 | 0 | 0 | 0 | 0 | 0 | 0 | 0 | 0 | 0 | 0 | 0 | 0 | 0 | 0 | 0
QLD1 | OCGT / Diesel | 0.10244 | 0.0045529 | 0.0069073 | 0.0049029 | 0.0044525 | 0.1537 | 0.00053006 | 0.00036724 | 0.00048055 | 0.0011255 | 0.15508 | 35487.9097 | 0.0047587 | 0.00057347 | 948.732 | 0.00020534 | 0.00032439 | 0.00030788 | 0.00020579 | 0.00024221 | 0.00023698 | 0.00019155 | 0.0089752 | 7751.0979 | 3.2765e-05
QLD1 | Hydro | 0 | 0 | 0 | 0 | 0 | 0 | 0 | 0 | 0 | 0 | 0 | 0 | 0 | 0 | 0 | 0 | 0 | 0 | 0 | 0 | 0 | 0 | 0 | 0 | 0
QLD1 | Hydrogen Turbine | 0 | 0 | 0 | 0 | 0 | 0 | 0 | 0 | 0 | 0 | 0 | 0 | 0 | 0 | 0 | 0 | 0 | 0 | 0 | 0 | 0 | 0 | 0 | 0 | 0
QLD1 | Wind | 2.1017 | 0.06252 | 0.36234 | 136873.915 | 158025.8424 | 166988.9122 | 149824.8378 | 0.071075 | 0.016136 | 97443.7102 | 145396.4242 | 84269.2011 | 87103.5641 | 153562.1455 | 202895.512 | 0.0033422 | 0.0027856 | 0.0073092 | 44367.3337 | 53821.8672 | 26868.4559 | 6441.7233 | 34694.6842 | 28211.6237 | 6214.2265
QLD1 | Solar PV | 0.4258 | 0.046663 | 0.070209 | 0.38585 | 0.19935 | 0.049622 | 0.10034 | 0.010085 | 0.0073595 | 0.083987 | 0.56628 | 0.4295 | 7452.8531 | 37163.7426 | 203830.4463 | 0.0012864 | 0.0017398 | 6262.1029 | 21188.7976 | 63295.1407 | 41190.267 | 0.004186 | 11008.3713 | 50201.3738 | 6687.9472
QLD1 | Grid Battery | 0.50965 | 0.011029 | 0.085522 | 0.01351 | 0.0010227 | 0.346 | 0.0036969 | 0.012705 | 0.009719 | 3.5473 | 20644.9183 | 11929.3661 | 49873.4051 | 0.0066334 | 178440.0745 | 0.0063458 | 0.0069104 | 0.0072538 | 25339.6351 | 0.0067833 | 15154.1879 | 0.0041134 | 0.003802 | 1543.3017 | 0.0012924
QLD1 | Pumped Hydro | 0 | 0 | 0.45754 | 0.052782 | 0.016039 | 0.96051 | 0.0064761 | 0.0057677 | 0.0026364 | 2.2283 | 24275.6362 | 793.3215 | 0.0079168 | 0.0026382 | 7330.0296 | 0.0015522 | 0.0013558 | 0.0012436 | 5149.4278 | 0.0035013 | 3284.2775 | 0.0012388 | 4070.2164 | 10846.9907 | 0.00019578
QLD1 | VPP | 0 | 0 | 0 | 0 | 0 | 0 | 0 | 0 | 0 | 0 | 0 | 0 | 0 | 0 | 0 | 0 | 0 | 0 | 0 | 0 | 0 | 0 | 0 | 0 | 0
Total excluding storage |  | 2.63 | 0.14233 | -358324.4573 | 122098.7033 | 145073.1813 | 166989.1266 | 73915.6644 | -85.648 | 0.023966 | 97443.802 | 145397.1594 | 119757.5482 | 94556.4281 | 190725.8614 | 407674.7084 | -0.063387 | 0.004424 | 6262.1103 | 65556.1315 | 117117.008 | 68058.7234 | 6441.7082 | 45703.0648 | 86164.0976 | 12902.1606
Region | Technology | 2023-24 | 2024-25 | 2025-26 | 2026-27 | 2027-28 | 2028-29 | 2029-30 | 2030-31 | 2031-32 | 2032-33 | 2033-34 | 2034-35 | 2035-36 | 2036-37 | 2037-38 | 2038-39 | 2039-40 | 2040-41 | 2041-42 | 2042-43 | 2043-44 | 2044-45 | 2045-46 | 2046-47 | 2047-48
VIC1 | Black Coal | 0 | 0 | 0 | 0 | 0 | 0 | 0 | 0 | 0 | 0 | 0 | 0 | 0 | 0 | 0 | 0 | 0 | 0 | 0 | 0 | 0 | 0 | 0 | 0 | 0
VIC1 | Brown Coal | 0 | 0 | -376575.8421 | -0.21872 | -27847.9125 | -0.00093374 | -199061.2729 | -0.34118 | -0.018195 | 0 | 0 | 0 | 0 | 0 | 0 | -0.0020183 | -0.00066453 | -0.0010309 | -0.00023204 | -18401.1087 | -0.0001795 | -9.6775 | -1.8435e-05 | -1.3039e-05 | 0
VIC1 | CCGT | 0 | 0.026066 | 0.0023893 | 0.0018874 | 0.00088174 | 0.0023575 | 0.00018706 | 0.003326 | 5.1997e-05 | 0.0033512 | 0.0051859 | 0.0043176 | 0.0032555 | 0.00020256 | 0.0046748 | 4.1785e-05 | 0.0038056 | 0.00047647 | 0.0030639 | 0.00066869 | 0.0021716 | 0.00064793 | 0.019645 | 0.00024053 | 2576.0439
VIC1 | Gas - Steam | 0 | 0 | 0 | 0 | 0 | 0 | 0 | 0 | 0 | 0 | 0 | 0 | 0 | 0 | 0 | 0 | 0 | 0 | 0 | 0 | 0 | 0 | 0 | 0 | 0
VIC1 | OCGT / Diesel | 0.10071 | 0.029594 | 0.00064879 | 0.0046969 | 0.00063987 | 0.00085027 | 0.0011073 | 0.004512 | 0.0030352 | 0.0065289 | 0.025204 | 0.00096656 | 0.10403 | 0.00050273 | 0.002418 | 0.00030126 | 0.0031534 | 0.010225 | 5757.0628 | 0.0089465 | 0.00095954 | 23321.0413 | 2102.7379 | 0.00016018 | 0.0004823
VIC1 | Hydro | 0 | 0 | 0 | 0 | 0 | 0 | 0 | 0 | 0 | 0 | 0 | 0 | 0 | 0 | 0 | 0 | 0 | 0 | 0 | 0 | 0 | 0 | 0 | 0 | 0
VIC1 | Hydrogen Turbine | 0 | 0 | 0 | 0 | 0 | 0 | 0 | 0 | 0 | 0 | 0 | 0 | 0 | 0 | 0 | 0 | 0 | 0 | 0 | 0 | 0 | 0 | 0 | 0 | 0
VIC1 | Wind | 1.1084 | 0.14489 | 140854.1512 | 0.013243 | 0.011792 | 0.039191 | 0.013555 | 0.07137 | 0.025341 | 0.15848 | 93946.8979 | 21997.7108 | 29.5103 | 99291.3993 | 79810.1378 | 27999.2831 | 29412.8241 | 9440.7336 | 1042.7888 | 78394.2767 | 7129.9623 | 77.6612 | 25547.8167 | 7256.7388 | 1345.7307
VIC1 | Solar PV | 0.22754 | 0.038897 | 0.45146 | 0.0019096 | 0.0027003 | 0.0022434 | 0.002033 | 0.0039121 | 0.0012684 | 0.072708 | 0.11169 | 0.14777 | 0.3509 | 0.13001 | 0.19127 | 0.0076216 | 7.9342 | 0.015609 | 42294.2979 | 4888.6231 | 13632.4138 | 8691.5797 | 39364.6687 | 2420.7094 | 2199.0131
VIC1 | Grid Battery | 0.54137 | 0.071932 | 0.010958 | 0.036323 | 0.0004475 | 0.00081838 | 0.0063598 | 0.077854 | 0.015226 | 0.36196 | 0.63909 | 0.013436 | 21700.5848 | 0.01067 | 280.1836 | 0.0062624 | 38054.0328 | 12783.8486 | 51583.8307 | 0.014572 | 0.0053724 | 0.0054127 | 15434.6608 | 0.0014564 | 1579.2017
VIC1 | Pumped Hydro | 0 | 0 | 0.40877 | 0.057322 | 0.0044619 | 0.007055 | 0.011918 | 0.093892 | 0.0035661 | 0.069327 | 0.2251 | 0.0034398 | 0.0040131 | 0.044333 | 0.25215 | 0.0022328 | 0.010418 | 0.005048 | 0.39187 | 0.0021053 | 0.0010198 | 0.0015695 | 1289.6137 | 0.00033266 | 0.0033717
VIC1 | VPP | 0 | 0 | 0 | 0 | 0 | 0 | 0 | 0 | 0 | 0 | 0 | 0 | 0 | 0 | 0 | 0 | 0 | 0 | 0 | 0 | 0 | 0 | 0 | 0 | 0
Total excluding storage |  | 1.4366 | 0.23945 | -235721.2364 | -0.19698 | -27847.8965 | 0.043709 | -199061.256 | -0.25806 | 0.011502 | 0.24107 | 93947.0399 | 21997.8639 | 29.9684 | 99291.53 | 79810.3362 | 27999.2891 | 29420.7645 | 9440.7589 | 49094.1523 | 64881.8008 | 20762.3791 | 32080.6053 | 67015.2429 | 9677.4486 | 6120.7882
Region | Technology | 2023-24 | 2024-25 | 2025-26 | 2026-27 | 2027-28 | 2028-29 | 2029-30 | 2030-31 | 2031-32 | 2032-33 | 2033-34 | 2034-35 | 2035-36 | 2036-37 | 2037-38 | 2038-39 | 2039-40 | 2040-41 | 2041-42 | 2042-43 | 2043-44 | 2044-45 | 2045-46 | 2046-47 | 2047-48
SA1 | Black Coal | 0 | 0 | 0 | 0 | 0 | 0 | 0 | 0 | 0 | 0 | 0 | 0 | 0 | 0 | 0 | 0 | 0 | 0 | 0 | 0 | 0 | 0 | 0 | 0 | 0
SA1 | Brown Coal | 0 | 0 | 0 | 0 | 0 | 0 | 0 | 0 | 0 | 0 | 0 | 0 | 0 | 0 | 0 | 0 | 0 | 0 | 0 | 0 | 0 | 0 | 0 | 0 | 0
SA1 | CCGT | 0 | 0.028747 | 0.00075183 | 0.00019394 | 0.0013512 | 0.0023258 | 0.00064458 | 0.004445 | 0.00011137 | 0.0040731 | 0.0031204 | 0.0075627 | 0.002472 | 0.00025517 | 0.008028 | 3.7832e-05 | 0.00015106 | 6.9831e-05 | 0.00010195 | 7.5775e-05 | 0.0045129 | 1.6497e-05 | 0.00093096 | 2.697e-05 | 3.4802e-06
SA1 | Gas - Steam | 0 | 0 | 0 | 0 | 0 | 0 | 0 | 0 | 0 | 0 | 0 | 0 | 0 | 0 | 0 | 0 | 0 | 0 | 0 | 0 | 0 | 0 | 0 | 0 | 0
SA1 | OCGT / Diesel | 0.10365 | 0.0047291 | 0.004973 | 0.0045721 | 0.0064818 | 0.0038352 | 0.0044513 | 0.0061206 | 0.0038645 | 0.0059382 | 0.0046155 | 0.012536 | 0.14667 | 0.00058852 | 0.0207 | 0.0002391 | 0.00047883 | 0.00042432 | 0.00038821 | 0.00024072 | 2092.5129 | 5014.0906 | 0.0040404 | 7.6328e-05 | 4.9623e-05
SA1 | Hydro | 0 | 0 | 0 | 0 | 0 | 0 | 0 | 0 | 0 | 0 | 0 | 0 | 0 | 0 | 0 | 0 | 0 | 0 | 0 | 0 | 0 | 0 | 0 | 0 | 0
SA1 | Hydrogen Turbine | 0 | 0 | 0 | 0 | 0 | 0 | 0 | 0 | 0 | 0 | 0 | 0 | 0 | 0 | 0 | 0 | 0 | 0 | 0 | 0 | 0 | 0 | 0 | 0 | 0
SA1 | Wind | 1.934 | 0.10904 | 0.060379 | 0.12289 | 0.17021 | 0.20303 | 0.12214 | 2.6587 | 0.42328 | 49046.5182 | 132157.7844 | 6.4412 | 64843.8449 | 52890.3419 | 34012.3046 | 11200.5626 | 10630.7068 | 22982.7253 | 0.058231 | 5454.1544 | 5856.8391 | 8161.1471 | 9938.7416 | 18784.6002 | 6586.5092
SA1 | Solar PV | 0.39698 | 0.043766 | 0.047608 | 0.028872 | 0.059967 | 0.027421 | 0.044114 | 0.20364 | 0.058049 | 0.25809 | 0.16437 | 0.78857 | 0.29135 | 1.4617 | 24493.3774 | 0.0022698 | 6576.4128 | 2931.6477 | 33749.1516 | 0.07465 | 22873.5622 | 0.0035824 | 9803.3081 | 7591.8527 | 0.00090421
SA1 | Grid Battery | 0.63844 | 0.0034353 | 0.010912 | 0.011907 | 0.00086379 | 0.0013092 | 0.017293 | 0.11607 | 0.022357 | 0.51847 | 0.1452 | 0.18958 | 41453.4627 | 0.013743 | 20629.7179 | 0.0069337 | 0.015663 | 4773.2582 | 20695.8871 | 0.0033012 | 0.013923 | 7333.9733 | 9662.2569 | 0.0025631 | 0.00091422
SA1 | Pumped Hydro | 0 | 0 | 0.30569 | 0.019237 | 0.023323 | 0.017468 | 0.0092045 | 0.065642 | 0.0031442 | 0.071602 | 0.03862 | 0.030834 | 0.18539 | 0.011494 | 0.017356 | 0.0010924 | 0.0018489 | 0.010841 | 0.015463 | 0.0018355 | 0.016569 | 0.014346 | 0.028523 | 0.00022189 | 0.00021268
SA1 | VPP | 0 | 0 | 0 | 0 | 0 | 0 | 0 | 0 | 0 | 0 | 0 | 0 | 0 | 0 | 0 | 0 | 0 | 0 | 0 | 0 | 0 | 0 | 0 | 0 | 0
Total excluding storage |  | 2.4347 | 0.18628 | 0.11371 | 0.15653 | 0.23801 | 0.23662 | 0.17135 | 2.8729 | 0.48531 | 49046.7863 | 132157.9565 | 7.2499 | 64844.2854 | 52891.8044 | 58505.7107 | 11200.5651 | 17207.1203 | 25914.3735 | 33749.2104 | 5454.2294 | 30822.9188 | 13175.2413 | 19742.0548 | 26376.453 | 6586.5102
Region | Technology | 2023-24 | 2024-25 | 2025-26 | 2026-27 | 2027-28 | 2028-29 | 2029-30 | 2030-31 | 2031-32 | 2032-33 | 2033-34 | 2034-35 | 2035-36 | 2036-37 | 2037-38 | 2038-39 | 2039-40 | 2040-41 | 2041-42 | 2042-43 | 2043-44 | 2044-45 | 2045-46 | 2046-47 | 2047-48
TAS1 | Black Coal | 0 | 0 | 0 | 0 | 0 | 0 | 0 | 0 | 0 | 0 | 0 | 0 | 0 | 0 | 0 | 0 | 0 | 0 | 0 | 0 | 0 | 0 | 0 | 0 | 0
TAS1 | Brown Coal | 0 | 0 | 0 | 0 | 0 | 0 | 0 | 0 | 0 | 0 | 0 | 0 | 0 | 0 | 0 | 0 | 0 | 0 | 0 | 0 | 0 | 0 | 0 | 0 | 0
TAS1 | CCGT | 0 | 0.020333 | 0.001267 | 0.00091586 | 0.0009798 | 0.00098057 | 0.001883 | 0.0015282 | 0.00093679 | 0.0021909 | 0.0015349 | 0.0020395 | 0.0009472 | 0.00012705 | 0.0020866 | 5.0233e-05 | 0.00076639 | 5.6685e-05 | 0.0011388 | 4.5592e-05 | 0.00069145 | 0.00031668 | 0.00041321 | 1.8768e-05 | 0.00015238
TAS1 | Gas - Steam | 0 | 0 | 0 | 0 | 0 | 0 | 0 | 0 | 0 | 0 | 0 | 0 | 0 | 0 | 0 | 0 | 0 | 0 | 0 | 0 | 0 | 0 | 0 | 0 | 0
TAS1 | OCGT / Diesel | 0.096884 | 0.0048919 | 0.004924 | 0.0054309 | 0.004319 | 0.0047005 | 0.0053948 | 0.0040481 | 0.0040533 | 0.0055273 | 0.003819 | 0.0069775 | 0.036684 | 0.00039548 | 0.0137 | 0.00032809 | 0.00038311 | 0.0011015 | 0.017105 | 0.00023183 | 0.0079247 | 0.041451 | 0.0012823 | 7.2203e-05 | 8.0106e-05
TAS1 | Hydro | 0 | 0 | 0 | 0 | 0 | 0 | 0 | 0 | 0 | 0 | 0 | 0 | 0 | 0 | 0 | 0 | 0 | 0 | 0 | 0 | 0 | 0 | 0 | 0 | 0
TAS1 | Hydrogen Turbine | 0 | 0 | 0 | 0 | 0 | 0 | 0 | 0 | 0 | 0 | 0 | 0 | 0 | 0 | 0 | 0 | 0 | 0 | 0 | 0 | 0 | 0 | 0 | 0 | 0
TAS1 | Wind | 39547.9472 | 36746.5713 | 34098.987 | 31589.5105 | 29211.3395 | 26950.2014 | 24813.3983 | 24493.4693 | 22624.5982 | 30601.3759 | 15612.4863 | 27734.8281 | 74255.5326 | 17651.3131 | 29994.7572 | 0.016221 | 18.8059 | 0.020692 | 284.5465 | 30.4572 | 0.0060959 | 2933.7428 | 1287.6963 | 3603.508 | 1486.1886
TAS1 | Solar PV | 0.1512 | 0.02277 | 0.013659 | 0.018297 | 0.031584 | 0.0051273 | 0.014508 | 0.031359 | 0.015738 | 0.034486 | 0.046715 | 0.044507 | 0.050847 | 0.012111 | 0.037017 | 0.0026036 | 0.05033 | 0.0015365 | 0.051723 | 0.063999 | 0.38627 | 214.7951 | 0.0052132 | 0.0006248 | 112.9985
TAS1 | Grid Battery | 0.46215 | 0.0012718 | 0.041417 | 0.026495 | 0.00055171 | 0.00092929 | 0.043486 | 0.062765 | 0.0407 | 0.27489 | 0.092651 | 0.059227 | 0.33713 | 0.0060554 | 0.24906 | 0.0057549 | 0.0086413 | 0.098216 | 0.12254 | 0.0039531 | 0.004629 | 0.00047076 | 0.027573 | 0.008945 | 0.0092517
TAS1 | Pumped Hydro | 0 | 0 | 0.78068 | 0.056625 | 0.046043 | 0.051557 | 0.20129 | 0.27328 | 0.12103 | 0.81758 | 2.7306 | 6532.0971 | 23452.0835 | 0.0062379 | 17009.0635 | 0.0038316 | 0.0034447 | 0.0020124 | 2116.2622 | 0.0022687 | 0.75327 | 2.774 | 3722.0649 | 0.00059211 | 0.0010993
TAS1 | VPP | 0 | 0 | 0 | 0 | 0 | 0 | 0 | 0 | 0 | 0 | 0 | 0 | 0 | 0 | 0 | 0 | 0 | 0 | 0 | 0 | 0 | 0 | 0 | 0 | 0
Total excluding storage |  | 39548.1953 | 36746.6193 | 34099.0068 | 31589.5352 | 29211.3764 | 26950.2122 | 24813.4201 | 24493.5062 | 22624.6189 | 30601.4181 | 15612.5384 | 27734.8816 | 74255.6211 | 17651.3257 | 29994.81 | 0.019203 | 18.8574 | 0.023386 | 284.6165 | 30.5215 | 0.40098 | 3148.5796 | 1287.7033 | 3603.5087 | 1599.1873

## BaseCase_Fuel Cost
Fuel cost by technology ($000s) - BaseCase, Progressive Change Scenario
Fuel | Real June 2021 dollars discounted to 1 July 2021
Explicitly modelled generation
Region | Technology | 2023-24 | 2024-25 | 2025-26 | 2026-27 | 2027-28 | 2028-29 | 2029-30 | 2030-31 | 2031-32 | 2032-33 | 2033-34 | 2034-35 | 2035-36 | 2036-37 | 2037-38 | 2038-39 | 2039-40 | 2040-41 | 2041-42 | 2042-43 | 2043-44 | 2044-45 | 2045-46 | 2046-47 | 2047-48
NEM | Black Coal | 1423766.672 | 1293200.995 | 1122411.5027 | 931902.9157 | 903876.1765 | 908910.7471 | 749775.3578 | 698569.1654 | 648221.0762 | 673908.0281 | 463283.4432 | 450505.9409 | 390099.764 | 320848.903 | 268786.162 | 232587.446 | 206401.323 | 126797.147 | 120817.579 | 97846.042 | 83022.9655 | 60381.154 | 45345.206 | 34044.717 | 31561.1185
NEM | Brown Coal | 218820.91 | 198963.127 | 153305.6088 | 139678.4764 | 120023.5408 | 112684.206 | 105846.419 | 89985.338 | 80513.879 | 81623.717 | 78737.717 | 77265.456 | 68252.0065 | 64657.408 | 64491.8435 | 60191.93 | 54987.847 | 48722.6935 | 46366.303 | 40575.598 | 39168.401 | 31286.5949 | 10008.3213 | 14150.187 | 0
NEM | CCGT | 119060.2119 | 115673.5406 | 110078.8795 | 99734.8875 | 82786.5237 | 80814.3867 | 74980.029 | 103229.4487 | 78766.9291 | 116193.1274 | 212452.129 | 240607.8287 | 182801.1752 | 189499.247 | 167581.9479 | 130952.9469 | 115725.1097 | 130902.1812 | 112199.653 | 124915.5434 | 85634.7049 | 79071.3803 | 42285.7414 | 29477.153 | 177875.5539
NEM | Gas - Steam | 5490.7728 | 6629.2698 | 12200.874 | 10726.777 | 12532.279 | 15643.1335 | 3538.1109 | 9210.283 | 4331.7263 | 11116.3065 | 11740.306 | 37201.7845 | 9105.822 | 9663.569 | 16996.856 | 11593.791 | 0 | 0 | 0 | 0 | 0 | 0 | 0 | 0 | 0
NEM | OCGT / Diesel | 8070.8978 | 9520.9867 | 12142.4527 | 12937.1484 | 12037.3132 | 12230.7743 | 4351.9521 | 14524.8833 | 5256.916 | 15512.8649 | 62143.9318 | 114604.8044 | 46048.1623 | 86777.0709 | 131767.9731 | 67914.8582 | 154832.7174 | 287506.6055 | 154423.2173 | 206786.2962 | 332304.4692 | 272183.7846 | 363088.7886 | 505521.5174 | 534542.8556
NEM | Hydro | 0 | 0 | 0 | 0 | 0 | 0 | 0 | 0 | 0 | 0 | 0 | 0 | 0 | 0 | 0 | 0 | 0 | 0 | 0 | 0 | 0 | 0 | 0 | 0 | 0
NEM | Hydrogen Turbine | 0 | 0 | 0 | 0 | 0 | 0 | 0 | 0 | 0 | 0 | 0 | 0 | 0 | 0 | 0 | 0 | 0 | 0 | 0 | 0 | 0 | 0 | 0 | 0 | 0
NEM | Wind | 0 | 0 | 0 | 0 | 0 | 0 | 0 | 0 | 0 | 0 | 0 | 0 | 0 | 0 | 0 | 0 | 0 | 0 | 0 | 0 | 0 | 0 | 0 | 0 | 0
NEM | Solar PV | 0 | 0 | 0 | 0 | 0 | 0 | 0 | 0 | 0 | 0 | 0 | 0 | 0 | 0 | 0 | 0 | 0 | 0 | 0 | 0 | 0 | 0 | 0 | 0 | 0
NEM | Grid Battery | 0 | 0 | 0 | 0 | 0 | 0 | 0 | 0 | 0 | 0 | 0 | 0 | 0 | 0 | 0 | 0 | 0 | 0 | 0 | 0 | 0 | 0 | 0 | 0 | 0
NEM | Pumped Hydro | 0 | 0 | 0 | 0 | 0 | 0 | 0 | 0 | 0 | 0 | 0 | 0 | 0 | 0 | 0 | 0 | 0 | 0 | 0 | 0 | 0 | 0 | 0 | 0 | 0
NEM | VPP | 0 | 0 | 0 | 0 | 0 | 0 | 0 | 0 | 0 | 0 | 0 | 0 | 0 | 0 | 0 | 0 | 0 | 0 | 0 | 0 | 0 | 0 | 0 | 0 | 0
Total excluding storage |  | 1775209.4644 | 1623987.9191 | 1410139.3177 | 1194980.205 | 1131255.8332 | 1130283.2476 | 938491.8688 | 915519.1184 | 817090.5266 | 898354.0439 | 828357.527 | 920185.8144 | 696306.9299 | 671446.1979 | 649624.7825 | 503240.9721 | 531946.9971 | 593928.6271 | 433806.7523 | 470123.4796 | 540130.5406 | 442922.9138 | 460728.0572 | 583193.5744 | 743979.528
Region | Technology | 2023-24 | 2024-25 | 2025-26 | 2026-27 | 2027-28 | 2028-29 | 2029-30 | 2030-31 | 2031-32 | 2032-33 | 2033-34 | 2034-35 | 2035-36 | 2036-37 | 2037-38 | 2038-39 | 2039-40 | 2040-41 | 2041-42 | 2042-43 | 2043-44 | 2044-45 | 2045-46 | 2046-47 | 2047-48
NSW1 | Black Coal | 716650.3 | 626536.404 | 526881.8495 | 414530.172 | 419692.132 | 450559.136 | 344064.695 | 327572.746 | 312477.172 | 334565.488 | 129868.676 | 127853.376 | 114333.552 | 93347.216 | 106656.592 | 87047.888 | 74402.7 | 0 | 0 | 0 | 0 | 0 | 0 | 0 | 0
NSW1 | Brown Coal | 0 | 0 | 0 | 0 | 0 | 0 | 0 | 0 | 0 | 0 | 0 | 0 | 0 | 0 | 0 | 0 | 0 | 0 | 0 | 0 | 0 | 0 | 0 | 0 | 0
NSW1 | CCGT | 329.9726 | 376.757 | 7218.0483 | 3716.387 | 2471.9959 | 1555.7483 | 2839.2718 | 12102.9343 | 4665.2246 | 12032.4758 | 50610.5425 | 57466.5338 | 35473.8168 | 41861.2791 | 48830.9448 | 34163.2072 | 33455.7227 | 38239.6029 | 32751.5538 | 37167.4095 | 0.23526 | 0.21616 | 0.26499 | 0.36453 | 0.34974
NSW1 | Gas - Steam | 0 | 0 | 0 | 0 | 0 | 0 | 0 | 0 | 0 | 0 | 0 | 0 | 0 | 0 | 0 | 0 | 0 | 0 | 0 | 0 | 0 | 0 | 0 | 0 | 0
NSW1 | OCGT / Diesel | 283.8168 | 562.0363 | 4061.8479 | 3361.647 | 2455.7313 | 1241.4591 | 1445.8319 | 6569.2497 | 2006.9751 | 4543.1229 | 44668.1126 | 67080.632 | 15327.5639 | 29405.7249 | 31698.9375 | 9649.6902 | 48032.8041 | 156434.5299 | 76977.7859 | 101209.9556 | 179779.332 | 118638.1791 | 137721.2563 | 167286.9775 | 192416.3249
NSW1 | Hydro | 0 | 0 | 0 | 0 | 0 | 0 | 0 | 0 | 0 | 0 | 0 | 0 | 0 | 0 | 0 | 0 | 0 | 0 | 0 | 0 | 0 | 0 | 0 | 0 | 0
NSW1 | Hydrogen Turbine | 0 | 0 | 0 | 0 | 0 | 0 | 0 | 0 | 0 | 0 | 0 | 0 | 0 | 0 | 0 | 0 | 0 | 0 | 0 | 0 | 0 | 0 | 0 | 0 | 0
NSW1 | Wind | 0 | 0 | 0 | 0 | 0 | 0 | 0 | 0 | 0 | 0 | 0 | 0 | 0 | 0 | 0 | 0 | 0 | 0 | 0 | 0 | 0 | 0 | 0 | 0 | 0
NSW1 | Solar PV | 0 | 0 | 0 | 0 | 0 | 0 | 0 | 0 | 0 | 0 | 0 | 0 | 0 | 0 | 0 | 0 | 0 | 0 | 0 | 0 | 0 | 0 | 0 | 0 | 0
NSW1 | Grid Battery | 0 | 0 | 0 | 0 | 0 | 0 | 0 | 0 | 0 | 0 | 0 | 0 | 0 | 0 | 0 | 0 | 0 | 0 | 0 | 0 | 0 | 0 | 0 | 0 | 0
NSW1 | Pumped Hydro | 0 | 0 | 0 | 0 | 0 | 0 | 0 | 0 | 0 | 0 | 0 | 0 | 0 | 0 | 0 | 0 | 0 | 0 | 0 | 0 | 0 | 0 | 0 | 0 | 0
NSW1 | VPP | 0 | 0 | 0 | 0 | 0 | 0 | 0 | 0 | 0 | 0 | 0 | 0 | 0 | 0 | 0 | 0 | 0 | 0 | 0 | 0 | 0 | 0 | 0 | 0 | 0
Total excluding storage |  | 717264.0894 | 627475.1973 | 538161.7456 | 421608.206 | 424619.8592 | 453356.3434 | 348349.7987 | 346244.93 | 319149.3718 | 351141.0867 | 225147.3311 | 252400.5417 | 165134.9327 | 164614.22 | 187186.4742 | 130860.7854 | 155891.2268 | 194674.1328 | 109729.3397 | 138377.3652 | 179779.5672 | 118638.3953 | 137721.5212 | 167287.342 | 192416.6746
Region | Technology | 2023-24 | 2024-25 | 2025-26 | 2026-27 | 2027-28 | 2028-29 | 2029-30 | 2030-31 | 2031-32 | 2032-33 | 2033-34 | 2034-35 | 2035-36 | 2036-37 | 2037-38 | 2038-39 | 2039-40 | 2040-41 | 2041-42 | 2042-43 | 2043-44 | 2044-45 | 2045-46 | 2046-47 | 2047-48
QLD1 | Black Coal | 707116.372 | 666664.591 | 595529.6532 | 517372.7437 | 484184.0445 | 458351.6111 | 405710.6628 | 370996.4194 | 335743.9042 | 339342.5401 | 333414.7672 | 322652.5649 | 275766.212 | 227501.687 | 162129.57 | 145539.558 | 131998.623 | 126797.147 | 120817.579 | 97846.042 | 83022.9655 | 60381.154 | 45345.206 | 34044.717 | 31561.1185
QLD1 | Brown Coal | 0 | 0 | 0 | 0 | 0 | 0 | 0 | 0 | 0 | 0 | 0 | 0 | 0 | 0 | 0 | 0 | 0 | 0 | 0 | 0 | 0 | 0 | 0 | 0 | 0
QLD1 | CCGT | 68288.2128 | 72942.0045 | 86567.8091 | 84302.5562 | 70295.778 | 64502.592 | 65283.8101 | 78305.4698 | 68098.5108 | 83893.0069 | 124719.8534 | 121218.5596 | 115111.5595 | 110037.5953 | 118750.525 | 96789.2913 | 82268.9196 | 92662.135 | 79447.6424 | 87747.6925 | 85633.9612 | 79070.6767 | 42284.6247 | 29475.9375 | 28715.5674
QLD1 | Gas - Steam | 0 | 0 | 0 | 0 | 0 | 0 | 0 | 0 | 0 | 0 | 0 | 0 | 0 | 0 | 0 | 0 | 0 | 0 | 0 | 0 | 0 | 0 | 0 | 0 | 0
QLD1 | OCGT / Diesel | 88.2183 | 0.19101 | 314.7837 | 955.0494 | 402.9801 | 913.9923 | 674.6707 | 1862.4807 | 217.4464 | 2556.0763 | 5727.3874 | 11706.6812 | 3329.0811 | 31600.8781 | 49959.3785 | 25576.4276 | 47091.1358 | 74954.2153 | 33377.6181 | 66686.4013 | 63782.0171 | 72739.6395 | 76093.7618 | 120220.0272 | 135033.4459
QLD1 | Hydro | 0 | 0 | 0 | 0 | 0 | 0 | 0 | 0 | 0 | 0 | 0 | 0 | 0 | 0 | 0 | 0 | 0 | 0 | 0 | 0 | 0 | 0 | 0 | 0 | 0
QLD1 | Hydrogen Turbine | 0 | 0 | 0 | 0 | 0 | 0 | 0 | 0 | 0 | 0 | 0 | 0 | 0 | 0 | 0 | 0 | 0 | 0 | 0 | 0 | 0 | 0 | 0 | 0 | 0
QLD1 | Wind | 0 | 0 | 0 | 0 | 0 | 0 | 0 | 0 | 0 | 0 | 0 | 0 | 0 | 0 | 0 | 0 | 0 | 0 | 0 | 0 | 0 | 0 | 0 | 0 | 0
QLD1 | Solar PV | 0 | 0 | 0 | 0 | 0 | 0 | 0 | 0 | 0 | 0 | 0 | 0 | 0 | 0 | 0 | 0 | 0 | 0 | 0 | 0 | 0 | 0 | 0 | 0 | 0
QLD1 | Grid Battery | 0 | 0 | 0 | 0 | 0 | 0 | 0 | 0 | 0 | 0 | 0 | 0 | 0 | 0 | 0 | 0 | 0 | 0 | 0 | 0 | 0 | 0 | 0 | 0 | 0
QLD1 | Pumped Hydro | 0 | 0 | 0 | 0 | 0 | 0 | 0 | 0 | 0 | 0 | 0 | 0 | 0 | 0 | 0 | 0 | 0 | 0 | 0 | 0 | 0 | 0 | 0 | 0 | 0
QLD1 | VPP | 0 | 0 | 0 | 0 | 0 | 0 | 0 | 0 | 0 | 0 | 0 | 0 | 0 | 0 | 0 | 0 | 0 | 0 | 0 | 0 | 0 | 0 | 0 | 0 | 0
Total excluding storage |  | 775492.803 | 739606.7865 | 682412.2461 | 602630.3493 | 554882.8026 | 523768.1954 | 471669.1436 | 451164.3699 | 404059.8614 | 425791.6233 | 463862.008 | 455577.8057 | 394206.8526 | 369140.1604 | 330839.4735 | 267905.2769 | 261358.6784 | 294413.4973 | 233642.8394 | 252280.1358 | 232438.9439 | 212191.4702 | 163723.5926 | 183740.6818 | 195310.1319
Region | Technology | 2023-24 | 2024-25 | 2025-26 | 2026-27 | 2027-28 | 2028-29 | 2029-30 | 2030-31 | 2031-32 | 2032-33 | 2033-34 | 2034-35 | 2035-36 | 2036-37 | 2037-38 | 2038-39 | 2039-40 | 2040-41 | 2041-42 | 2042-43 | 2043-44 | 2044-45 | 2045-46 | 2046-47 | 2047-48
VIC1 | Black Coal | 0 | 0 | 0 | 0 | 0 | 0 | 0 | 0 | 0 | 0 | 0 | 0 | 0 | 0 | 0 | 0 | 0 | 0 | 0 | 0 | 0 | 0 | 0 | 0 | 0
VIC1 | Brown Coal | 218820.91 | 198963.127 | 153305.6088 | 139678.4764 | 120023.5408 | 112684.206 | 105846.419 | 89985.338 | 80513.879 | 81623.717 | 78737.717 | 77265.456 | 68252.0065 | 64657.408 | 64491.8435 | 60191.93 | 54987.847 | 48722.6935 | 46366.303 | 40575.598 | 39168.401 | 31286.5949 | 10008.3213 | 14150.187 | 0
VIC1 | CCGT | 0 | 0.084191 | 0.088948 | 0.089764 | 0.088947 | 0.093816 | 0.090756 | 0.10233 | 0.097586 | 0.10985 | 0.12909 | 0.14791 | 0.1563 | 0.1509 | 0.17461 | 0.16359 | 0.18501 | 0.1777 | 0.1938 | 0.18959 | 0.20952 | 0.20486 | 0.55984 | 0.56741 | 149159.36
VIC1 | Gas - Steam | 911.8557 | 1043.6783 | 5893.014 | 5132.1955 | 6969.0785 | 9566.818 | 2223.9965 | 4074.746 | 1786.0481 | 4518.1635 | 3645.881 | 7531.9505 | 9105.822 | 9663.569 | 16996.856 | 11593.791 | 0 | 0 | 0 | 0 | 0 | 0 | 0 | 0 | 0
VIC1 | OCGT / Diesel | 1343.0051 | 1456.8133 | 2781.806 | 4343.8464 | 4546.3387 | 4512.857 | 748.715 | 2548.692 | 1510.7818 | 3074.2996 | 2113.1569 | 8666.122 | 10886.9369 | 7901.1644 | 13121.5886 | 7937.3996 | 23097.1311 | 20411.9317 | 16774.6515 | 12534.901 | 42216.4079 | 47550.2649 | 117976.9801 | 185534.412 | 177168.5802
VIC1 | Hydro | 0 | 0 | 0 | 0 | 0 | 0 | 0 | 0 | 0 | 0 | 0 | 0 | 0 | 0 | 0 | 0 | 0 | 0 | 0 | 0 | 0 | 0 | 0 | 0 | 0
VIC1 | Hydrogen Turbine | 0 | 0 | 0 | 0 | 0 | 0 | 0 | 0 | 0 | 0 | 0 | 0 | 0 | 0 | 0 | 0 | 0 | 0 | 0 | 0 | 0 | 0 | 0 | 0 | 0
VIC1 | Wind | 0 | 0 | 0 | 0 | 0 | 0 | 0 | 0 | 0 | 0 | 0 | 0 | 0 | 0 | 0 | 0 | 0 | 0 | 0 | 0 | 0 | 0 | 0 | 0 | 0
VIC1 | Solar PV | 0 | 0 | 0 | 0 | 0 | 0 | 0 | 0 | 0 | 0 | 0 | 0 | 0 | 0 | 0 | 0 | 0 | 0 | 0 | 0 | 0 | 0 | 0 | 0 | 0
VIC1 | Grid Battery | 0 | 0 | 0 | 0 | 0 | 0 | 0 | 0 | 0 | 0 | 0 | 0 | 0 | 0 | 0 | 0 | 0 | 0 | 0 | 0 | 0 | 0 | 0 | 0 | 0
VIC1 | Pumped Hydro | 0 | 0 | 0 | 0 | 0 | 0 | 0 | 0 | 0 | 0 | 0 | 0 | 0 | 0 | 0 | 0 | 0 | 0 | 0 | 0 | 0 | 0 | 0 | 0 | 0
VIC1 | VPP | 0 | 0 | 0 | 0 | 0 | 0 | 0 | 0 | 0 | 0 | 0 | 0 | 0 | 0 | 0 | 0 | 0 | 0 | 0 | 0 | 0 | 0 | 0 | 0 | 0
Total excluding storage |  | 221075.7709 | 201463.7028 | 161980.5177 | 149154.608 | 131539.0469 | 126763.9748 | 108819.2212 | 96608.8783 | 83810.8065 | 89216.2899 | 84496.884 | 93463.6765 | 88244.9217 | 82222.2923 | 94610.4627 | 79723.2842 | 78085.1631 | 69134.8029 | 63141.1483 | 53110.6886 | 81385.0184 | 78837.0646 | 127985.8613 | 199685.1664 | 326327.9402
Region | Technology | 2023-24 | 2024-25 | 2025-26 | 2026-27 | 2027-28 | 2028-29 | 2029-30 | 2030-31 | 2031-32 | 2032-33 | 2033-34 | 2034-35 | 2035-36 | 2036-37 | 2037-38 | 2038-39 | 2039-40 | 2040-41 | 2041-42 | 2042-43 | 2043-44 | 2044-45 | 2045-46 | 2046-47 | 2047-48
SA1 | Black Coal | 0 | 0 | 0 | 0 | 0 | 0 | 0 | 0 | 0 | 0 | 0 | 0 | 0 | 0 | 0 | 0 | 0 | 0 | 0 | 0 | 0 | 0 | 0 | 0 | 0
SA1 | Brown Coal | 0 | 0 | 0 | 0 | 0 | 0 | 0 | 0 | 0 | 0 | 0 | 0 | 0 | 0 | 0 | 0 | 0 | 0 | 0 | 0 | 0 | 0 | 0 | 0 | 0
SA1 | CCGT | 50442.0265 | 42354.6182 | 16292.8554 | 11715.7772 | 10018.5831 | 14755.8744 | 6856.7726 | 12820.8545 | 6003.007 | 20267.438 | 37121.5032 | 61922.4791 | 32215.5343 | 37600.1176 | 0.19002 | 0.17709 | 0.17269 | 0.16222 | 0.15404 | 0.14756 | 0.19085 | 0.17614 | 0.18323 | 0.1785 | 0.16806
SA1 | Gas - Steam | 4578.917 | 5585.5915 | 6307.86 | 5594.5815 | 5563.2005 | 6076.3155 | 1314.1144 | 5135.537 | 2545.6782 | 6598.143 | 8094.425 | 29669.834 | 0 | 0 | 0 | 0 | 0 | 0 | 0 | 0 | 0 | 0 | 0 | 0 | 0
SA1 | OCGT / Diesel | 6355.7368 | 7501.8258 | 4983.8946 | 4276.4854 | 4632.1427 | 5562.3441 | 1482.6053 | 3495.1162 | 1521.5818 | 5225.0335 | 9635.1273 | 26812.4501 | 15986.0419 | 17678.2765 | 36187.9718 | 24579.2846 | 36278.5004 | 35629.225 | 27076.3628 | 26354.9184 | 46300.3252 | 33018.5141 | 31161.4037 | 32364.7109 | 29667.9449
SA1 | Hydro | 0 | 0 | 0 | 0 | 0 | 0 | 0 | 0 | 0 | 0 | 0 | 0 | 0 | 0 | 0 | 0 | 0 | 0 | 0 | 0 | 0 | 0 | 0 | 0 | 0
SA1 | Hydrogen Turbine | 0 | 0 | 0 | 0 | 0 | 0 | 0 | 0 | 0 | 0 | 0 | 0 | 0 | 0 | 0 | 0 | 0 | 0 | 0 | 0 | 0 | 0 | 0 | 0 | 0
SA1 | Wind | 0 | 0 | 0 | 0 | 0 | 0 | 0 | 0 | 0 | 0 | 0 | 0 | 0 | 0 | 0 | 0 | 0 | 0 | 0 | 0 | 0 | 0 | 0 | 0 | 0
SA1 | Solar PV | 0 | 0 | 0 | 0 | 0 | 0 | 0 | 0 | 0 | 0 | 0 | 0 | 0 | 0 | 0 | 0 | 0 | 0 | 0 | 0 | 0 | 0 | 0 | 0 | 0
SA1 | Grid Battery | 0 | 0 | 0 | 0 | 0 | 0 | 0 | 0 | 0 | 0 | 0 | 0 | 0 | 0 | 0 | 0 | 0 | 0 | 0 | 0 | 0 | 0 | 0 | 0 | 0
SA1 | Pumped Hydro | 0 | 0 | 0 | 0 | 0 | 0 | 0 | 0 | 0 | 0 | 0 | 0 | 0 | 0 | 0 | 0 | 0 | 0 | 0 | 0 | 0 | 0 | 0 | 0 | 0
SA1 | VPP | 0 | 0 | 0 | 0 | 0 | 0 | 0 | 0 | 0 | 0 | 0 | 0 | 0 | 0 | 0 | 0 | 0 | 0 | 0 | 0 | 0 | 0 | 0 | 0 | 0
Total excluding storage |  | 61376.6803 | 55442.0355 | 27584.61 | 21586.8441 | 20213.9264 | 26394.5341 | 9653.4923 | 21451.5077 | 10070.2671 | 32090.6145 | 54851.0555 | 118404.7632 | 48201.5762 | 55278.3941 | 36188.1618 | 24579.4617 | 36278.6731 | 35629.3873 | 27076.5168 | 26355.066 | 46300.516 | 33018.6902 | 31161.5869 | 32364.8894 | 29668.113
Region | Technology | 2023-24 | 2024-25 | 2025-26 | 2026-27 | 2027-28 | 2028-29 | 2029-30 | 2030-31 | 2031-32 | 2032-33 | 2033-34 | 2034-35 | 2035-36 | 2036-37 | 2037-38 | 2038-39 | 2039-40 | 2040-41 | 2041-42 | 2042-43 | 2043-44 | 2044-45 | 2045-46 | 2046-47 | 2047-48
TAS1 | Black Coal | 0 | 0 | 0 | 0 | 0 | 0 | 0 | 0 | 0 | 0 | 0 | 0 | 0 | 0 | 0 | 0 | 0 | 0 | 0 | 0 | 0 | 0 | 0 | 0 | 0
TAS1 | Brown Coal | 0 | 0 | 0 | 0 | 0 | 0 | 0 | 0 | 0 | 0 | 0 | 0 | 0 | 0 | 0 | 0 | 0 | 0 | 0 | 0 | 0 | 0 | 0 | 0 | 0
TAS1 | CCGT | 0 | 0.076658 | 0.077775 | 0.077362 | 0.077756 | 0.078228 | 0.083759 | 0.087785 | 0.089071 | 0.096797 | 0.10084 | 0.10832 | 0.10825 | 0.10417 | 0.11343 | 0.10767 | 0.10976 | 0.1034 | 0.10907 | 0.10415 | 0.10801 | 0.10645 | 0.10859 | 0.10505 | 0.10867
TAS1 | Gas - Steam | 0 | 0 | 0 | 0 | 0 | 0 | 0 | 0 | 0 | 0 | 0 | 0 | 0 | 0 | 0 | 0 | 0 | 0 | 0 | 0 | 0 | 0 | 0 | 0 | 0
TAS1 | OCGT / Diesel | 0.12081 | 0.12031 | 0.12059 | 0.12019 | 0.12041 | 0.12168 | 0.12924 | 49.3447 | 0.13078 | 114.3326 | 0.14757 | 338.919 | 518.5384 | 191.027 | 800.0967 | 172.0562 | 333.1458 | 76.7035 | 216.799 | 0.11987 | 226.387 | 237.187 | 135.3867 | 115.3898 | 256.5597
TAS1 | Hydro | 0 | 0 | 0 | 0 | 0 | 0 | 0 | 0 | 0 | 0 | 0 | 0 | 0 | 0 | 0 | 0 | 0 | 0 | 0 | 0 | 0 | 0 | 0 | 0 | 0
TAS1 | Hydrogen Turbine | 0 | 0 | 0 | 0 | 0 | 0 | 0 | 0 | 0 | 0 | 0 | 0 | 0 | 0 | 0 | 0 | 0 | 0 | 0 | 0 | 0 | 0 | 0 | 0 | 0
TAS1 | Wind | 0 | 0 | 0 | 0 | 0 | 0 | 0 | 0 | 0 | 0 | 0 | 0 | 0 | 0 | 0 | 0 | 0 | 0 | 0 | 0 | 0 | 0 | 0 | 0 | 0
TAS1 | Solar PV | 0 | 0 | 0 | 0 | 0 | 0 | 0 | 0 | 0 | 0 | 0 | 0 | 0 | 0 | 0 | 0 | 0 | 0 | 0 | 0 | 0 | 0 | 0 | 0 | 0
TAS1 | Grid Battery | 0 | 0 | 0 | 0 | 0 | 0 | 0 | 0 | 0 | 0 | 0 | 0 | 0 | 0 | 0 | 0 | 0 | 0 | 0 | 0 | 0 | 0 | 0 | 0 | 0
TAS1 | Pumped Hydro | 0 | 0 | 0 | 0 | 0 | 0 | 0 | 0 | 0 | 0 | 0 | 0 | 0 | 0 | 0 | 0 | 0 | 0 | 0 | 0 | 0 | 0 | 0 | 0 | 0
TAS1 | VPP | 0 | 0 | 0 | 0 | 0 | 0 | 0 | 0 | 0 | 0 | 0 | 0 | 0 | 0 | 0 | 0 | 0 | 0 | 0 | 0 | 0 | 0 | 0 | 0 | 0
Total excluding storage |  | 0.12081 | 0.19697 | 0.19836 | 0.19755 | 0.19817 | 0.19991 | 0.213 | 49.4325 | 0.21985 | 114.4294 | 0.24842 | 339.0273 | 518.6467 | 191.1312 | 800.2102 | 172.1639 | 333.2556 | 76.8069 | 216.9081 | 0.22401 | 226.495 | 237.2935 | 135.4953 | 115.4948 | 256.6684

## BaseCase_Build Cost
New generation build cost (CAPEX) by technology ($000s) - BaseCase, Progressive Change Scenario
CAPEX (Install) | Real June 2021 dollars discounted to 1 July 2021. The total capital costs are annualised for modelling purposes.
Explicitly modelled generation
Region | Technology | 2023-24 | 2024-25 | 2025-26 | 2026-27 | 2027-28 | 2028-29 | 2029-30 | 2030-31 | 2031-32 | 2032-33 | 2033-34 | 2034-35 | 2035-36 | 2036-37 | 2037-38 | 2038-39 | 2039-40 | 2040-41 | 2041-42 | 2042-43 | 2043-44 | 2044-45 | 2045-46 | 2046-47 | 2047-48
NEM | Black Coal | 0 | 0 | 0 | 0 | 0 | 0 | 0 | 0 | 0 | 0 | 0 | 0 | 0 | 0 | 0 | 0 | 0 | 0 | 0 | 0 | 0 | 0 | 0 | 0 | 0
NEM | Brown Coal | 0 | 0 | 0 | 0 | 0 | 0 | 0 | 0 | 0 | 0 | 0 | 0 | 0 | 0 | 0 | 0 | 0 | 0 | 0 | 0 | 0 | 0 | 0 | 0 | 0
NEM | CCGT | 0 | 1.8057 | 0.20239 | 0.051966 | 0.062516 | 0.23212 | 0.077679 | 0.23975 | 0.017653 | 0.27037 | 0.75747 | 0.29044 | 0.16729 | 0.012938 | 0.43339 | 0.0019797 | 0.061169 | 0.011384 | 0.11911 | 0.011872 | 0.11508 | 0.013037 | 0.31509 | 0.098561 | 32477.9171
NEM | Gas - Steam | 0 | 0 | 0 | 0 | 0 | 0 | 0 | 0 | 0 | 0 | 0 | 0 | 0 | 0 | 0 | 0 | 0 | 0 | 0 | 0 | 0 | 0 | 0 | 0 | 0
NEM | OCGT / Diesel | 4.7522 | 227989.4465 | 210311.4021 | 0.1695 | 0.13802 | 1.3226 | 0.68512 | 245398.7155 | 0.098371 | 0.16576 | 182322.8586 | 260468.7593 | 2.3144 | 0.019109 | 6927.1183 | 0.010444 | 0.040844 | 0.10676 | 41920.9422 | 0.074142 | 15115.6296 | 205055.1238 | 15198.0863 | 55690.9329 | 0.0059882
NEM | Hydro | 0 | 0 | 0 | 0 | 0 | 0 | 0 | 0 | 0 | 0 | 0 | 0 | 0 | 0 | 0 | 0 | 0 | 0 | 0 | 0 | 0 | 0 | 0 | 0 | 0
NEM | Hydrogen Turbine | 0 | 0 | 0 | 0 | 0 | 0 | 0 | 0 | 0 | 0 | 0 | 0 | 0 | 0 | 0 | 0 | 0 | 0 | 0 | 0 | 0 | 0 | 0 | 0 | 0
NEM | Wind | 276992.8083 | 1673110.5931 | 2987756.5621 | 3315642.8207 | 3107930.5394 | 3143073.917 | 2354413.0646 | 165559.3518 | 152267.1348 | 1106951.2723 | 3627130.4782 | 1330918.7007 | 1410074.4599 | 2332555.7456 | 2381394.4639 | 1532780.4782 | 296307.2054 | 213864.5029 | 616492.0447 | 825741.4871 | 374915.7634 | 149098.5594 | 446876.1835 | 414161.4189 | 143344.3891
NEM | Solar PV | 9.4272 | 3.7895 | 3.7213 | 5.7105 | 2.2627 | 193283.8204 | 570704.0604 | 1.4515 | 0.4388 | 2.3564 | 1460869.4463 | 68864.1136 | 188276.8033 | 344716.6603 | 1151318.5653 | 0.15858 | 29483.2974 | 420950.1528 | 443111.5893 | 353076.0337 | 399939.0523 | 41626.0308 | 327172.7722 | 419866.5393 | 34798.2878
NEM | Grid Battery | 33.678 | 3.4122 | 11.8421 | 0.71834 | 1.8439 | 216680.6836 | 35166.6855 | 5.8994 | 0.68067 | 303962.6747 | 990173.8435 | 62225.9039 | 571168.5222 | 0.48035 | 941132.9078 | 0.19941 | 170263.372 | 76700.9291 | 566102.8299 | 0.17571 | 63362.1222 | 34941.8446 | 101867.8845 | 66574.292 | 6253.8925
NEM | Pumped Hydro | 0 | 0 | 1661890.9858 | 2.2243 | 962037.4058 | 376955.3968 | 64972.4724 | 4.5685 | 1.1192 | 32.736 | 323202.4477 | 56293.5996 | 165256.9771 | 0.94266 | 214212.4158 | 0.12316 | 0.24204 | 0.36528 | 80745.4411 | 0.14401 | 41850.3969 | 52546.5247 | 117551.0578 | 137480.7034 | 0.051502
NEM | VPP | 0 | 0 | 0 | 0 | 0 | 0 | 0 | 0 | 0 | 0 | 0 | 0 | 0 | 0 | 0 | 0 | 0 | 0 | 0 | 0 | 0 | 0 | 0 | 0 | 0
Total excluding storage |  | 277006.9877 | 1901105.6348 | 3198071.8879 | 3315648.7526 | 3107933.0027 | 3336359.2921 | 2925117.8878 | 410959.7586 | 152267.6897 | 1106954.0648 | 5270323.5406 | 1660251.864 | 1598353.7449 | 2677272.4379 | 3539640.5809 | 1532780.6492 | 325790.6048 | 634814.7739 | 1101524.6953 | 1178817.6068 | 789970.5604 | 395779.7271 | 789247.3571 | 889718.9896 | 210620.6
Region | Technology | 2023-24 | 2024-25 | 2025-26 | 2026-27 | 2027-28 | 2028-29 | 2029-30 | 2030-31 | 2031-32 | 2032-33 | 2033-34 | 2034-35 | 2035-36 | 2036-37 | 2037-38 | 2038-39 | 2039-40 | 2040-41 | 2041-42 | 2042-43 | 2043-44 | 2044-45 | 2045-46 | 2046-47 | 2047-48
NSW1 | Black Coal | 0 | 0 | 0 | 0 | 0 | 0 | 0 | 0 | 0 | 0 | 0 | 0 | 0 | 0 | 0 | 0 | 0 | 0 | 0 | 0 | 0 | 0 | 0 | 0 | 0
NSW1 | Brown Coal | 0 | 0 | 0 | 0 | 0 | 0 | 0 | 0 | 0 | 0 | 0 | 0 | 0 | 0 | 0 | 0 | 0 | 0 | 0 | 0 | 0 | 0 | 0 | 0 | 0
NSW1 | CCGT | 0 | 0.42241 | 0.092622 | 0.0013236 | 0.002539 | 0.010749 | 0.039141 | 0.10644 | 0.00073425 | 0.055705 | 0.44734 | 0.0040915 | 0.00051013 | 0 | 0.0044033 | 0 | 0.000205 | 0.0032319 | 0.063331 | 0.00031414 | 0.015454 | 0.00033206 | 0.043877 | 0.053797 | 0.000187
NSW1 | Gas - Steam | 0 | 0 | 0 | 0 | 0 | 0 | 0 | 0 | 0 | 0 | 0 | 0 | 0 | 0 | 0 | 0 | 0 | 0 | 0 | 0 | 0 | 0 | 0 | 0 | 0
NSW1 | OCGT / Diesel | 1.3091 | 227989.0783 | 210311.2541 | 0.0026511 | 0.0023431 | 0.0036991 | 0.58804 | 245398.5872 | 0.0023992 | 0.0046895 | 182321.3757 | 0.0040352 | 0.0014483 | 0.0018717 | 0.0022737 | 0.0015451 | 0.0022824 | 0.0049963 | 0.0024976 | 0.001671 | 0.0057698 | 0.0013193 | 0.32555 | 0.00841 | 0.00060794
NSW1 | Hydro | 0 | 0 | 0 | 0 | 0 | 0 | 0 | 0 | 0 | 0 | 0 | 0 | 0 | 0 | 0 | 0 | 0 | 0 | 0 | 0 | 0 | 0 | 0 | 0 | 0
NSW1 | Hydrogen Turbine | 0 | 0 | 0 | 0 | 0 | 0 | 0 | 0 | 0 | 0 | 0 | 0 | 0 | 0 | 0 | 0 | 0 | 0 | 0 | 0 | 0 | 0 | 0 | 0 | 0
NSW1 | Wind | 11.4521 | 1416919.4401 | 1840315.7458 | 2195257.1652 | 1854151.4769 | 1921927.6433 | 1258709.378 | 0.21928 | 0.034484 | 0.17876 | 1234554.4983 | 485284.5823 | 23.3438 | 379403.1904 | 300565.6857 | 1295938.0359 | 53636.6846 | 23284.6408 | 353623.1539 | 26033.4039 | 136482.9808 | 46748.2037 | 23920.2961 | 90866.8482 | 54230.3293
NSW1 | Solar PV | 1.8252 | 2.8539 | 0.24174 | 3.2602 | 0.64703 | 193283.3593 | 570703.2385 | 0.18991 | 0.025592 | 0.17106 | 1460865.1894 | 68857.5474 | 156820.8501 | 184277.1861 | 158663.5854 | 0.093068 | 0.07963 | 383909.5065 | 33289.3837 | 83469.1317 | 96186.7897 | 0.0057007 | 60701.629 | 187736.5045 | 1020.9141
NSW1 | Grid Battery | 17.4424 | 2.7584 | 10.7468 | 0.064989 | 1.823 | 216678.2046 | 35166.2062 | 4.1772 | 0.15108 | 303936.392 | 878632.381 | 0.54616 | 0.3996 | 0.29861 | 1.7999 | 0.082829 | 0.11135 | 0.24646 | 144861.2357 | 0.053633 | 0.078486 | 4842.9384 | 0.053669 | 60438.841 | 0.01139
NSW1 | Pumped Hydro | 0 | 0 | 1661868.7428 | 0.10842 | 962036.3776 | 376943.6345 | 64970.4964 | 0.15047 | 0.035773 | 0.068485 | 8529.4149 | 0.016397 | 0.020433 | 0.016564 | 0.015038 | 0.027805 | 0.021291 | 0.019614 | 0.19395 | 0.023853 | 0.012428 | 52521.469 | 14080.5318 | 0.020198 | 0.0019835
NSW1 | VPP | 0 | 0 | 0 | 0 | 0 | 0 | 0 | 0 | 0 | 0 | 0 | 0 | 0 | 0 | 0 | 0 | 0 | 0 | 0 | 0 | 0 | 0 | 0 | 0 | 0
Total excluding storage |  | 14.5864 | 1644911.7948 | 2050627.3343 | 2195260.4294 | 1854152.1289 | 2115211.0171 | 1829413.2437 | 245399.1028 | 0.06321 | 0.41021 | 2877741.5108 | 554142.1379 | 156844.1959 | 563680.3784 | 459229.2778 | 1295938.1305 | 53636.7667 | 407194.1555 | 386912.6035 | 109502.5376 | 232669.7918 | 46748.2111 | 84622.2945 | 278603.4149 | 55251.2442
Region | Technology | 2023-24 | 2024-25 | 2025-26 | 2026-27 | 2027-28 | 2028-29 | 2029-30 | 2030-31 | 2031-32 | 2032-33 | 2033-34 | 2034-35 | 2035-36 | 2036-37 | 2037-38 | 2038-39 | 2039-40 | 2040-41 | 2041-42 | 2042-43 | 2043-44 | 2044-45 | 2045-46 | 2046-47 | 2047-48
QLD1 | Black Coal | 0 | 0 | 0 | 0 | 0 | 0 | 0 | 0 | 0 | 0 | 0 | 0 | 0 | 0 | 0 | 0 | 0 | 0 | 0 | 0 | 0 | 0 | 0 | 0 | 0
QLD1 | Brown Coal | 0 | 0 | 0 | 0 | 0 | 0 | 0 | 0 | 0 | 0 | 0 | 0 | 0 | 0 | 0 | 0 | 0 | 0 | 0 | 0 | 0 | 0 | 0 | 0 | 0
QLD1 | CCGT | 0 | 0.38252 | 0.05133 | 0.011046 | 0.017375 | 0.14661 | 0.0025334 | 0.010879 | 0.0023735 | 0.088533 | 0.18169 | 0.10439 | 0.079964 | 0.005326 | 0.23675 | 0.00029487 | 0.00027549 | 0.00041655 | 0.00058803 | 0.0014726 | 0.0048168 | 0.00018646 | 0.0052319 | 0.041137 | 1.2377e-05
QLD1 | Gas - Steam | 0 | 0 | 0 | 0 | 0 | 0 | 0 | 0 | 0 | 0 | 0 | 0 | 0 | 0 | 0 | 0 | 0 | 0 | 0 | 0 | 0 | 0 | 0 | 0 | 0
QLD1 | OCGT / Diesel | 0.87223 | 0.038667 | 0.058742 | 0.041036 | 0.038101 | 1.2389 | 0.0044779 | 0.0030218 | 0.0040802 | 0.0098207 | 1.2046 | 260468.5837 | 0.037625 | 0.0048217 | 6926.7953 | 0.001694 | 0.0026683 | 0.0025487 | 0.0016822 | 0.0019961 | 0.0019318 | 0.0015609 | 0.083314 | 55690.9219 | 0.00026043
QLD1 | Hydro | 0 | 0 | 0 | 0 | 0 | 0 | 0 | 0 | 0 | 0 | 0 | 0 | 0 | 0 | 0 | 0 | 0 | 0 | 0 | 0 | 0 | 0 | 0 | 0 | 0
QLD1 | Hydrogen Turbine | 0 | 0 | 0 | 0 | 0 | 0 | 0 | 0 | 0 | 0 | 0 | 0 | 0 | 0 | 0 | 0 | 0 | 0 | 0 | 0 | 0 | 0 | 0 | 0 | 0
QLD1 | Wind | 13.5491 | 0.39723 | 2.3263 | 902250.4099 | 1052936.4999 | 1036727.7045 | 926710.1519 | 0.44107 | 0.099095 | 591477.7817 | 892024.017 | 530437.2235 | 532790.9918 | 917316.1777 | 1203769.3948 | 0.020197 | 0.01664 | 0.042758 | 254659.4742 | 305806.3658 | 162717.1898 | 38943.0789 | 206456.1485 | 157103.957 | 35898.9714
QLD1 | Solar PV | 2.651 | 0.2807 | 0.40774 | 2.1632 | 1.0853 | 0.27312 | 0.49974 | 0.050447 | 0.035898 | 0.40107 | 2.6746 | 1.9297 | 31452.6841 | 160432.1628 | 879817.4344 | 0.0057572 | 0.0076642 | 24597.3105 | 85081.3931 | 247385.0128 | 156082.5071 | 0.016239 | 43823.6844 | 195146.6813 | 23432.8501
QLD1 | Grid Battery | 3.8424 | 0.082814 | 0.6295 | 0.10091 | 0.0074027 | 2.4572 | 0.0252 | 0.081938 | 0.058453 | 19.7964 | 111536.6961 | 62223.9842 | 252117.9244 | 0.032447 | 842411.8293 | 0.029205 | 0.030927 | 0.031716 | 109205.7478 | 0.028894 | 63361.9438 | 0.016871 | 0.015291 | 6135.3994 | 0.0050657
QLD1 | Pumped Hydro | 0 | 0 | 5.4062 | 0.61893 | 0.19 | 10.9398 | 0.075516 | 0.066989 | 0.031193 | 24.39 | 314649.6399 | 10264.1656 | 0.096338 | 0.031221 | 94354.6392 | 0.018041 | 0.015788 | 0.014363 | 65825.858 | 0.041708 | 41843.2629 | 0.014602 | 51682.8553 | 137480.6712 | 0.0021836
QLD1 | VPP | 0 | 0 | 0 | 0 | 0 | 0 | 0 | 0 | 0 | 0 | 0 | 0 | 0 | 0 | 0 | 0 | 0 | 0 | 0 | 0 | 0 | 0 | 0 | 0 | 0
Total excluding storage |  | 17.0723 | 1.0991 | 2.8441 | 902252.6252 | 1052937.6406 | 1036729.3631 | 926710.6586 | 0.50541 | 0.14145 | 591478.2812 | 892028.0779 | 790907.8412 | 564243.7935 | 1077748.3506 | 2090513.8612 | 0.027943 | 0.027247 | 24597.3562 | 339740.8696 | 553191.382 | 318799.7037 | 38943.0969 | 250279.9214 | 407941.6013 | 59331.8217
Region | Technology | 2023-24 | 2024-25 | 2025-26 | 2026-27 | 2027-28 | 2028-29 | 2029-30 | 2030-31 | 2031-32 | 2032-33 | 2033-34 | 2034-35 | 2035-36 | 2036-37 | 2037-38 | 2038-39 | 2039-40 | 2040-41 | 2041-42 | 2042-43 | 2043-44 | 2044-45 | 2045-46 | 2046-47 | 2047-48
VIC1 | Black Coal | 0 | 0 | 0 | 0 | 0 | 0 | 0 | 0 | 0 | 0 | 0 | 0 | 0 | 0 | 0 | 0 | 0 | 0 | 0 | 0 | 0 | 0 | 0 | 0 | 0
VIC1 | Brown Coal | 0 | 0 | 0 | 0 | 0 | 0 | 0 | 0 | 0 | 0 | 0 | 0 | 0 | 0 | 0 | 0 | 0 | 0 | 0 | 0 | 0 | 0 | 0 | 0 | 0
VIC1 | CCGT | 0 | 0.34351 | 0.031434 | 0.024776 | 0.011555 | 0.030827 | 0.0024418 | 0.043344 | 0.0006761 | 0.043501 | 0.067166 | 0.055825 | 0.041997 | 0.0026086 | 0.060101 | 0.00053598 | 0.048732 | 0.0060909 | 0.039077 | 0.0085138 | 0.027602 | 0.0082163 | 0.24868 | 0.0030395 | 32477.9149
VIC1 | Gas - Steam | 0 | 0 | 0 | 0 | 0 | 0 | 0 | 0 | 0 | 0 | 0 | 0 | 0 | 0 | 0 | 0 | 0 | 0 | 0 | 0 | 0 | 0 | 0 | 0 | 0
VIC1 | OCGT / Diesel | 0.86041 | 0.24758 | 0.0055507 | 0.042004 | 0.0055012 | 0.0073501 | 0.0098635 | 0.039203 | 0.025443 | 0.054955 | 0.20776 | 0.008213 | 0.82856 | 0.0042114 | 0.021666 | 0.002499 | 0.028731 | 0.086019 | 41920.7977 | 0.066608 | 0.0079302 | 168912.6653 | 15197.6282 | 0.0013468 | 0.0040618
VIC1 | Hydro | 0 | 0 | 0 | 0 | 0 | 0 | 0 | 0 | 0 | 0 | 0 | 0 | 0 | 0 | 0 | 0 | 0 | 0 | 0 | 0 | 0 | 0 | 0 | 0 | 0
VIC1 | Hydrogen Turbine | 0 | 0 | 0 | 0 | 0 | 0 | 0 | 0 | 0 | 0 | 0 | 0 | 0 | 0 | 0 | 0 | 0 | 0 | 0 | 0 | 0 | 0 | 0 | 0 | 0
VIC1 | Wind | 6.6004 | 0.85559 | 910845.7701 | 0.082548 | 0.070658 | 0.24507 | 0.083735 | 0.41795 | 0.094248 | 0.94116 | 588979.2959 | 137036.1631 | 187.0953 | 604161.8873 | 477711.9266 | 170306.5131 | 182063.4877 | 56197.4053 | 6402.7009 | 462176.2366 | 42027.0695 | 438.0317 | 151915.8869 | 42141.8757 | 7481.99
VIC1 | Solar PV | 1.4602 | 0.24246 | 2.7083 | 0.011532 | 0.015597 | 0.012614 | 0.011508 | 0.021901 | 0.0071553 | 0.36239 | 0.55312 | 0.71291 | 1.6735 | 0.59344 | 0.9182 | 0.03601 | 37.7052 | 0.070038 | 184268.8709 | 22221.29 | 55980.2347 | 40728.5085 | 186163.6152 | 10093.5015 | 9896.6473
VIC1 | Grid Battery | 4.0878 | 0.53585 | 0.081135 | 0.26869 | 0.003256 | 0.0058597 | 0.043178 | 0.49843 | 0.091764 | 2.034 | 3.473 | 0.070547 | 109494.8499 | 0.052342 | 1325.6349 | 0.028908 | 170263.1209 | 55883.5951 | 222842.6412 | 0.062234 | 0.022456 | 0.022265 | 62710.2445 | 0.0057916 | 6253.8361
VIC1 | Pumped Hydro | 0 | 0 | 5.0823 | 0.69761 | 0.058296 | 0.092732 | 0.15151 | 1.1251 | 0.04602 | 0.83121 | 2.7169 | 0.043899 | 0.051045 | 0.58365 | 3.1174 | 0.028314 | 0.14396 | 0.069325 | 5.1284 | 0.027362 | 0.012607 | 0.020343 | 18608.1477 | 0.0039369 | 0.035432
VIC1 | VPP | 0 | 0 | 0 | 0 | 0 | 0 | 0 | 0 | 0 | 0 | 0 | 0 | 0 | 0 | 0 | 0 | 0 | 0 | 0 | 0 | 0 | 0 | 0 | 0 | 0
Total excluding storage |  | 8.921 | 1.6891 | 910848.5154 | 0.16086 | 0.10331 | 0.29586 | 0.10755 | 0.5224 | 0.12752 | 1.402 | 588980.1239 | 137036.9401 | 189.6394 | 604162.4875 | 477712.9266 | 170306.5521 | 182101.2704 | 56197.5675 | 232592.4085 | 484397.6017 | 98007.3398 | 210079.2138 | 353277.3789 | 52235.3816 | 49856.5562
Region | Technology | 2023-24 | 2024-25 | 2025-26 | 2026-27 | 2027-28 | 2028-29 | 2029-30 | 2030-31 | 2031-32 | 2032-33 | 2033-34 | 2034-35 | 2035-36 | 2036-37 | 2037-38 | 2038-39 | 2039-40 | 2040-41 | 2041-42 | 2042-43 | 2043-44 | 2044-45 | 2045-46 | 2046-47 | 2047-48
SA1 | Black Coal | 0 | 0 | 0 | 0 | 0 | 0 | 0 | 0 | 0 | 0 | 0 | 0 | 0 | 0 | 0 | 0 | 0 | 0 | 0 | 0 | 0 | 0 | 0 | 0 | 0
SA1 | Brown Coal | 0 | 0 | 0 | 0 | 0 | 0 | 0 | 0 | 0 | 0 | 0 | 0 | 0 | 0 | 0 | 0 | 0 | 0 | 0 | 0 | 0 | 0 | 0 | 0 | 0
SA1 | CCGT | 0 | 0.38458 | 0.010042 | 0.0025846 | 0.017978 | 0.030877 | 0.0085432 | 0.058815 | 0.0014703 | 0.053686 | 0.041037 | 0.099295 | 0.032384 | 0.0033371 | 0.10482 | 0.00049284 | 0.0019646 | 0.00090662 | 0.0013207 | 0.00097992 | 0.058262 | 0.00021249 | 0.011971 | 0.00034621 | 4.4573e-05
SA1 | Gas - Steam | 0 | 0 | 0 | 0 | 0 | 0 | 0 | 0 | 0 | 0 | 0 | 0 | 0 | 0 | 0 | 0 | 0 | 0 | 0 | 0 | 0 | 0 | 0 | 0 | 0
SA1 | OCGT / Diesel | 0.88279 | 0.040277 | 0.041761 | 0.03817 | 0.054978 | 0.032825 | 0.037231 | 0.051786 | 0.032291 | 0.049887 | 0.03865 | 0.10491 | 1.1496 | 0.004899 | 0.18588 | 0.00197 | 0.0039657 | 0.0035396 | 0.0032174 | 0.0019573 | 15115.5498 | 36142.1376 | 0.037649 | 0.00061701 | 0.00039844
SA1 | Hydro | 0 | 0 | 0 | 0 | 0 | 0 | 0 | 0 | 0 | 0 | 0 | 0 | 0 | 0 | 0 | 0 | 0 | 0 | 0 | 0 | 0 | 0 | 0 | 0 | 0
SA1 | Hydrogen Turbine | 0 | 0 | 0 | 0 | 0 | 0 | 0 | 0 | 0 | 0 | 0 | 0 | 0 | 0 | 0 | 0 | 0 | 0 | 0 | 0 | 0 | 0 | 0 | 0 | 0
SA1 | Wind | 12.3758 | 0.69985 | 0.38409 | 0.77714 | 1.0676 | 1.2651 | 0.76248 | 16.4485 | 2.6164 | 310484.7858 | 812591.476 | 38.9884 | 403427.5385 | 318193.6265 | 209980.5472 | 66535.8525 | 60486.046 | 134382.3592 | 0.33264 | 31542.909 | 33688.5006 | 44610.2873 | 56565.3797 | 101722.1988 | 36650.1894
SA1 | Solar PV | 2.4696 | 0.26318 | 0.2765 | 0.16277 | 0.3263 | 0.14469 | 0.22708 | 1.0181 | 0.28407 | 1.2393 | 0.78366 | 3.6959 | 1.3389 | 6.6555 | 112836.4467 | 0.010241 | 29445.2627 | 12443.2578 | 140471.6987 | 0.30845 | 91687.8617 | 0.013822 | 36483.8196 | 26889.849 | 0.0034649
SA1 | Grid Battery | 4.8133 | 0.025741 | 0.079545 | 0.087471 | 0.0062569 | 0.0093621 | 0.11692 | 0.74075 | 0.1343 | 2.9076 | 0.78916 | 0.99236 | 209553.6445 | 0.067254 | 97392.4632 | 0.031909 | 0.070049 | 20816.6246 | 89192.6748 | 0.014062 | 0.058096 | 30098.8651 | 39157.4595 | 0.010163 | 0.003586
SA1 | Pumped Hydro | 0 | 0 | 5.5206 | 0.34748 | 0.41227 | 0.31896 | 0.16641 | 1.0874 | 0.062108 | 1.1743 | 0.68476 | 0.53637 | 2.9034 | 0.26093 | 0.40808 | 0.018233 | 0.033013 | 0.24539 | 0.32478 | 0.032908 | 0.375 | 0.26768 | 0.5798 | 0.0033593 | 0.0031955
SA1 | VPP | 0 | 0 | 0 | 0 | 0 | 0 | 0 | 0 | 0 | 0 | 0 | 0 | 0 | 0 | 0 | 0 | 0 | 0 | 0 | 0 | 0 | 0 | 0 | 0 | 0
Total excluding storage |  | 15.7282 | 1.3879 | 0.71239 | 0.98067 | 1.4668 | 1.4735 | 1.0353 | 17.5772 | 2.9342 | 310486.1287 | 812592.3393 | 42.8885 | 403430.0594 | 318200.2903 | 322817.2845 | 66535.8652 | 89931.3146 | 146825.6215 | 140472.0358 | 31543.2204 | 140491.9704 | 80752.4389 | 93049.249 | 128612.0487 | 36650.1933
Region | Technology | 2023-24 | 2024-25 | 2025-26 | 2026-27 | 2027-28 | 2028-29 | 2029-30 | 2030-31 | 2031-32 | 2032-33 | 2033-34 | 2034-35 | 2035-36 | 2036-37 | 2037-38 | 2038-39 | 2039-40 | 2040-41 | 2041-42 | 2042-43 | 2043-44 | 2044-45 | 2045-46 | 2046-47 | 2047-48
TAS1 | Black Coal | 0 | 0 | 0 | 0 | 0 | 0 | 0 | 0 | 0 | 0 | 0 | 0 | 0 | 0 | 0 | 0 | 0 | 0 | 0 | 0 | 0 | 0 | 0 | 0 | 0
TAS1 | Brown Coal | 0 | 0 | 0 | 0 | 0 | 0 | 0 | 0 | 0 | 0 | 0 | 0 | 0 | 0 | 0 | 0 | 0 | 0 | 0 | 0 | 0 | 0 | 0 | 0 | 0
TAS1 | CCGT | 0 | 0.27268 | 0.016964 | 0.012236 | 0.013068 | 0.01305 | 0.025019 | 0.020271 | 0.012399 | 0.028949 | 0.020237 | 0.026845 | 0.01244 | 0.0016658 | 0.027312 | 0.00065604 | 0.0099922 | 0.00073781 | 0.01479 | 0.00059109 | 0.0089493 | 0.0040895 | 0.005327 | 0.00024154 | 0.0019567
TAS1 | Gas - Steam | 0 | 0 | 0 | 0 | 0 | 0 | 0 | 0 | 0 | 0 | 0 | 0 | 0 | 0 | 0 | 0 | 0 | 0 | 0 | 0 | 0 | 0 | 0 | 0 | 0
TAS1 | OCGT / Diesel | 0.82759 | 0.041663 | 0.04191 | 0.045639 | 0.037094 | 0.039803 | 0.045512 | 0.034283 | 0.034157 | 0.04641 | 0.031908 | 0.058461 | 0.29716 | 0.0033053 | 0.11311 | 0.0027355 | 0.0031964 | 0.0096609 | 0.13712 | 0.00191 | 0.064116 | 0.31801 | 0.011601 | 0.00058982 | 0.00065956
TAS1 | Hydro | 0 | 0 | 0 | 0 | 0 | 0 | 0 | 0 | 0 | 0 | 0 | 0 | 0 | 0 | 0 | 0 | 0 | 0 | 0 | 0 | 0 | 0 | 0 | 0 | 0
TAS1 | Hydrogen Turbine | 0 | 0 | 0 | 0 | 0 | 0 | 0 | 0 | 0 | 0 | 0 | 0 | 0 | 0 | 0 | 0 | 0 | 0 | 0 | 0 | 0 | 0 | 0 | 0 | 0
TAS1 | Wind | 276948.831 | 256189.2003 | 236592.3358 | 218134.3859 | 200841.4244 | 184417.0591 | 168992.6885 | 165541.825 | 152264.2906 | 204987.5848 | 98981.191 | 178121.7434 | 473645.4905 | 113480.8637 | 189366.9097 | 0.056572 | 120.9705 | 0.054841 | 1806.383 | 182.5718 | 0.022571 | 18358.9577 | 8018.4723 | 22326.5392 | 9082.9091
TAS1 | Solar PV | 1.0212 | 0.14919 | 0.087041 | 0.11273 | 0.18854 | 0.030655 | 0.083485 | 0.17118 | 0.086085 | 0.18255 | 0.24549 | 0.22767 | 0.25661 | 0.062518 | 0.18059 | 0.013501 | 0.24215 | 0.0079752 | 0.24293 | 0.29083 | 1.6592 | 897.4865 | 0.02397 | 0.0030387 | 447.8728
TAS1 | Grid Battery | 3.492 | 0.0094606 | 0.30507 | 0.19627 | 0.0039774 | 0.0065848 | 0.29401 | 0.40104 | 0.24507 | 1.5446 | 0.50423 | 0.31066 | 1.7038 | 0.029705 | 1.1805 | 0.026563 | 0.038788 | 0.43123 | 0.53039 | 0.016883 | 0.019396 | 0.0019367 | 0.11163 | 0.035629 | 0.036327
TAS1 | Pumped Hydro | 0 | 0 | 6.2339 | 0.4519 | 0.3676 | 0.41081 | 1.5825 | 2.1385 | 0.94412 | 6.272 | 19.9913 | 46028.8373 | 165253.906 | 0.050297 | 119854.236 | 0.030764 | 0.027983 | 0.016585 | 14913.936 | 0.018184 | 6.7341 | 24.7531 | 33178.9433 | 0.0047453 | 0.0087072
TAS1 | VPP | 0 | 0 | 0 | 0 | 0 | 0 | 0 | 0 | 0 | 0 | 0 | 0 | 0 | 0 | 0 | 0 | 0 | 0 | 0 | 0 | 0 | 0 | 0 | 0 | 0
Total excluding storage |  | 276950.6798 | 256189.6639 | 236592.4817 | 218134.5565 | 200841.6631 | 184417.1426 | 168992.8425 | 165542.0507 | 152264.4232 | 204987.8427 | 98981.4887 | 178122.0563 | 473646.0567 | 113480.9312 | 189367.2307 | 0.073465 | 121.2258 | 0.073215 | 1806.7779 | 182.8652 | 1.7548 | 19256.7664 | 8018.5132 | 22326.543 | 9530.7846

## BaseCase_REHAB Cost
Rehabilition cost by technology ($000s) - BaseCase, Progressive Change Scenario
REHAB | Real June 2021 dollars discounted to 1 July 2021
Explicitly modelled generation
Region | Technology | 2023-24 | 2024-25 | 2025-26 | 2026-27 | 2027-28 | 2028-29 | 2029-30 | 2030-31 | 2031-32 | 2032-33 | 2033-34 | 2034-35 | 2035-36 | 2036-37 | 2037-38 | 2038-39 | 2039-40 | 2040-41 | 2041-42 | 2042-43 | 2043-44 | 2044-45 | 2045-46 | 2046-47 | 2047-48
NEM | Black Coal | 0 | 0 | 60856.3947 | 8288.5576 | 12759.0154 | 1.7335e-05 | 13038.5005 | 14.1851 | 0.015673 | 1.5128e-05 | 0 | 1.7269e-05 | 0 | 0.0045855 | 1.0451e-05 | 0.012328 | 9.3476e-05 | 2.9797e-05 | 2.1561e-05 | 5.2339e-05 | 1.7151e-05 | 0.0032777 | 1.5829e-05 | 0.0004344 | 0.0080732
NEM | Brown Coal | 0 | 0 | 24165.3039 | 0.014035 | 1787.0324 | 5.9919e-05 | 12773.9886 | 0.021894 | 0.0011676 | 0 | 0 | 0 | 0 | 0 | 0 | 0.00012951 | 4.2643e-05 | 6.6154e-05 | 1.489e-05 | 1180.8201 | 1.1519e-05 | 0.62102 | 1.183e-06 | 8.3672e-07 | 0
NEM | CCGT | 0 | 0 | 0 | 0 | 0 | 0 | 0 | 0 | 0 | 0 | 0 | 0 | 0 | 0 | 0 | 0 | 0 | 0 | 0 | 0 | 0 | 0 | 0 | 0 | 0
NEM | Gas - Steam | 0 | 0 | 0 | 0 | 0 | 0 | 0 | 0 | 0 | 0 | 0 | 0 | 0 | 0 | 0 | 0 | 0 | 0 | 0 | 0 | 0 | 0 | 0 | 0 | 0
NEM | OCGT / Diesel | 0 | 0 | 0 | 0 | 0 | 0 | 0 | 0 | 0 | 0 | 0 | 0 | 0 | 0 | 0 | 0 | 0 | 0 | 0 | 0 | 0 | 0 | 0 | 0 | 0
NEM | Hydro | 0 | 0 | 0 | 0 | 0 | 0 | 0 | 0 | 0 | 0 | 0 | 0 | 0 | 0 | 0 | 0 | 0 | 0 | 0 | 0 | 0 | 0 | 0 | 0 | 0
NEM | Hydrogen Turbine | 0 | 0 | 0 | 0 | 0 | 0 | 0 | 0 | 0 | 0 | 0 | 0 | 0 | 0 | 0 | 0 | 0 | 0 | 0 | 0 | 0 | 0 | 0 | 0 | 0
NEM | Wind | 0 | 0 | 0 | 0 | 0 | 0 | 0 | 0 | 0 | 0 | 0 | 0 | 0 | 0 | 0 | 0 | 0 | 0 | 0 | 0 | 0 | 0 | 0 | 0 | 0
NEM | Solar PV | 0 | 0 | 0 | 0 | 0 | 0 | 0 | 0 | 0 | 0 | 0 | 0 | 0 | 0 | 0 | 0 | 0 | 0 | 0 | 0 | 0 | 0 | 0 | 0 | 0
NEM | Grid Battery | 0 | 0 | 0 | 0 | 0 | 0 | 0 | 0 | 0 | 0 | 0 | 0 | 0 | 0 | 0 | 0 | 0 | 0 | 0 | 0 | 0 | 0 | 0 | 0 | 0
NEM | Pumped Hydro | 0 | 0 | 0 | 0 | 0 | 0 | 0 | 0 | 0 | 0 | 0 | 0 | 0 | 0 | 0 | 0 | 0 | 0 | 0 | 0 | 0 | 0 | 0 | 0 | 0
NEM | VPP | 0 | 0 | 0 | 0 | 0 | 0 | 0 | 0 | 0 | 0 | 0 | 0 | 0 | 0 | 0 | 0 | 0 | 0 | 0 | 0 | 0 | 0 | 0 | 0 | 0
Total excluding storage |  | 0 | 0 | 85021.6986 | 8288.5717 | 14546.0478 | 7.7254e-05 | 25812.4891 | 14.207 | 0.016841 | 1.5128e-05 | 0 | 1.7269e-05 | 0 | 0.0045855 | 1.0451e-05 | 0.012458 | 0.00013612 | 9.5951e-05 | 3.6452e-05 | 1180.8202 | 2.8669e-05 | 0.6243 | 1.7012e-05 | 0.00043524 | 0.0080732
Region | Technology | 2023-24 | 2024-25 | 2025-26 | 2026-27 | 2027-28 | 2028-29 | 2029-30 | 2030-31 | 2031-32 | 2032-33 | 2033-34 | 2034-35 | 2035-36 | 2036-37 | 2037-38 | 2038-39 | 2039-40 | 2040-41 | 2041-42 | 2042-43 | 2043-44 | 2044-45 | 2045-46 | 2046-47 | 2047-48
NSW1 | Black Coal | 0 | 0 | 1568.196 | 5843.7964 | 10615.8428 | 1.7335e-05 | 478.6016 | 0.00021919 | 0.015642 | 1.3167e-05 | 0 | 4.506e-06 | 0 | 2.4077e-06 | 0 | 0.0002995 | 9.2672e-06 | 0 | 0 | 0 | 0 | 0 | 0 | 0 | 0
NSW1 | Brown Coal | 0 | 0 | 0 | 0 | 0 | 0 | 0 | 0 | 0 | 0 | 0 | 0 | 0 | 0 | 0 | 0 | 0 | 0 | 0 | 0 | 0 | 0 | 0 | 0 | 0
NSW1 | CCGT | 0 | 0 | 0 | 0 | 0 | 0 | 0 | 0 | 0 | 0 | 0 | 0 | 0 | 0 | 0 | 0 | 0 | 0 | 0 | 0 | 0 | 0 | 0 | 0 | 0
NSW1 | Gas - Steam | 0 | 0 | 0 | 0 | 0 | 0 | 0 | 0 | 0 | 0 | 0 | 0 | 0 | 0 | 0 | 0 | 0 | 0 | 0 | 0 | 0 | 0 | 0 | 0 | 0
NSW1 | OCGT / Diesel | 0 | 0 | 0 | 0 | 0 | 0 | 0 | 0 | 0 | 0 | 0 | 0 | 0 | 0 | 0 | 0 | 0 | 0 | 0 | 0 | 0 | 0 | 0 | 0 | 0
NSW1 | Hydro | 0 | 0 | 0 | 0 | 0 | 0 | 0 | 0 | 0 | 0 | 0 | 0 | 0 | 0 | 0 | 0 | 0 | 0 | 0 | 0 | 0 | 0 | 0 | 0 | 0
NSW1 | Hydrogen Turbine | 0 | 0 | 0 | 0 | 0 | 0 | 0 | 0 | 0 | 0 | 0 | 0 | 0 | 0 | 0 | 0 | 0 | 0 | 0 | 0 | 0 | 0 | 0 | 0 | 0
NSW1 | Wind | 0 | 0 | 0 | 0 | 0 | 0 | 0 | 0 | 0 | 0 | 0 | 0 | 0 | 0 | 0 | 0 | 0 | 0 | 0 | 0 | 0 | 0 | 0 | 0 | 0
NSW1 | Solar PV | 0 | 0 | 0 | 0 | 0 | 0 | 0 | 0 | 0 | 0 | 0 | 0 | 0 | 0 | 0 | 0 | 0 | 0 | 0 | 0 | 0 | 0 | 0 | 0 | 0
NSW1 | Grid Battery | 0 | 0 | 0 | 0 | 0 | 0 | 0 | 0 | 0 | 0 | 0 | 0 | 0 | 0 | 0 | 0 | 0 | 0 | 0 | 0 | 0 | 0 | 0 | 0 | 0
NSW1 | Pumped Hydro | 0 | 0 | 0 | 0 | 0 | 0 | 0 | 0 | 0 | 0 | 0 | 0 | 0 | 0 | 0 | 0 | 0 | 0 | 0 | 0 | 0 | 0 | 0 | 0 | 0
NSW1 | VPP | 0 | 0 | 0 | 0 | 0 | 0 | 0 | 0 | 0 | 0 | 0 | 0 | 0 | 0 | 0 | 0 | 0 | 0 | 0 | 0 | 0 | 0 | 0 | 0 | 0
Total excluding storage |  | 0 | 0 | 1568.196 | 5843.7964 | 10615.8428 | 1.7335e-05 | 478.6016 | 0.00021919 | 0.015642 | 1.3167e-05 | 0 | 4.506e-06 | 0 | 2.4077e-06 | 0 | 0.0002995 | 9.2672e-06 | 0 | 0 | 0 | 0 | 0 | 0 | 0 | 0
Region | Technology | 2023-24 | 2024-25 | 2025-26 | 2026-27 | 2027-28 | 2028-29 | 2029-30 | 2030-31 | 2031-32 | 2032-33 | 2033-34 | 2034-35 | 2035-36 | 2036-37 | 2037-38 | 2038-39 | 2039-40 | 2040-41 | 2041-42 | 2042-43 | 2043-44 | 2044-45 | 2045-46 | 2046-47 | 2047-48
QLD1 | Black Coal | 0 | 0 | 59288.1987 | 2444.7612 | 2143.1726 | 0 | 12559.8988 | 14.1849 | 3.1276e-05 | 1.9609e-06 | 0 | 1.2763e-05 | 0 | 0.0045831 | 1.0451e-05 | 0.012029 | 8.4209e-05 | 2.9797e-05 | 2.1561e-05 | 5.2339e-05 | 1.7151e-05 | 0.0032777 | 1.5829e-05 | 0.0004344 | 0.0080732
QLD1 | Brown Coal | 0 | 0 | 0 | 0 | 0 | 0 | 0 | 0 | 0 | 0 | 0 | 0 | 0 | 0 | 0 | 0 | 0 | 0 | 0 | 0 | 0 | 0 | 0 | 0 | 0
QLD1 | CCGT | 0 | 0 | 0 | 0 | 0 | 0 | 0 | 0 | 0 | 0 | 0 | 0 | 0 | 0 | 0 | 0 | 0 | 0 | 0 | 0 | 0 | 0 | 0 | 0 | 0
QLD1 | Gas - Steam | 0 | 0 | 0 | 0 | 0 | 0 | 0 | 0 | 0 | 0 | 0 | 0 | 0 | 0 | 0 | 0 | 0 | 0 | 0 | 0 | 0 | 0 | 0 | 0 | 0
QLD1 | OCGT / Diesel | 0 | 0 | 0 | 0 | 0 | 0 | 0 | 0 | 0 | 0 | 0 | 0 | 0 | 0 | 0 | 0 | 0 | 0 | 0 | 0 | 0 | 0 | 0 | 0 | 0
QLD1 | Hydro | 0 | 0 | 0 | 0 | 0 | 0 | 0 | 0 | 0 | 0 | 0 | 0 | 0 | 0 | 0 | 0 | 0 | 0 | 0 | 0 | 0 | 0 | 0 | 0 | 0
QLD1 | Hydrogen Turbine | 0 | 0 | 0 | 0 | 0 | 0 | 0 | 0 | 0 | 0 | 0 | 0 | 0 | 0 | 0 | 0 | 0 | 0 | 0 | 0 | 0 | 0 | 0 | 0 | 0
QLD1 | Wind | 0 | 0 | 0 | 0 | 0 | 0 | 0 | 0 | 0 | 0 | 0 | 0 | 0 | 0 | 0 | 0 | 0 | 0 | 0 | 0 | 0 | 0 | 0 | 0 | 0
QLD1 | Solar PV | 0 | 0 | 0 | 0 | 0 | 0 | 0 | 0 | 0 | 0 | 0 | 0 | 0 | 0 | 0 | 0 | 0 | 0 | 0 | 0 | 0 | 0 | 0 | 0 | 0
QLD1 | Grid Battery | 0 | 0 | 0 | 0 | 0 | 0 | 0 | 0 | 0 | 0 | 0 | 0 | 0 | 0 | 0 | 0 | 0 | 0 | 0 | 0 | 0 | 0 | 0 | 0 | 0
QLD1 | Pumped Hydro | 0 | 0 | 0 | 0 | 0 | 0 | 0 | 0 | 0 | 0 | 0 | 0 | 0 | 0 | 0 | 0 | 0 | 0 | 0 | 0 | 0 | 0 | 0 | 0 | 0
QLD1 | VPP | 0 | 0 | 0 | 0 | 0 | 0 | 0 | 0 | 0 | 0 | 0 | 0 | 0 | 0 | 0 | 0 | 0 | 0 | 0 | 0 | 0 | 0 | 0 | 0 | 0
Total excluding storage |  | 0 | 0 | 59288.1987 | 2444.7612 | 2143.1726 | 0 | 12559.8988 | 14.1849 | 3.1276e-05 | 1.9609e-06 | 0 | 1.2763e-05 | 0 | 0.0045831 | 1.0451e-05 | 0.012029 | 8.4209e-05 | 2.9797e-05 | 2.1561e-05 | 5.2339e-05 | 1.7151e-05 | 0.0032777 | 1.5829e-05 | 0.0004344 | 0.0080732
Region | Technology | 2023-24 | 2024-25 | 2025-26 | 2026-27 | 2027-28 | 2028-29 | 2029-30 | 2030-31 | 2031-32 | 2032-33 | 2033-34 | 2034-35 | 2035-36 | 2036-37 | 2037-38 | 2038-39 | 2039-40 | 2040-41 | 2041-42 | 2042-43 | 2043-44 | 2044-45 | 2045-46 | 2046-47 | 2047-48
VIC1 | Black Coal | 0 | 0 | 0 | 0 | 0 | 0 | 0 | 0 | 0 | 0 | 0 | 0 | 0 | 0 | 0 | 0 | 0 | 0 | 0 | 0 | 0 | 0 | 0 | 0 | 0
VIC1 | Brown Coal | 0 | 0 | 24165.3039 | 0.014035 | 1787.0324 | 5.9919e-05 | 12773.9886 | 0.021894 | 0.0011676 | 0 | 0 | 0 | 0 | 0 | 0 | 0.00012951 | 4.2643e-05 | 6.6154e-05 | 1.489e-05 | 1180.8201 | 1.1519e-05 | 0.62102 | 1.183e-06 | 8.3672e-07 | 0
VIC1 | CCGT | 0 | 0 | 0 | 0 | 0 | 0 | 0 | 0 | 0 | 0 | 0 | 0 | 0 | 0 | 0 | 0 | 0 | 0 | 0 | 0 | 0 | 0 | 0 | 0 | 0
VIC1 | Gas - Steam | 0 | 0 | 0 | 0 | 0 | 0 | 0 | 0 | 0 | 0 | 0 | 0 | 0 | 0 | 0 | 0 | 0 | 0 | 0 | 0 | 0 | 0 | 0 | 0 | 0
VIC1 | OCGT / Diesel | 0 | 0 | 0 | 0 | 0 | 0 | 0 | 0 | 0 | 0 | 0 | 0 | 0 | 0 | 0 | 0 | 0 | 0 | 0 | 0 | 0 | 0 | 0 | 0 | 0
VIC1 | Hydro | 0 | 0 | 0 | 0 | 0 | 0 | 0 | 0 | 0 | 0 | 0 | 0 | 0 | 0 | 0 | 0 | 0 | 0 | 0 | 0 | 0 | 0 | 0 | 0 | 0
VIC1 | Hydrogen Turbine | 0 | 0 | 0 | 0 | 0 | 0 | 0 | 0 | 0 | 0 | 0 | 0 | 0 | 0 | 0 | 0 | 0 | 0 | 0 | 0 | 0 | 0 | 0 | 0 | 0
VIC1 | Wind | 0 | 0 | 0 | 0 | 0 | 0 | 0 | 0 | 0 | 0 | 0 | 0 | 0 | 0 | 0 | 0 | 0 | 0 | 0 | 0 | 0 | 0 | 0 | 0 | 0
VIC1 | Solar PV | 0 | 0 | 0 | 0 | 0 | 0 | 0 | 0 | 0 | 0 | 0 | 0 | 0 | 0 | 0 | 0 | 0 | 0 | 0 | 0 | 0 | 0 | 0 | 0 | 0
VIC1 | Grid Battery | 0 | 0 | 0 | 0 | 0 | 0 | 0 | 0 | 0 | 0 | 0 | 0 | 0 | 0 | 0 | 0 | 0 | 0 | 0 | 0 | 0 | 0 | 0 | 0 | 0
VIC1 | Pumped Hydro | 0 | 0 | 0 | 0 | 0 | 0 | 0 | 0 | 0 | 0 | 0 | 0 | 0 | 0 | 0 | 0 | 0 | 0 | 0 | 0 | 0 | 0 | 0 | 0 | 0
VIC1 | VPP | 0 | 0 | 0 | 0 | 0 | 0 | 0 | 0 | 0 | 0 | 0 | 0 | 0 | 0 | 0 | 0 | 0 | 0 | 0 | 0 | 0 | 0 | 0 | 0 | 0
Total excluding storage |  | 0 | 0 | 24165.3039 | 0.014035 | 1787.0324 | 5.9919e-05 | 12773.9886 | 0.021894 | 0.0011676 | 0 | 0 | 0 | 0 | 0 | 0 | 0.00012951 | 4.2643e-05 | 6.6154e-05 | 1.489e-05 | 1180.8201 | 1.1519e-05 | 0.62102 | 1.183e-06 | 8.3672e-07 | 0
Region | Technology | 2023-24 | 2024-25 | 2025-26 | 2026-27 | 2027-28 | 2028-29 | 2029-30 | 2030-31 | 2031-32 | 2032-33 | 2033-34 | 2034-35 | 2035-36 | 2036-37 | 2037-38 | 2038-39 | 2039-40 | 2040-41 | 2041-42 | 2042-43 | 2043-44 | 2044-45 | 2045-46 | 2046-47 | 2047-48
SA1 | Black Coal | 0 | 0 | 0 | 0 | 0 | 0 | 0 | 0 | 0 | 0 | 0 | 0 | 0 | 0 | 0 | 0 | 0 | 0 | 0 | 0 | 0 | 0 | 0 | 0 | 0
SA1 | Brown Coal | 0 | 0 | 0 | 0 | 0 | 0 | 0 | 0 | 0 | 0 | 0 | 0 | 0 | 0 | 0 | 0 | 0 | 0 | 0 | 0 | 0 | 0 | 0 | 0 | 0
SA1 | CCGT | 0 | 0 | 0 | 0 | 0 | 0 | 0 | 0 | 0 | 0 | 0 | 0 | 0 | 0 | 0 | 0 | 0 | 0 | 0 | 0 | 0 | 0 | 0 | 0 | 0
SA1 | Gas - Steam | 0 | 0 | 0 | 0 | 0 | 0 | 0 | 0 | 0 | 0 | 0 | 0 | 0 | 0 | 0 | 0 | 0 | 0 | 0 | 0 | 0 | 0 | 0 | 0 | 0
SA1 | OCGT / Diesel | 0 | 0 | 0 | 0 | 0 | 0 | 0 | 0 | 0 | 0 | 0 | 0 | 0 | 0 | 0 | 0 | 0 | 0 | 0 | 0 | 0 | 0 | 0 | 0 | 0
SA1 | Hydro | 0 | 0 | 0 | 0 | 0 | 0 | 0 | 0 | 0 | 0 | 0 | 0 | 0 | 0 | 0 | 0 | 0 | 0 | 0 | 0 | 0 | 0 | 0 | 0 | 0
SA1 | Hydrogen Turbine | 0 | 0 | 0 | 0 | 0 | 0 | 0 | 0 | 0 | 0 | 0 | 0 | 0 | 0 | 0 | 0 | 0 | 0 | 0 | 0 | 0 | 0 | 0 | 0 | 0
SA1 | Wind | 0 | 0 | 0 | 0 | 0 | 0 | 0 | 0 | 0 | 0 | 0 | 0 | 0 | 0 | 0 | 0 | 0 | 0 | 0 | 0 | 0 | 0 | 0 | 0 | 0
SA1 | Solar PV | 0 | 0 | 0 | 0 | 0 | 0 | 0 | 0 | 0 | 0 | 0 | 0 | 0 | 0 | 0 | 0 | 0 | 0 | 0 | 0 | 0 | 0 | 0 | 0 | 0
SA1 | Grid Battery | 0 | 0 | 0 | 0 | 0 | 0 | 0 | 0 | 0 | 0 | 0 | 0 | 0 | 0 | 0 | 0 | 0 | 0 | 0 | 0 | 0 | 0 | 0 | 0 | 0
SA1 | Pumped Hydro | 0 | 0 | 0 | 0 | 0 | 0 | 0 | 0 | 0 | 0 | 0 | 0 | 0 | 0 | 0 | 0 | 0 | 0 | 0 | 0 | 0 | 0 | 0 | 0 | 0
SA1 | VPP | 0 | 0 | 0 | 0 | 0 | 0 | 0 | 0 | 0 | 0 | 0 | 0 | 0 | 0 | 0 | 0 | 0 | 0 | 0 | 0 | 0 | 0 | 0 | 0 | 0
Total excluding storage |  | 0 | 0 | 0 | 0 | 0 | 0 | 0 | 0 | 0 | 0 | 0 | 0 | 0 | 0 | 0 | 0 | 0 | 0 | 0 | 0 | 0 | 0 | 0 | 0 | 0
Region | Technology | 2023-24 | 2024-25 | 2025-26 | 2026-27 | 2027-28 | 2028-29 | 2029-30 | 2030-31 | 2031-32 | 2032-33 | 2033-34 | 2034-35 | 2035-36 | 2036-37 | 2037-38 | 2038-39 | 2039-40 | 2040-41 | 2041-42 | 2042-43 | 2043-44 | 2044-45 | 2045-46 | 2046-47 | 2047-48
TAS1 | Black Coal | 0 | 0 | 0 | 0 | 0 | 0 | 0 | 0 | 0 | 0 | 0 | 0 | 0 | 0 | 0 | 0 | 0 | 0 | 0 | 0 | 0 | 0 | 0 | 0 | 0
TAS1 | Brown Coal | 0 | 0 | 0 | 0 | 0 | 0 | 0 | 0 | 0 | 0 | 0 | 0 | 0 | 0 | 0 | 0 | 0 | 0 | 0 | 0 | 0 | 0 | 0 | 0 | 0
TAS1 | CCGT | 0 | 0 | 0 | 0 | 0 | 0 | 0 | 0 | 0 | 0 | 0 | 0 | 0 | 0 | 0 | 0 | 0 | 0 | 0 | 0 | 0 | 0 | 0 | 0 | 0
TAS1 | Gas - Steam | 0 | 0 | 0 | 0 | 0 | 0 | 0 | 0 | 0 | 0 | 0 | 0 | 0 | 0 | 0 | 0 | 0 | 0 | 0 | 0 | 0 | 0 | 0 | 0 | 0
TAS1 | OCGT / Diesel | 0 | 0 | 0 | 0 | 0 | 0 | 0 | 0 | 0 | 0 | 0 | 0 | 0 | 0 | 0 | 0 | 0 | 0 | 0 | 0 | 0 | 0 | 0 | 0 | 0
TAS1 | Hydro | 0 | 0 | 0 | 0 | 0 | 0 | 0 | 0 | 0 | 0 | 0 | 0 | 0 | 0 | 0 | 0 | 0 | 0 | 0 | 0 | 0 | 0 | 0 | 0 | 0
TAS1 | Hydrogen Turbine | 0 | 0 | 0 | 0 | 0 | 0 | 0 | 0 | 0 | 0 | 0 | 0 | 0 | 0 | 0 | 0 | 0 | 0 | 0 | 0 | 0 | 0 | 0 | 0 | 0
TAS1 | Wind | 0 | 0 | 0 | 0 | 0 | 0 | 0 | 0 | 0 | 0 | 0 | 0 | 0 | 0 | 0 | 0 | 0 | 0 | 0 | 0 | 0 | 0 | 0 | 0 | 0
TAS1 | Solar PV | 0 | 0 | 0 | 0 | 0 | 0 | 0 | 0 | 0 | 0 | 0 | 0 | 0 | 0 | 0 | 0 | 0 | 0 | 0 | 0 | 0 | 0 | 0 | 0 | 0
TAS1 | Grid Battery | 0 | 0 | 0 | 0 | 0 | 0 | 0 | 0 | 0 | 0 | 0 | 0 | 0 | 0 | 0 | 0 | 0 | 0 | 0 | 0 | 0 | 0 | 0 | 0 | 0
TAS1 | Pumped Hydro | 0 | 0 | 0 | 0 | 0 | 0 | 0 | 0 | 0 | 0 | 0 | 0 | 0 | 0 | 0 | 0 | 0 | 0 | 0 | 0 | 0 | 0 | 0 | 0 | 0
TAS1 | VPP | 0 | 0 | 0 | 0 | 0 | 0 | 0 | 0 | 0 | 0 | 0 | 0 | 0 | 0 | 0 | 0 | 0 | 0 | 0 | 0 | 0 | 0 | 0 | 0 | 0
Total excluding storage |  | 0 | 0 | 0 | 0 | 0 | 0 | 0 | 0 | 0 | 0 | 0 | 0 | 0 | 0 | 0 | 0 | 0 | 0 | 0 | 0 | 0 | 0 | 0 | 0 | 0

## BaseCase_REZ Tx Cost
REZ transmission expansion cost by region ($000s) - BaseCase, Progressive Change Scenario
REZ Expansion | Real June 2021 dollars discounted to 1 July 2021. As with the total capital costs, the REZ transmission expansion costs are annualised for modelling purposes.
Explicitly modelled generation
Region | Technology | 2023-24 | 2024-25 | 2025-26 | 2026-27 | 2027-28 | 2028-29 | 2029-30 | 2030-31 | 2031-32 | 2032-33 | 2033-34 | 2034-35 | 2035-36 | 2036-37 | 2037-38 | 2038-39 | 2039-40 | 2040-41 | 2041-42 | 2042-43 | 2043-44 | 2044-45 | 2045-46 | 2046-47 | 2047-48
NSW1 | Transmission | 0.091068 | 0.0090263 | 0.021553 | 0.0079103 | 0.0072508 | 0.012719 | 0.021548 | 0.021303 | 0.0083694 | 0.018343 | 198041.4946 | 32280.7093 | 15409.8635 | 10970.8038 | 0.0081536 | 0.0063794 | 0.0058818 | 0.012644 | 0.009117 | 6927.0368 | 118.4056 | 0.0050555 | 2509.5346 | 42129.4149 | 3021.4831
QLD1 | Transmission | 990.5235 | 4.807 | 6.1646 | 0.051186 | 0.177 | 311.7317 | 17.0879 | 4692.6623 | 206.171 | 0.033384 | 96.6946 | 102167.0778 | 119050.9448 | 98261.2917 | 370472.5071 | 0.018614 | 2291.3562 | 11334.6924 | 53211.6261 | 67759.9296 | 116786.3155 | 7010.9337 | 122246.0399 | 78432.2178 | 28579.3772
VIC1 | Transmission | 0.03544 | 0.0062141 | 0.0063239 | 0.0034644 | 0.0021066 | 0.0024427 | 0.0030303 | 0.0040893 | 0.0036887 | 0.0045825 | 0.0065894 | 0.0066048 | 0.01104 | 0.016894 | 0.0070749 | 0.0051708 | 0.0058506 | 0.0267 | 6077.5466 | 62355.7554 | 0.0030045 | 656.0025 | 18351.9182 | 3629.9001 | 1213.1063
SA1 | Transmission | 807.8464 | 0.065081 | 0.10145 | 0.085382 | 0.089332 | 0.11195 | 0.075414 | 0.71105 | 0.052791 | 80.7668 | 18224.9338 | 1.1724 | 93.6875 | 5627.1807 | 2526.1477 | 0.016578 | 12159.1222 | 4545.5639 | 0.01588 | 1545.6663 | 4479.9731 | 13014.3228 | 9622.6228 | 31822.2512 | 3767.4047
TAS1 | Transmission | 0.034908 | 0.0080504 | 0.01018 | 0.0056852 | 0.0051736 | 0.0042611 | 0.0040299 | 0.0047556 | 0.0046782 | 0.0077147 | 0.011514 | 0.01064 | 0.0058902 | 9480.5426 | 0.0060675 | 0.0045078 | 0.0041364 | 0.0038949 | 0.0057289 | 0.0058084 | 0.0034449 | 0.0024242 | 1647.2307 | 4630.0169 | 1483.5511
NEM | Total | 1798.5314 | 4.8954 | 6.3041 | 0.15363 | 0.28086 | 311.863 | 17.1919 | 4693.4035 | 206.2405 | 80.8309 | 216363.1412 | 134448.9767 | 134554.5128 | 124339.8357 | 372998.6762 | 0.05125 | 14450.4943 | 15880.2995 | 59289.2033 | 138588.3939 | 121384.7006 | 20681.2665 | 154377.3463 | 160643.8009 | 38064.9224

## BaseCase_USE+DSP Cost
USE and USE / DSP cost by region ($000s) - BaseCase, Progressive Change Scenario
USE / DSP | Real June 2021 dollars discounted to 1 July 2021
Explicitly modelled generation
Region | Technology | 2023-24 | 2024-25 | 2025-26 | 2026-27 | 2027-28 | 2028-29 | 2029-30 | 2030-31 | 2031-32 | 2032-33 | 2033-34 | 2034-35 | 2035-36 | 2036-37 | 2037-38 | 2038-39 | 2039-40 | 2040-41 | 2041-42 | 2042-43 | 2043-44 | 2044-45 | 2045-46 | 2046-47 | 2047-48
NSW1 | USE / DSP | 14579.7961 | 15844.2786 | 59491.1788 | 2105.357 | 2845.7747 | 16933.2842 | 12856.202 | 46195.4782 | 129.1279 | 10146.2322 | 48144.8265 | 61440.3294 | 57.8803 | 20.2934 | 13553.9196 | 1.1897 | 30.6892 | 46.0687 | 11934.4273 | 2.5009 | 165.978 | 460.4876 | 299.7555 | 4051.2192 | 124.5145
QLD1 | USE / DSP | 0.13475 | 0.1342 | 0.13568 | 0.13545 | 0.13575 | 59768.0917 | 1158.4048 | 1893.7401 | 0.14064 | 4107.1794 | 3330.9467 | 5244.2928 | 14067.0355 | 0.14787 | 74280.177 | 0.14789 | 333.1562 | 0.15226 | 1091.3532 | 262.3981 | 6930.6749 | 829.5827 | 868.5835 | 3723.3924 | 0.15738
VIC1 | USE / DSP | 12.1028 | 2770.6144 | 25.2765 | 2688.6918 | 30.1111 | 1.7778 | 1.3959 | 22.9894 | 1.4203 | 52.5808 | 1874.6831 | 105.6392 | 7030.2505 | 197.4432 | 7723.7841 | 139.9819 | 1172.5898 | 588.1805 | 6584.7469 | 6594.7055 | 676.0302 | 1172.1581 | 1195.2284 | 13.0203 | 953.6959
SA1 | USE / DSP | 4.0951 | 0.15528 | 9.7669 | 3.0132 | 10.4041 | 0.1526 | 0.15086 | 10.4915 | 0.15675 | 18.7626 | 5.3343 | 66.5168 | 769.1915 | 319.2645 | 1305.5701 | 51.7827 | 124.2783 | 114.4024 | 819.6472 | 94.8757 | 341.5904 | 550.2714 | 521.1223 | 107.2792 | 455.9604
TAS1 | USE / DSP | 0.092729 | 0.09241 | 0.092405 | 0.09232 | 0.092574 | 0.092422 | 0.094011 | 5.7585 | 0.098034 | 22.2828 | 0.1015 | 29.6775 | 33.7073 | 0.10205 | 40.6334 | 16.1612 | 54.6885 | 45.0848 | 59.054 | 0.10349 | 152.3634 | 268.6559 | 166.9222 | 0.10722 | 219.452
NEM | Total | 14596.2215 | 18615.2748 | 59526.4503 | 4797.2898 | 2886.5182 | 76703.3987 | 14016.2476 | 48128.4577 | 130.9437 | 14347.0377 | 53355.8921 | 66886.4557 | 21958.0652 | 537.2511 | 96904.0842 | 209.2633 | 1715.4021 | 793.8886 | 20489.2287 | 6954.5837 | 8266.637 | 3281.1557 | 3051.6119 | 7895.0184 | 1753.7802

## Option 1_Generation
Annual sent-out generation by technology (GWh) - Option 1, Progressive Change Scenario
Explicitly modelled generation
Region | Technology | 2023-24 | 2024-25 | 2025-26 | 2026-27 | 2027-28 | 2028-29 | 2029-30 | 2030-31 | 2031-32 | 2032-33 | 2033-34 | 2034-35 | 2035-36 | 2036-37 | 2037-38 | 2038-39 | 2039-40 | 2040-41 | 2041-42 | 2042-43 | 2043-44 | 2044-45 | 2045-46 | 2046-47 | 2047-48
NEM | Black Coal | 72710.425 | 70314.5185 | 67059.568 | 60280.9077 | 56058.9546 | 55552.8399 | 48669.3956 | 48093.0196 | 46995.1058 | 52088.052 | 40893.3924 | 41797.4472 | 38687.6668 | 34559.3011 | 30246.1986 | 28055.6356 | 27222.4125 | 19882.3699 | 20346.9481 | 16099.1797 | 14842.0687 | 11957.1544 | 9822.5766 | 8813.222 | 8530.4049
NEM | Brown Coal | 29413.2052 | 28237.8705 | 23337.1959 | 22350.8712 | 20455.5639 | 20321.5726 | 20706.3309 | 18602.1113 | 17902.1061 | 18976.5814 | 19284.1943 | 20008.4981 | 18773.1285 | 18849.2871 | 19731.0562 | 17933.3948 | 17371.0198 | 16124.3096 | 16171.618 | 14912.612 | 15217.9933 | 12491.1575 | 4480.5698 | 6691.3808 | 0
NEM | CCGT | 1471.0809 | 1431.8866 | 1445.4209 | 1361.4324 | 1171.6391 | 1243.9434 | 1210.8882 | 1788.1579 | 1324.2877 | 2342.4923 | 5034.2657 | 5928.9796 | 4831.4588 | 5074.9453 | 4973.3227 | 3889.3127 | 3765.571 | 4288.9174 | 3684.9726 | 4402.7835 | 3260.6244 | 3196.3747 | 1507.5737 | 1010.6736 | 1035.1615
NEM | Gas - Steam | 50.6788 | 58.581 | 101.9978 | 100.5262 | 120.8495 | 151.8891 | 27.018 | 91.6845 | 44.3339 | 122.8806 | 164.1411 | 583.2738 | 133.9262 | 155.1275 | 284.179 | 150.5659 | 0 | 0 | 0 | 0 | 0 | 0 | 0 | 0 | 0
NEM | OCGT / Diesel | 85.8607 | 108.4319 | 115.9032 | 126.0869 | 117.5806 | 127.3506 | 45.8833 | 171.6285 | 53.4513 | 219.8751 | 979.7345 | 1893.1884 | 757.3424 | 1617.4972 | 2715.2015 | 1101.2528 | 2936.5346 | 5955.0471 | 2929.1065 | 4144.4331 | 7419.0419 | 6012.2083 | 8462.6597 | 13423.6423 | 16936.9658
NEM | Hydro | 13863.8724 | 14661.8803 | 15744.2896 | 14390.5047 | 13282.8831 | 16129.6764 | 16119.5848 | 16581.5372 | 16743.4382 | 17002.3235 | 18640.6697 | 18896.3088 | 17443.1382 | 15678.6533 | 17697.8311 | 15483.556 | 15146.9024 | 15346.8382 | 14680.0989 | 15499.9732 | 16345.9428 | 15387.1031 | 13855.7683 | 17503.9231 | 17335.0618
NEM | Hydrogen Turbine | 0 | 0 | 0 | 0 | 0 | 0 | 0 | 0 | 0 | 0 | 0 | 0 | 0 | 0 | 0 | 0 | 0 | 0 | 0 | 0 | 0 | 0 | 0 | 0 | 0
NEM | Wind | 30901.026 | 33865.2148 | 40835.4757 | 49053.4883 | 57728.8449 | 62232.9668 | 67055.7149 | 67272.281 | 71251.1311 | 70969.6697 | 81589.9622 | 86658.291 | 98419.8472 | 110159.0111 | 119472.797 | 128943.6205 | 127949.877 | 131544.1131 | 134693.7684 | 139618.3749 | 138063.3457 | 143579.5124 | 154592.5759 | 169745.0184 | 180065.5783
NEM | Solar PV | 19034.4426 | 18226.6795 | 20263.7015 | 20069.3283 | 20625.8804 | 19195.5251 | 21183.6851 | 21923.2985 | 22838.8179 | 22759.8322 | 29801.3225 | 29745.2044 | 33448.5093 | 35089.5284 | 38125.9874 | 40714.7698 | 44293.8148 | 49131.2217 | 55579.3655 | 61251.1156 | 67545.7595 | 69801.7561 | 76908.1395 | 82718.5204 | 93148.2363
NEM | Grid Battery | 483.5988 | 486.3984 | 526.4504 | 514.5101 | 504.8215 | 740.3644 | 776.1692 | 765.7787 | 737.2868 | 1411.151 | 3806.4242 | 3794.9262 | 5619.335 | 5608.8734 | 9539.1246 | 9638.2124 | 9891.5597 | 9641.5858 | 16041.9916 | 15568.1492 | 15508.9706 | 16723.5651 | 17985.4449 | 17744.1149 | 19066.502
NEM | Pumped Hydro | 847.0953 | 1010.6424 | 3400.7511 | 3917.6859 | 5572.9164 | 5475.3256 | 5918.2119 | 6535.9631 | 5804.0051 | 6197.6225 | 7161.5437 | 7184.4062 | 9883.4436 | 9891.4407 | 9510.5544 | 9810.8408 | 11088.3862 | 11004.4843 | 10718.1777 | 11035.2926 | 11291.0691 | 12629.8778 | 13649.411 | 14936.7546 | 15012.7535
NEM | VPP | 110.7049 | 174.0496 | 272.5914 | 388.5219 | 522.2342 | 642.5109 | 831.9164 | 984.7659 | 1200.0953 | 1517.9018 | 1825.3037 | 2090.7183 | 2468.0484 | 2849.0008 | 3113.3735 | 3504.2574 | 3911.988 | 4072.3644 | 4534.6144 | 4854.5955 | 5098.8486 | 5572.5886 | 5910.5018 | 6035.1365 | 6394.8189
Total excluding storage |  | 167530.5916 | 166905.063 | 168903.5527 | 167733.1457 | 169562.1961 | 174955.7639 | 175018.5007 | 174523.7186 | 177152.6721 | 184481.7067 | 196387.6824 | 205511.1913 | 212495.0173 | 221183.3509 | 233246.5735 | 236272.1081 | 238686.132 | 242272.8169 | 248085.8781 | 255928.472 | 262694.7762 | 262425.2664 | 269629.8635 | 299906.3806 | 317051.4085
Region | Technology | 2023-24 | 2024-25 | 2025-26 | 2026-27 | 2027-28 | 2028-29 | 2029-30 | 2030-31 | 2031-32 | 2032-33 | 2033-34 | 2034-35 | 2035-36 | 2036-37 | 2037-38 | 2038-39 | 2039-40 | 2040-41 | 2041-42 | 2042-43 | 2043-44 | 2044-45 | 2045-46 | 2046-47 | 2047-48
NSW1 | Black Coal | 32523.7963 | 30124.2582 | 28882.7498 | 25700.4343 | 22324.894 | 21864.7378 | 17061.5843 | 17339.2555 | 17500.0611 | 20114.8201 | 8024.2466 | 8355.2198 | 7954.2079 | 6856.4965 | 8372.5021 | 7236.7718 | 6797.7157 | 0 | 0 | 0 | 0 | 0 | 0 | 0 | 0
NSW1 | Brown Coal | 0 | 0 | 0 | 0 | 0 | 0 | 0 | 0 | 0 | 0 | 0 | 0 | 0 | 0 | 0 | 0 | 0 | 0 | 0 | 0 | 0 | 0 | 0 | 0 | 0
NSW1 | CCGT | 4.9484 | 6.2253 | 120.3819 | 66.7206 | 50.0047 | 33.9432 | 55.262 | 217.8959 | 89.9578 | 262.8023 | 1237.272 | 1428.3202 | 965.5206 | 1130.6921 | 1408.3224 | 1052.7818 | 1105.2017 | 1262.7331 | 1099.2655 | 1278.2105 | 0.018648 | 0.018172 | 0.020606 | 0.036232 | 0.036697
NSW1 | Gas - Steam | 0 | 0 | 0 | 0 | 0 | 0 | 0 | 0 | 0 | 0 | 0 | 0 | 0 | 0 | 0 | 0 | 0 | 0 | 0 | 0 | 0 | 0 | 0 | 0 | 0
NSW1 | OCGT / Diesel | 2.4749 | 5.0348 | 37.1951 | 31.8478 | 24.1141 | 13.0258 | 15.8482 | 74.9346 | 22.2093 | 60.569 | 660.2648 | 1038.9764 | 246.3412 | 490.6801 | 569.0882 | 138.152 | 900.5874 | 2908.3486 | 1365.6438 | 1625.2019 | 3895.7379 | 2363.2282 | 3423.0094 | 4713.6592 | 6079.1355
NSW1 | Hydro | 2377.3481 | 2903.6186 | 3224.6996 | 3004.0838 | 2432.2936 | 3556.6601 | 2984.9371 | 2777.5208 | 2582.4083 | 2434.762 | 3109.2485 | 3290.565 | 3021.758 | 2593.5883 | 3728.86 | 3154.8166 | 2975.2428 | 2976.5769 | 2555.3889 | 3040.4121 | 3250.4213 | 3077.1561 | 2570.0552 | 3775.1737 | 3750.3008
NSW1 | Hydrogen Turbine | 0 | 0 | 0 | 0 | 0 | 0 | 0 | 0 | 0 | 0 | 0 | 0 | 0 | 0 | 0 | 0 | 0 | 0 | 0 | 0 | 0 | 0 | 0 | 0 | 0
NSW1 | Wind | 7059.3199 | 9913.8302 | 13356.5663 | 17714.4554 | 22595.3567 | 26657.7646 | 28082.9742 | 28449.1821 | 28874.3584 | 28974.9491 | 31144.8942 | 32954.2786 | 35085.2441 | 36589.0685 | 37993.7327 | 45620.9882 | 46070.4455 | 43509.6043 | 47429.8733 | 45856.1135 | 44504.9013 | 47951.0684 | 49881.3165 | 54730.477 | 56832.4772
NSW1 | Solar PV | 8610.7992 | 8143.3093 | 8777.2037 | 9069.2709 | 9331.8078 | 8959.9281 | 10780.4541 | 11547.2906 | 11666.339 | 11734.6554 | 18477.8879 | 18400.3492 | 21005.1158 | 22166.9044 | 20086.3643 | 20747.5772 | 23693.2812 | 27344.869 | 28152.2374 | 29080.9234 | 30381.0834 | 32503.8302 | 34136.367 | 35375.9918 | 36853.5338
NSW1 | Grid Battery | 33.0276 | 31.4683 | 34.3369 | 33.5907 | 31.3422 | 299.2436 | 354.2138 | 353.0174 | 344.6976 | 1001.3349 | 3108.5773 | 3019.2515 | 3116.0317 | 3105.9694 | 2928.0725 | 2937.2967 | 3021.6492 | 2841.8528 | 5139.2432 | 4964.9177 | 4725.1237 | 5557.5804 | 5724.9469 | 6059.697 | 6070.5941
NSW1 | Pumped Hydro | 234.837 | 257.399 | 2410.7367 | 2803.1373 | 4506.8608 | 4559.637 | 4863.5311 | 5436.2642 | 4751.5606 | 5090.4785 | 5438.8943 | 5360.3946 | 7671.1372 | 7724.1609 | 7291.1475 | 7462.9588 | 8518.9746 | 8410.3648 | 7813.7664 | 7872.4724 | 7637.0196 | 8784.2209 | 8789.1761 | 8430.4975 | 7874.577
NSW1 | VPP | 26.9881 | 49.7616 | 88.2541 | 131.7065 | 172.5581 | 216.8426 | 291.1833 | 352.6155 | 430.1715 | 511.9068 | 602.9881 | 700.2247 | 836.2158 | 960.8459 | 1046.1592 | 1180.4889 | 1310.6684 | 1348.8561 | 1496.5201 | 1575.703 | 1617.5194 | 1812.9884 | 1887.7814 | 1971.3948 | 2088.4747
Total excluding storage |  | 50578.6869 | 51096.2765 | 54398.7963 | 55586.8128 | 56758.4709 | 61086.0596 | 58981.0599 | 60406.0796 | 60735.3338 | 63582.558 | 62653.814 | 65467.7092 | 68278.1877 | 69827.4298 | 72158.8696 | 77951.0877 | 81542.4742 | 78002.1319 | 80602.409 | 80880.8614 | 82032.1625 | 85895.3009 | 90010.7686 | 98595.338 | 103515.4841
Region | Technology | 2023-24 | 2024-25 | 2025-26 | 2026-27 | 2027-28 | 2028-29 | 2029-30 | 2030-31 | 2031-32 | 2032-33 | 2033-34 | 2034-35 | 2035-36 | 2036-37 | 2037-38 | 2038-39 | 2039-40 | 2040-41 | 2041-42 | 2042-43 | 2043-44 | 2044-45 | 2045-46 | 2046-47 | 2047-48
QLD1 | Black Coal | 40186.6287 | 40190.2603 | 38176.8183 | 34580.4734 | 33734.0606 | 33688.1021 | 31607.8113 | 30753.7641 | 29495.0447 | 31973.2319 | 32869.1458 | 33442.2274 | 30733.4589 | 27702.8046 | 21873.6965 | 20818.8638 | 20424.6968 | 19882.3699 | 20346.9481 | 16099.1797 | 14842.0687 | 11957.1544 | 9822.5766 | 8813.222 | 8530.4049
QLD1 | Brown Coal | 0 | 0 | 0 | 0 | 0 | 0 | 0 | 0 | 0 | 0 | 0 | 0 | 0 | 0 | 0 | 0 | 0 | 0 | 0 | 0 | 0 | 0 | 0 | 0 | 0
QLD1 | CCGT | 807.9577 | 847.3451 | 1100.7669 | 1129.2257 | 981.4431 | 998.093 | 1061.6781 | 1360.5316 | 1135.8321 | 1664.2473 | 2980.3656 | 3101.2152 | 3110.1553 | 3030.8244 | 3564.9787 | 2836.5096 | 2660.3472 | 3026.1613 | 2585.6824 | 3124.5479 | 3260.5754 | 3196.3263 | 1507.508 | 1010.5895 | 1035.005
QLD1 | Gas - Steam | 0 | 0 | 0 | 0 | 0 | 0 | 0 | 0 | 0 | 0 | 0 | 0 | 0 | 0 | 0 | 0 | 0 | 0 | 0 | 0 | 0 | 0 | 0 | 0 | 0
QLD1 | OCGT / Diesel | 0.94711 | 0.0037176 | 3.4485 | 11.3249 | 5.0481 | 12.2714 | 9.656 | 27.2431 | 3.1962 | 42.366 | 104.5288 | 221.7802 | 73.4406 | 651.1507 | 1169.2244 | 438.5606 | 1030.9674 | 1847.0645 | 774.5948 | 1697.0043 | 1805.0741 | 2049.7046 | 2218.3806 | 4378.443 | 5354.9537
QLD1 | Hydro | 705.8556 | 715.8608 | 739.2357 | 704.0132 | 722.8921 | 731.5524 | 716.5392 | 718.5342 | 724.6597 | 719.6272 | 728.7862 | 730.1099 | 737.6696 | 736.1738 | 263.5042 | 266.947 | 263.8697 | 250.6597 | 234.8388 | 0 | 0 | 0 | 0 | 0 | 0
QLD1 | Hydrogen Turbine | 0 | 0 | 0 | 0 | 0 | 0 | 0 | 0 | 0 | 0 | 0 | 0 | 0 | 0 | 0 | 0 | 0 | 0 | 0 | 0 | 0 | 0 | 0 | 0 | 0
QLD1 | Wind | 3814.2782 | 3568.1579 | 4043.2989 | 6356.6851 | 9277.0714 | 11512.9156 | 13702.1846 | 13880.5229 | 13903.5327 | 15095.4312 | 17953.0105 | 20165.7553 | 23205.3406 | 29264.1303 | 34826.1804 | 34426.4627 | 35099.0979 | 34179.3598 | 36549.6569 | 37880.945 | 39642.4787 | 39188.8744 | 46293.6546 | 53300.7176 | 55509.186
QLD1 | Solar PV | 7422.5584 | 7333.8391 | 8495.6046 | 8138.9136 | 8355.7166 | 7397.1583 | 7623.3662 | 7610.6747 | 8342.7059 | 8131.7358 | 8540.7889 | 8485.8727 | 9326.7453 | 9829.3298 | 14618.2201 | 16271.0437 | 16768.3225 | 18054.058 | 19141.6776 | 23267.583 | 25607.1629 | 25617.204 | 26877.6237 | 31635.6166 | 37095.3111
QLD1 | Grid Battery | 59.3121 | 59.2778 | 63.7811 | 63.5528 | 60.7717 | 59.3029 | 60.4125 | 58.6123 | 56.7811 | 56.6459 | 374.1988 | 491.6186 | 1420.2451 | 1425.4304 | 5115.4924 | 5233.7325 | 5357.9818 | 5268.7773 | 6329.6006 | 6286.3383 | 6538.9101 | 6706.7333 | 6685.1577 | 6543.8105 | 7076.7502
QLD1 | Pumped Hydro | 612.2583 | 753.2434 | 989.9599 | 1114.4882 | 1065.9923 | 915.6226 | 1054.6075 | 1099.6178 | 1052.3574 | 1107.0227 | 1722.4284 | 1705.3136 | 1595.2754 | 1542.5385 | 1237.93 | 1374.4939 | 1524.1648 | 1490.3078 | 1687.6628 | 1944.7278 | 2443.1407 | 2555.1058 | 3246.7265 | 4947.2832 | 5458.1912
QLD1 | VPP | 12.637 | 20.7325 | 38.1511 | 59.249 | 83.7737 | 115.1548 | 165.3853 | 200.0297 | 269.9316 | 364.0885 | 450.7197 | 528.9406 | 632.8046 | 726.959 | 814.6724 | 926.9987 | 1046.2828 | 1143.9404 | 1288.5177 | 1432.8503 | 1543.8533 | 1644.8352 | 1762.4408 | 1782.9984 | 1922.4236
Total excluding storage |  | 52938.2258 | 52655.4669 | 52559.1728 | 50920.6359 | 53076.2318 | 54340.0928 | 54721.2353 | 54351.2706 | 53604.9713 | 57626.6394 | 63176.6258 | 66146.9607 | 67186.8103 | 71214.4135 | 76315.8043 | 75058.3875 | 76247.3014 | 77239.6732 | 79633.3986 | 82069.2599 | 85157.3598 | 82009.2638 | 86719.7436 | 99138.5887 | 107524.8606
Region | Technology | 2023-24 | 2024-25 | 2025-26 | 2026-27 | 2027-28 | 2028-29 | 2029-30 | 2030-31 | 2031-32 | 2032-33 | 2033-34 | 2034-35 | 2035-36 | 2036-37 | 2037-38 | 2038-39 | 2039-40 | 2040-41 | 2041-42 | 2042-43 | 2043-44 | 2044-45 | 2045-46 | 2046-47 | 2047-48
VIC1 | Black Coal | 0 | 0 | 0 | 0 | 0 | 0 | 0 | 0 | 0 | 0 | 0 | 0 | 0 | 0 | 0 | 0 | 0 | 0 | 0 | 0 | 0 | 0 | 0 | 0 | 0
VIC1 | Brown Coal | 29413.2052 | 28237.8705 | 23337.1959 | 22350.8712 | 20455.5639 | 20321.5726 | 20706.3309 | 18602.1113 | 17902.1061 | 18976.5814 | 19284.1943 | 20008.4981 | 18773.1285 | 18849.2871 | 19731.0562 | 17933.3948 | 17371.0198 | 16124.3096 | 16171.618 | 14912.612 | 15217.9933 | 12491.1575 | 4480.5698 | 6691.3808 | 0
VIC1 | CCGT | 0 | 0.0022881 | 0.0025793 | 0.0027468 | 0.0028712 | 0.003229 | 0.0032322 | 0.0036591 | 0.0036221 | 0.0042133 | 0.004985 | 0.0060956 | 0.0069417 | 0.0069906 | 0.0078605 | 0.0076917 | 0.0079946 | 0.0088062 | 0.0099716 | 0.010153 | 0.012193 | 0.012149 | 0.024289 | 0.026155 | 0.09695
VIC1 | Gas - Steam | 8.7234 | 7.4611 | 42.5508 | 46.4166 | 65.2221 | 89.1299 | 13.5634 | 37.402 | 15.6444 | 42.6938 | 46.8503 | 110.7635 | 133.9262 | 155.1275 | 284.179 | 150.5659 | 0 | 0 | 0 | 0 | 0 | 0 | 0 | 0 | 0
VIC1 | OCGT / Diesel | 9.3123 | 10.6971 | 18.6664 | 34.4144 | 35.8632 | 33.5828 | 4.227 | 21.934 | 10.1759 | 27.267 | 16.8125 | 90.2892 | 127.4417 | 108.4228 | 175.8647 | 45.6416 | 257.6569 | 330.9112 | 195.1493 | 155.1612 | 610.3834 | 860.5305 | 1998.3994 | 3453.3307 | 4613.6125
VIC1 | Hydro | 2735.6571 | 3311.7583 | 3419.537 | 3241.5046 | 2710.9999 | 4065.7003 | 3391.5469 | 2935.2323 | 2933.1362 | 2677.3802 | 3271.1312 | 3376.5101 | 3215.5541 | 2690.4078 | 4044.4887 | 3382.3481 | 2926.6062 | 2923.6795 | 2670.9857 | 3258.5869 | 3374.2412 | 3199.2926 | 2683.4782 | 4032.6785 | 4040.3452
VIC1 | Hydrogen Turbine | 0 | 0 | 0 | 0 | 0 | 0 | 0 | 0 | 0 | 0 | 0 | 0 | 0 | 0 | 0 | 0 | 0 | 0 | 0 | 0 | 0 | 0 | 0 | 0 | 0
VIC1 | Wind | 11123.4595 | 10936.2304 | 13179.6719 | 13476.6937 | 13728.2453 | 12542.3688 | 13004.9174 | 12593.705 | 14284.9516 | 12516.4847 | 14792.16 | 15221.9203 | 16974.2115 | 19615.4036 | 19810.4859 | 22314.7918 | 21565.5135 | 24917.5007 | 23088.2606 | 27983.3983 | 27367.3846 | 27561.3057 | 28533.5946 | 28197.4082 | 31567.7869
VIC1 | Solar PV | 1867.4853 | 1713.2714 | 1866.6648 | 1809.3292 | 1832.9921 | 1784.6678 | 1751.8098 | 1758.7158 | 1782.4567 | 1850.0115 | 1798.8685 | 1810.3007 | 1959.593 | 1927.5979 | 1875.6442 | 2169.9638 | 2199.9288 | 2127.8422 | 4393.7419 | 5276.6521 | 6276.7185 | 6817.0572 | 9292.5663 | 8808.0883 | 12247.1001
VIC1 | Grid Battery | 191.3385 | 192.2485 | 214.0281 | 210.5841 | 209.9858 | 191.9032 | 176.9844 | 177.2483 | 159.5949 | 176.9537 | 144.3294 | 135.0779 | 259.8532 | 258.0848 | 238.291 | 240.235 | 247.7515 | 376.72 | 2115.0616 | 2040.3216 | 1988.0935 | 2091.1014 | 2435.2826 | 2274.1983 | 3288.6289
VIC1 | Pumped Hydro | 0 | 0 | 0.015081 | 0.017644 | 0.017736 | 0.017693 | 0.01812 | 0.020339 | 0.020211 | 0.023895 | 0.035987 | 0.036039 | 0.056853 | 0.058498 | 0.057025 | 0.057161 | 0.061223 | 0.061455 | 0.079413 | 0.079395 | 0.081038 | 0.1418 | 0.15459 | 0.14792 | 0.1447
VIC1 | VPP | 14.3901 | 24.3209 | 42.1504 | 69.4896 | 112.8821 | 138.0734 | 173.3119 | 209.4944 | 236.69 | 333.2873 | 408.1959 | 472.1522 | 557.2208 | 663.5331 | 721.9051 | 824.3642 | 935.1847 | 952.8796 | 1081.1636 | 1145.8515 | 1219.7443 | 1353.7166 | 1443.0284 | 1456.9714 | 1551.4353
Total excluding storage |  | 45157.8429 | 44217.2911 | 41864.2893 | 40959.2325 | 38828.8895 | 38837.0253 | 38872.3987 | 35949.104 | 36928.4745 | 36090.4228 | 39210.0217 | 40618.288 | 41183.8618 | 43346.2539 | 45921.7265 | 45996.7138 | 44320.7332 | 46424.252 | 46519.7655 | 51586.4207 | 52846.7331 | 50929.3558 | 46988.6327 | 51182.9127 | 52468.9416
Region | Technology | 2023-24 | 2024-25 | 2025-26 | 2026-27 | 2027-28 | 2028-29 | 2029-30 | 2030-31 | 2031-32 | 2032-33 | 2033-34 | 2034-35 | 2035-36 | 2036-37 | 2037-38 | 2038-39 | 2039-40 | 2040-41 | 2041-42 | 2042-43 | 2043-44 | 2044-45 | 2045-46 | 2046-47 | 2047-48
SA1 | Black Coal | 0 | 0 | 0 | 0 | 0 | 0 | 0 | 0 | 0 | 0 | 0 | 0 | 0 | 0 | 0 | 0 | 0 | 0 | 0 | 0 | 0 | 0 | 0 | 0 | 0
SA1 | Brown Coal | 0 | 0 | 0 | 0 | 0 | 0 | 0 | 0 | 0 | 0 | 0 | 0 | 0 | 0 | 0 | 0 | 0 | 0 | 0 | 0 | 0 | 0 | 0 | 0 | 0
SA1 | CCGT | 658.1747 | 578.312 | 224.2676 | 165.4814 | 140.1863 | 211.9017 | 93.9424 | 209.724 | 98.4913 | 415.4352 | 816.6197 | 1399.4342 | 755.7718 | 913.4177 | 0.0091435 | 0.0089383 | 0.0092139 | 0.0092054 | 0.0093043 | 0.0094752 | 0.012434 | 0.012101 | 0.014159 | 0.014776 | 0.015045
SA1 | Gas - Steam | 41.9554 | 51.1198 | 59.447 | 54.1096 | 55.6274 | 62.7592 | 13.4546 | 54.2825 | 28.6895 | 80.1867 | 117.2908 | 472.5103 | 0 | 0 | 0 | 0 | 0 | 0 | 0 | 0 | 0 | 0 | 0 | 0 | 0
SA1 | OCGT / Diesel | 73.1246 | 92.6944 | 56.5912 | 48.4977 | 52.5529 | 68.4683 | 16.1494 | 47.0287 | 17.8671 | 88.699 | 198.125 | 539.5921 | 304.8173 | 364.8812 | 791.2805 | 477.4375 | 743.5112 | 867.9702 | 591.1227 | 667.0615 | 1105.3883 | 734.9457 | 820.215 | 876.131 | 883.9881
SA1 | Hydro | 0 | 0 | 0 | 0 | 0 | 0 | 0 | 0 | 0 | 0 | 0 | 0 | 0 | 0 | 0 | 0 | 0 | 0 | 0 | 0 | 0 | 0 | 0 | 0 | 0
SA1 | Hydrogen Turbine | 0 | 0 | 0 | 0 | 0 | 0 | 0 | 0 | 0 | 0 | 0 | 0 | 0 | 0 | 0 | 0 | 0 | 0 | 0 | 0 | 0 | 0 | 0 | 0 | 0
SA1 | Wind | 6416.0437 | 6447.5553 | 6405.469 | 6994.1553 | 7051.5042 | 6575.6378 | 6320.6464 | 6083.9371 | 6544.9833 | 6289.6535 | 9445.9443 | 8913.8649 | 11653.1979 | 12589.3417 | 13233.7561 | 13413.3348 | 12292.6323 | 14865.4924 | 13814.8498 | 14727.0669 | 12894.7023 | 15099.7191 | 15398.7012 | 18144.1052 | 21156.7106
SA1 | Solar PV | 1133.5982 | 1036.2579 | 1124.2266 | 1051.8124 | 1105.3614 | 1053.7687 | 1028.0524 | 1006.6138 | 1047.3127 | 1043.4249 | 983.7707 | 1048.6738 | 1157.0451 | 1165.6858 | 1545.7486 | 1526.1746 | 1632.271 | 1604.4421 | 3891.6953 | 3625.9404 | 5280.7731 | 4863.6372 | 6601.544 | 6898.7902 | 6952.2549
SA1 | Grid Battery | 199.9065 | 203.3894 | 214.2888 | 206.766 | 202.7051 | 189.8981 | 184.5405 | 176.8813 | 176.1919 | 176.1855 | 179.2841 | 148.9414 | 823.1548 | 819.3374 | 1257.2088 | 1226.8862 | 1264.1117 | 1154.1441 | 2457.9951 | 2276.4772 | 2256.7493 | 2368.0534 | 3139.9628 | 2866.3129 | 2630.4228
SA1 | Pumped Hydro | 0 | 0 | 0.011914 | 0.01307 | 0.013985 | 0.014671 | 0.015212 | 0.017374 | 0.017738 | 0.021259 | 0.023598 | 0.024771 | 0.036267 | 0.037694 | 0.037593 | 0.038337 | 0.039277 | 0.040945 | 0.044284 | 0.044193 | 0.046357 | 0.055446 | 0.065607 | 0.063347 | 0.066601
SA1 | VPP | 56.3689 | 78.4024 | 102.4105 | 124.2036 | 147.1686 | 163.8775 | 187.115 | 206.477 | 241.1638 | 277.9028 | 327.0497 | 349.0176 | 399.229 | 449.9649 | 479.0151 | 518.406 | 551.9462 | 553.3636 | 602.138 | 623.9498 | 638.3538 | 677.7198 | 730.314 | 733.7692 | 735.0749
Total excluding storage |  | 8322.8965 | 8205.9394 | 7870.0014 | 8314.0563 | 8405.2321 | 7972.5357 | 7472.2452 | 7401.586 | 7737.344 | 7917.3993 | 11561.7505 | 12374.0753 | 13870.832 | 15033.3264 | 15570.7943 | 15416.9559 | 14668.4238 | 17337.914 | 18297.6771 | 19020.0783 | 19280.8762 | 20698.3141 | 22820.4744 | 25919.0411 | 28992.9686
Region | Technology | 2023-24 | 2024-25 | 2025-26 | 2026-27 | 2027-28 | 2028-29 | 2029-30 | 2030-31 | 2031-32 | 2032-33 | 2033-34 | 2034-35 | 2035-36 | 2036-37 | 2037-38 | 2038-39 | 2039-40 | 2040-41 | 2041-42 | 2042-43 | 2043-44 | 2044-45 | 2045-46 | 2046-47 | 2047-48
TAS1 | Black Coal | 0 | 0 | 0 | 0 | 0 | 0 | 0 | 0 | 0 | 0 | 0 | 0 | 0 | 0 | 0 | 0 | 0 | 0 | 0 | 0 | 0 | 0 | 0 | 0 | 0
TAS1 | Brown Coal | 0 | 0 | 0 | 0 | 0 | 0 | 0 | 0 | 0 | 0 | 0 | 0 | 0 | 0 | 0 | 0 | 0 | 0 | 0 | 0 | 0 | 0 | 0 | 0 | 0
TAS1 | CCGT | 0 | 0.0018049 | 0.0019329 | 0.0020379 | 0.0021453 | 0.0022634 | 0.0024858 | 0.0026722 | 0.00281 | 0.0031655 | 0.0034659 | 0.0038831 | 0.00405 | 0.0041059 | 0.0046608 | 0.0046438 | 0.0049243 | 0.0049417 | 0.0054079 | 0.0054931 | 0.0057743 | 0.005975 | 0.0066957 | 0.0069335 | 0.0077809
TAS1 | Gas - Steam | 0 | 0 | 0 | 0 | 0 | 0 | 0 | 0 | 0 | 0 | 0 | 0 | 0 | 0 | 0 | 0 | 0 | 0 | 0 | 0 | 0 | 0 | 0 | 0 | 0
TAS1 | OCGT / Diesel | 0.0018496 | 0.0019027 | 0.0020119 | 0.0021136 | 0.0022235 | 0.0023547 | 0.0025738 | 0.48824 | 0.0027682 | 0.97413 | 0.0033972 | 2.5505 | 5.3016 | 2.3624 | 9.7436 | 1.461 | 3.8118 | 0.75256 | 2.5959 | 0.0040765 | 2.4582 | 3.7993 | 2.6553 | 2.0783 | 5.276
TAS1 | Hydro | 8045.0116 | 7730.6426 | 8360.8174 | 7440.9031 | 7416.6975 | 7775.7637 | 9026.5616 | 10150.25 | 10503.2341 | 11170.554 | 11531.5038 | 11499.1237 | 10468.1565 | 9658.4834 | 9660.9783 | 8679.4442 | 8981.1837 | 9195.922 | 9218.8855 | 9200.9742 | 9721.2803 | 9110.6544 | 8602.2349 | 9696.0709 | 9544.4158
TAS1 | Hydrogen Turbine | 0 | 0 | 0 | 0 | 0 | 0 | 0 | 0 | 0 | 0 | 0 | 0 | 0 | 0 | 0 | 0 | 0 | 0 | 0 | 0 | 0 | 0 | 0 | 0 | 0
TAS1 | Wind | 2487.9247 | 2999.441 | 3850.4696 | 4511.4988 | 5076.6673 | 4944.2799 | 5944.9922 | 6264.934 | 7643.3051 | 8093.1512 | 8253.9532 | 9402.4718 | 11501.8531 | 12101.067 | 13608.642 | 13168.043 | 12922.1877 | 14072.1559 | 13811.1278 | 13170.8512 | 13653.8788 | 13778.5447 | 14485.309 | 15372.3104 | 14999.4176
TAS1 | Solar PV | 0.0013732 | 0.0017769 | 0.0018872 | 0.002189 | 0.0025752 | 0.0022501 | 0.0026009 | 0.0035288 | 0.0036082 | 0.0046921 | 0.0065361 | 0.0080298 | 0.010153 | 0.010423 | 0.010179 | 0.010457 | 0.011222 | 0.01036 | 0.013355 | 0.016701 | 0.021537 | 0.027437 | 0.03839 | 0.033539 | 0.036511
TAS1 | Grid Battery | 0.014223 | 0.014473 | 0.015633 | 0.016492 | 0.016652 | 0.01665 | 0.018049 | 0.019412 | 0.021158 | 0.031055 | 0.03465 | 0.036835 | 0.050014 | 0.051456 | 0.059911 | 0.061981 | 0.065536 | 0.091641 | 0.09116 | 0.09445 | 0.094057 | 0.096559 | 0.094966 | 0.096177 | 0.10613
TAS1 | Pumped Hydro | 0 | 0 | 0.027417 | 0.029753 | 0.031655 | 0.033516 | 0.040036 | 0.043442 | 0.049181 | 0.07606 | 0.16141 | 118.6371 | 616.938 | 624.6452 | 981.3822 | 973.2925 | 1045.1462 | 1103.7093 | 1216.6247 | 1217.9688 | 1210.7814 | 1290.3538 | 1613.2882 | 1558.7627 | 1679.774
TAS1 | VPP | 0.32079 | 0.83218 | 1.6254 | 3.8731 | 5.8517 | 8.5625 | 14.9209 | 16.1493 | 22.1384 | 30.7163 | 36.3503 | 40.3833 | 42.5781 | 47.6979 | 51.6217 | 53.9996 | 67.9059 | 73.3247 | 66.275 | 76.2408 | 79.3779 | 83.3286 | 86.9372 | 90.0028 | 97.4104
Total excluding storage |  | 10532.9394 | 10730.0891 | 12211.2928 | 11952.4083 | 12493.3718 | 12720.0504 | 14971.5615 | 16415.6784 | 18146.5484 | 19264.6872 | 19785.4704 | 20904.1579 | 21975.3254 | 21761.9273 | 23279.3787 | 21848.9633 | 21907.1993 | 23268.8458 | 23032.6279 | 22371.8517 | 23377.6446 | 22893.0318 | 23090.2443 | 25070.5 | 24549.1536
Explicitly modelled pumping
Region | Technology | 2023-24 | 2024-25 | 2025-26 | 2026-27 | 2027-28 | 2028-29 | 2029-30 | 2030-31 | 2031-32 | 2032-33 | 2033-34 | 2034-35 | 2035-36 | 2036-37 | 2037-38 | 2038-39 | 2039-40 | 2040-41 | 2041-42 | 2042-43 | 2043-44 | 2044-45 | 2045-46 | 2046-47 | 2047-48
NEM | Grid Battery pump | 573.0121 | 577.9186 | 624.872 | 610.3989 | 600.5384 | 882.6226 | 929.6713 | 912.5957 | 882.7474 | 1673.09 | 4512.308 | 4498.3744 | 6687.745 | 6678.3851 | 11441.1965 | 11535.1123 | 11816.0277 | 11574.7469 | 19234.5424 | 18703.6597 | 18586.2389 | 20073.6986 | 21638.5203 | 21282.398 | 22886.0833
NEM | Pumped Hydro Pump | 2169.226 | 2469.6726 | 5777.7458 | 6658.6647 | 8629.9849 | 8119.8713 | 9287.168 | 9522.553 | 9093.658 | 9347.459 | 10887.0974 | 10542.8758 | 14373.624 | 14860.0777 | 13425.9644 | 14465.6006 | 15954.1654 | 16355.7022 | 15223.8583 | 16272.2293 | 15797.109 | 18141.7454 | 19639.2898 | 20824.3693 | 20738.0879
NEM | VPP pump | 130.0936 | 204.916 | 320.5753 | 457.0039 | 615.1187 | 755.2059 | 980.832 | 1156.4046 | 1414.7629 | 1784.3286 | 2147.0152 | 2460.1315 | 2902.0766 | 3352.0507 | 3667.053 | 4127.9252 | 4592.5231 | 4803.3193 | 5325.7354 | 5717.6831 | 5989.0536 | 6555.99 | 6965.9586 | 7091.366 | 7519.6793
Region | Technology | 2023-24 | 2024-25 | 2025-26 | 2026-27 | 2027-28 | 2028-29 | 2029-30 | 2030-31 | 2031-32 | 2032-33 | 2033-34 | 2034-35 | 2035-36 | 2036-37 | 2037-38 | 2038-39 | 2039-40 | 2040-41 | 2041-42 | 2042-43 | 2043-44 | 2044-45 | 2045-46 | 2046-47 | 2047-48
NSW1 | Grid Battery pump | 39.229 | 37.5512 | 40.7877 | 39.9887 | 37.3121 | 360.1057 | 427.5253 | 423.8323 | 415.9466 | 1186.6997 | 3687.8844 | 3582.2363 | 3694.251 | 3684.7506 | 3477.3575 | 3489.6109 | 3573.9737 | 3380.7717 | 6132.6742 | 5923.6836 | 5637.9703 | 6639.9547 | 6860.6679 | 7229.2623 | 7260.0613
NSW1 | Pumped Hydro Pump | 1290.7017 | 1400.6381 | 4404.1851 | 5109.503 | 7147.8805 | 6847.847 | 7821.5443 | 7992.874 | 7633.1489 | 7812.7027 | 8546.959 | 8070.1641 | 11408.0016 | 11940.9185 | 10472.0365 | 11348.3079 | 12533.1554 | 12868.9263 | 11367.4212 | 12067.963 | 10972.8857 | 13037.1236 | 13138.849 | 12276.6839 | 11331.556
NSW1 | VPP pump | 31.7118 | 58.6789 | 103.6925 | 154.9489 | 203.0504 | 255.0681 | 343.3776 | 414.0329 | 507.3647 | 600.9627 | 709.5651 | 824.6361 | 982.7736 | 1130.407 | 1232.641 | 1390.8643 | 1538.0434 | 1591.5375 | 1757.0413 | 1853.4257 | 1902.229 | 2132.9275 | 2225.5 | 2314.7069 | 2457.029
Region | Technology | 2023-24 | 2024-25 | 2025-26 | 2026-27 | 2027-28 | 2028-29 | 2029-30 | 2030-31 | 2031-32 | 2032-33 | 2033-34 | 2034-35 | 2035-36 | 2036-37 | 2037-38 | 2038-39 | 2039-40 | 2040-41 | 2041-42 | 2042-43 | 2043-44 | 2044-45 | 2045-46 | 2046-47 | 2047-48
QLD1 | Grid Battery pump | 70.431 | 70.5688 | 75.9298 | 75.658 | 72.3472 | 70.5985 | 72.0241 | 69.6718 | 67.7665 | 67.2635 | 441.0069 | 579.5055 | 1697.6207 | 1704.3803 | 6170.6604 | 6280.7508 | 6434.6815 | 6351.7167 | 7604.6626 | 7566.4609 | 7856.8329 | 8065.1715 | 8040.3733 | 7887.5906 | 8498.2467
QLD1 | Pumped Hydro Pump | 878.5243 | 1069.0345 | 1373.489 | 1549.0822 | 1482.0208 | 1271.9377 | 1465.5268 | 1529.5726 | 1460.3943 | 1534.5965 | 2339.8474 | 2314.9593 | 2155.311 | 2088.9614 | 1670.6804 | 1835.5844 | 2046.6204 | 2019.5843 | 2254.071 | 2610.7624 | 3235.7695 | 3408.6188 | 4350.0217 | 6523.7874 | 7196.0248
QLD1 | VPP pump | 14.8454 | 24.3912 | 44.8836 | 69.7047 | 98.5573 | 135.4762 | 194.8098 | 235.0901 | 318.3684 | 427.5376 | 530.2585 | 622.6432 | 744.116 | 855.2455 | 961.1003 | 1089.3114 | 1229.5339 | 1347.9199 | 1515.5879 | 1686.672 | 1813.54 | 1935.1031 | 2073.4565 | 2101.2822 | 2258.0376
Region | Technology | 2023-24 | 2024-25 | 2025-26 | 2026-27 | 2027-28 | 2028-29 | 2029-30 | 2030-31 | 2031-32 | 2032-33 | 2033-34 | 2034-35 | 2035-36 | 2036-37 | 2037-38 | 2038-39 | 2039-40 | 2040-41 | 2041-42 | 2042-43 | 2043-44 | 2044-45 | 2045-46 | 2046-47 | 2047-48
VIC1 | Grid Battery pump | 227.324 | 229.4317 | 254.723 | 250.2031 | 250.5677 | 227.8714 | 211.2802 | 210.4252 | 190.5785 | 210.4439 | 171.6274 | 160.6307 | 307.5902 | 305.5025 | 282.0188 | 285.2367 | 292.3936 | 450.0683 | 2543.8333 | 2464.3553 | 2382.6268 | 2516.0272 | 2941.5025 | 2726.0194 | 3959.0243
VIC1 | Pumped Hydro Pump | 0 | 0 | 0.019888 | 0.023177 | 0.023414 | 0.023212 | 0.023937 | 0.026684 | 0.02665 | 0.031449 | 0.047379 | 0.047348 | 0.07476 | 0.077137 | 0.075031 | 0.075293 | 0.080308 | 0.081317 | 0.10414 | 0.10491 | 0.10615 | 0.18657 | 0.20482 | 0.19318 | 0.19039
VIC1 | VPP pump | 16.9095 | 28.6742 | 49.6081 | 81.6717 | 133.0686 | 162.1732 | 204.3855 | 245.9749 | 279.2173 | 392.0777 | 480.3561 | 554.6141 | 655.5539 | 780.752 | 849.1936 | 972.5306 | 1097.5086 | 1124.3754 | 1268.6167 | 1352.035 | 1431.0188 | 1592.6078 | 1702.6692 | 1709.0952 | 1825.2179
Region | Technology | 2023-24 | 2024-25 | 2025-26 | 2026-27 | 2027-28 | 2028-29 | 2029-30 | 2030-31 | 2031-32 | 2032-33 | 2033-34 | 2034-35 | 2035-36 | 2036-37 | 2037-38 | 2038-39 | 2039-40 | 2040-41 | 2041-42 | 2042-43 | 2043-44 | 2044-45 | 2045-46 | 2046-47 | 2047-48
SA1 | Grid Battery pump | 236.0112 | 240.3497 | 253.413 | 244.5295 | 240.2916 | 224.0273 | 218.8202 | 208.6433 | 208.4306 | 208.6461 | 211.7481 | 175.9581 | 988.2238 | 983.6906 | 1511.0887 | 1479.4401 | 1514.901 | 1392.0811 | 2953.2639 | 2749.0478 | 2708.6972 | 2852.4304 | 3795.8635 | 3439.4116 | 3168.6248
SA1 | Pumped Hydro Pump | 0 | 0 | 0.015696 | 0.01718 | 0.018469 | 0.019239 | 0.020091 | 0.02281 | 0.023348 | 0.028 | 0.031072 | 0.032516 | 0.047715 | 0.049671 | 0.049417 | 0.050581 | 0.051515 | 0.054121 | 0.058022 | 0.058377 | 0.060813 | 0.073 | 0.086663 | 0.082923 | 0.087734
SA1 | VPP pump | 66.2486 | 92.1917 | 120.4829 | 146.1219 | 173.5313 | 192.4054 | 220.6916 | 242.3578 | 283.7671 | 327.5162 | 384.1682 | 410.5884 | 469.6812 | 529.429 | 563.4887 | 611.5859 | 647.652 | 652.9248 | 706.4887 | 736.1828 | 748.8801 | 797.3173 | 861.6187 | 860.832 | 864.7943
Region | Technology | 2023-24 | 2024-25 | 2025-26 | 2026-27 | 2027-28 | 2028-29 | 2029-30 | 2030-31 | 2031-32 | 2032-33 | 2033-34 | 2034-35 | 2035-36 | 2036-37 | 2037-38 | 2038-39 | 2039-40 | 2040-41 | 2041-42 | 2042-43 | 2043-44 | 2044-45 | 2045-46 | 2046-47 | 2047-48
TAS1 | Grid Battery pump | 0.016894 | 0.017182 | 0.018554 | 0.019575 | 0.019768 | 0.019765 | 0.021429 | 0.023035 | 0.025135 | 0.0369 | 0.041163 | 0.043784 | 0.059385 | 0.061181 | 0.071196 | 0.073722 | 0.077854 | 0.10908 | 0.10834 | 0.11224 | 0.11181 | 0.11477 | 0.11306 | 0.11414 | 0.12619
TAS1 | Pumped Hydro Pump | 0 | 0 | 0.036174 | 0.039144 | 0.041704 | 0.044081 | 0.052851 | 0.056959 | 0.064882 | 0.10035 | 0.2125 | 157.6725 | 810.1889 | 830.071 | 1283.123 | 1281.5824 | 1374.2579 | 1467.0562 | 1602.204 | 1593.3406 | 1588.2868 | 1695.7434 | 2150.1276 | 2023.6219 | 2210.229
TAS1 | VPP pump | 0.37841 | 0.98 | 1.9081 | 4.5567 | 6.9112 | 10.083 | 17.5676 | 18.949 | 26.0454 | 36.2344 | 42.6673 | 47.6496 | 49.9519 | 56.2173 | 60.6294 | 63.6329 | 79.7853 | 86.5616 | 78.0008 | 89.3676 | 93.3857 | 98.0344 | 102.7142 | 105.4496 | 114.6005
Non-controllable capacity
Region | Technology | 2023-24 | 2024-25 | 2025-26 | 2026-27 | 2027-28 | 2028-29 | 2029-30 | 2030-31 | 2031-32 | 2032-33 | 2033-34 | 2034-35 | 2035-36 | 2036-37 | 2037-38 | 2038-39 | 2039-40 | 2040-41 | 2041-42 | 2042-43 | 2043-44 | 2044-45 | 2045-46 | 2046-47 | 2047-48
NEM | Distributed PV | 27028.8939 | 28768.8113 | 30213.7039 | 34850.4735 | 37417.3588 | 35602.322 | 39185.6526 | 42663.5936 | 45696.2895 | 48264.5629 | 49391.9628 | 50269.5477 | 56259.8121 | 58550.0824 | 54383.1744 | 59090.2653 | 63619.3422 | 66607.0443 | 68440.1469 | 68382.3309 | 68032.5936 | 74728.7126 | 76929.6844 | 71011.0356 | 76824.7651
NEM | Behind the meter battery | 356.5682 | 473.328 | 594.7444 | 757.032 | 926.2117 | 1056.7381 | 1233.2407 | 1392.7578 | 1662.8579 | 1934.0875 | 2210.3303 | 2494.7306 | 2761.3681 | 3007.0367 | 3248.1504 | 3458.3931 | 3610.6796 | 3707.3314 | 3832.4058 | 3933.9396 | 3996.3524 | 4028.7483 | 4047.3212 | 4044.1409 | 4038.7997
NEM | Behind the meter battery pump | 419.7907 | 557.164 | 699.9769 | 891.129 | 1090.0671 | 1244.0558 | 1451.4338 | 1638.8866 | 1957.4728 | 2276.5602 | 2601.4314 | 2936.5844 | 3250.3979 | 3539.5238 | 3822.2237 | 4071.3623 | 4250.8148 | 4364.1903 | 4511.5203 | 4630.4575 | 4704.2076 | 4742.1508 | 4764.3333 | 4760.7853 | 4755.14
Region | Technology | 2023-24 | 2024-25 | 2025-26 | 2026-27 | 2027-28 | 2028-29 | 2029-30 | 2030-31 | 2031-32 | 2032-33 | 2033-34 | 2034-35 | 2035-36 | 2036-37 | 2037-38 | 2038-39 | 2039-40 | 2040-41 | 2041-42 | 2042-43 | 2043-44 | 2044-45 | 2045-46 | 2046-47 | 2047-48
NSW1 | Distributed PV | 8424.7328 | 9097.8958 | 9525.4331 | 11318.9575 | 11957.9205 | 11327.6522 | 12296.3078 | 13719.1844 | 15132.3235 | 15515.9637 | 16127.9014 | 16338.2885 | 18780.3157 | 19211.9417 | 17712.9355 | 18839.9018 | 20646.7408 | 22128.2451 | 22077.2876 | 22357.3952 | 22137.4478 | 24981.114 | 25341.4474 | 23261.7384 | 24668.5269
NSW1 | Behind the meter battery | 133.59 | 194.7768 | 253.5396 | 316.24 | 372.6608 | 419.4249 | 490.1318 | 552.7239 | 644.191 | 732.2475 | 823.81 | 926.2632 | 1021.1994 | 1100.9212 | 1175.2256 | 1241.3495 | 1281.6071 | 1301.3891 | 1323.469 | 1331.6999 | 1328.6786 | 1333.0742 | 1339.1239 | 1339.0233 | 1340.0485
NSW1 | Behind the meter battery pump | 157.3114 | 229.3287 | 298.3165 | 372.3107 | 438.6271 | 493.7687 | 576.7121 | 650.3958 | 758.5034 | 862.0114 | 969.6543 | 1090.1287 | 1202.3863 | 1296.4571 | 1382.6657 | 1461.7352 | 1508.9376 | 1532.4858 | 1558.4624 | 1567.6632 | 1564.469 | 1569.4047 | 1576.1804 | 1576.5486 | 1577.4697
Region | Technology | 2023-24 | 2024-25 | 2025-26 | 2026-27 | 2027-28 | 2028-29 | 2029-30 | 2030-31 | 2031-32 | 2032-33 | 2033-34 | 2034-35 | 2035-36 | 2036-37 | 2037-38 | 2038-39 | 2039-40 | 2040-41 | 2041-42 | 2042-43 | 2043-44 | 2044-45 | 2045-46 | 2046-47 | 2047-48
QLD1 | Distributed PV | 8444.0819 | 8727.8569 | 9387.7798 | 10588.6304 | 11233.4778 | 9950.4588 | 11296.3351 | 12201.0992 | 13491.8597 | 14099.4281 | 14288.7223 | 15172.4989 | 16869.5783 | 17564.4623 | 15361.745 | 17291.1281 | 18537.9716 | 20024.5767 | 20316.0061 | 20041.6887 | 20739.2738 | 22497.7139 | 23121.0707 | 20003.5714 | 22363.348
QLD1 | Behind the meter battery | 68.254 | 84.6289 | 112.6463 | 146.2592 | 185.7816 | 221.6253 | 270.215 | 314.6937 | 406.9618 | 502.2534 | 595.6003 | 683.1659 | 764.1412 | 834.4612 | 901.8028 | 964.152 | 1016.5218 | 1061.2384 | 1120.2283 | 1177.3744 | 1217.6262 | 1234.2876 | 1240.4297 | 1235.0961 | 1221.5488
QLD1 | Behind the meter battery pump | 80.3689 | 99.5866 | 132.5744 | 172.1468 | 218.6795 | 260.8892 | 317.9825 | 370.2693 | 479.0052 | 591.0508 | 700.9679 | 804.4299 | 899.4899 | 981.9193 | 1061.2211 | 1135.0177 | 1196.3817 | 1248.6769 | 1318.2882 | 1385.4977 | 1432.6887 | 1452.5841 | 1460.2966 | 1453.471 | 1438.2675
Region | Technology | 2023-24 | 2024-25 | 2025-26 | 2026-27 | 2027-28 | 2028-29 | 2029-30 | 2030-31 | 2031-32 | 2032-33 | 2033-34 | 2034-35 | 2035-36 | 2036-37 | 2037-38 | 2038-39 | 2039-40 | 2040-41 | 2041-42 | 2042-43 | 2043-44 | 2044-45 | 2045-46 | 2046-47 | 2047-48
VIC1 | Distributed PV | 6161.2738 | 6781.8726 | 7101.9683 | 8316.5091 | 9209.2269 | 9295.0762 | 10141.5083 | 10996.4601 | 11078.5076 | 12218.5954 | 12455.7362 | 12302.2416 | 13633.7137 | 14358.5515 | 14014.4787 | 15127.2169 | 16256.6917 | 16087.8327 | 17275.6136 | 17278.2038 | 16708.2989 | 18242.7157 | 18983.4137 | 18468.0463 | 19881.3113
VIC1 | Behind the meter battery | 74.3056 | 92.44 | 111.7344 | 156.8119 | 212.09 | 243.6602 | 282.6219 | 319.434 | 377.8895 | 439.4914 | 505.2185 | 572.8675 | 639.1484 | 714.1982 | 795.0575 | 858.1453 | 908.5127 | 935.1099 | 971.8935 | 1005.2009 | 1028.9371 | 1040.4307 | 1046.8501 | 1051.4154 | 1058.0828
VIC1 | Behind the meter battery pump | 87.4501 | 108.8465 | 131.5376 | 184.5847 | 249.5654 | 286.8384 | 332.788 | 375.8552 | 444.8213 | 517.3706 | 594.5868 | 674.2645 | 752.1378 | 840.4146 | 935.8569 | 1009.9236 | 1069.8581 | 1100.7998 | 1144.0157 | 1183.0999 | 1211.4056 | 1224.7479 | 1232.417 | 1237.8581 | 1245.9798
Region | Technology | 2023-24 | 2024-25 | 2025-26 | 2026-27 | 2027-28 | 2028-29 | 2029-30 | 2030-31 | 2031-32 | 2032-33 | 2033-34 | 2034-35 | 2035-36 | 2036-37 | 2037-38 | 2038-39 | 2039-40 | 2040-41 | 2041-42 | 2042-43 | 2043-44 | 2044-45 | 2045-46 | 2046-47 | 2047-48
SA1 | Distributed PV | 3686.0805 | 3814.2687 | 3837.7269 | 4211.5584 | 4573.0931 | 4564.7688 | 4955.5626 | 5212.4683 | 5433.7491 | 5819.2761 | 5875.1165 | 5810.3299 | 6258.3674 | 6671.7631 | 6543.0423 | 7049.8156 | 7350.78 | 7523.4267 | 7881.5336 | 7790.2875 | 7552.1072 | 8025.0433 | 8474.1539 | 8258.704 | 8853.3293
SA1 | Behind the meter battery | 71.0192 | 89.6673 | 101.7879 | 119.0914 | 133.3156 | 146.5653 | 160.4315 | 172.1233 | 193.4864 | 213.6313 | 233.2561 | 254.1035 | 272.9282 | 288.5968 | 302.4709 | 316.6818 | 322.4368 | 324.9961 | 328.8503 | 329.3369 | 329.16 | 328.7858 | 328.2839 | 326.0934 | 326.3788
SA1 | Behind the meter battery pump | 83.5976 | 105.4994 | 119.845 | 140.1663 | 156.8845 | 172.5952 | 188.8314 | 202.6048 | 227.6558 | 251.4252 | 274.468 | 299.1179 | 321.125 | 339.6593 | 355.8732 | 372.7692 | 379.5602 | 382.628 | 387.265 | 387.8524 | 387.4805 | 386.9109 | 386.3605 | 383.9947 | 384.2929
Region | Technology | 2023-24 | 2024-25 | 2025-26 | 2026-27 | 2027-28 | 2028-29 | 2029-30 | 2030-31 | 2031-32 | 2032-33 | 2033-34 | 2034-35 | 2035-36 | 2036-37 | 2037-38 | 2038-39 | 2039-40 | 2040-41 | 2041-42 | 2042-43 | 2043-44 | 2044-45 | 2045-46 | 2046-47 | 2047-48
TAS1 | Distributed PV | 312.7249 | 346.9174 | 360.7958 | 414.8181 | 443.6406 | 464.3661 | 495.9387 | 534.3816 | 559.8497 | 611.2996 | 644.4863 | 646.1889 | 717.837 | 743.3638 | 750.9728 | 782.203 | 827.1581 | 842.963 | 889.706 | 914.7558 | 895.466 | 982.1257 | 1009.5987 | 1018.9754 | 1058.2496
TAS1 | Behind the meter battery | 9.3993 | 11.8151 | 15.0362 | 18.6296 | 22.3637 | 25.4624 | 29.8406 | 33.7829 | 40.3291 | 46.464 | 52.4454 | 58.3304 | 63.9508 | 68.8593 | 73.5936 | 78.0644 | 81.6012 | 84.5979 | 87.9648 | 90.3275 | 91.9504 | 92.17 | 92.6337 | 92.5128 | 92.7409
TAS1 | Behind the meter battery pump | 11.0628 | 13.9029 | 17.7034 | 21.9205 | 26.3105 | 29.9642 | 35.1198 | 39.7616 | 47.4871 | 54.7023 | 61.7545 | 68.6434 | 75.2589 | 81.0734 | 86.6068 | 91.9166 | 96.0772 | 99.5998 | 103.4889 | 106.3442 | 108.1638 | 108.5032 | 109.0789 | 108.9129 | 109.1302

## Option 1_Capacity
Installed capacity by technology (MW) - Option 1, Progressive Change Scenario
Capacity calculated on 1 July. In early study years some wind and solar projects enter later in the financial year and are therefore reflected in the following financial year's capacity.
Explicitly modelled generation
Region | Technology | 2023-24 | 2024-25 | 2025-26 | 2026-27 | 2027-28 | 2028-29 | 2029-30 | 2030-31 | 2031-32 | 2032-33 | 2033-34 | 2034-35 | 2035-36 | 2036-37 | 2037-38 | 2038-39 | 2039-40 | 2040-41 | 2041-42 | 2042-43 | 2043-44 | 2044-45 | 2045-46 | 2046-47 | 2047-48
NEM | Black Coal | 16456 | 16456 | 13713.7464 | 11949.2084 | 11131.8389 | 11131.7991 | 9941.4479 | 9941.4449 | 9941.4419 | 9941.4419 | 7416.3854 | 7416.3854 | 7135.9966 | 6435.9978 | 5285.9999 | 5285.9996 | 5285.9996 | 3895.9996 | 3895.9996 | 3151.9996 | 2786.9998 | 2421.9987 | 2056.9996 | 1691.9999 | 1691.9999
NEM | Brown Coal | 4835 | 4835 | 3694.9247 | 3694.9201 | 3413.9708 | 3341.3729 | 3239.1562 | 3239.1549 | 3239.1548 | 3239.1548 | 3239.1548 | 3239.1548 | 3239.1548 | 3239.1548 | 3239.1548 | 3009.6199 | 3009.6199 | 3009.6197 | 3009.6197 | 2875.6022 | 2875.6021 | 2809.4512 | 1159.9851 | 1159.9851 | 0
NEM | CCGT | 2954.9 | 2774.9022 | 2774.9025 | 2774.9026 | 2774.9027 | 2774.9031 | 2774.9033 | 2774.9037 | 2774.9037 | 2774.9044 | 2774.9062 | 2774.9071 | 2774.9077 | 2389.9077 | 1860.9093 | 1860.9093 | 1716.5094 | 1716.5096 | 1716.5104 | 1716.5105 | 1276.5121 | 1276.5122 | 632.0155 | 388.0202 | 388.0326
NEM | Gas - Steam | 1300 | 1300 | 1300 | 1300 | 1300 | 1300 | 1300 | 1300 | 1300 | 1300 | 1300 | 1300 | 500 | 500 | 500 | 500 | 0 | 0 | 0 | 0 | 0 | 0 | 0 | 0 | 0
NEM | OCGT / Diesel | 7382.1675 | 8396.326 | 8632.2673 | 8632.2677 | 8632.268 | 8632.2708 | 8632.2757 | 8742.3 | 8742.3003 | 8465.4411 | 8516.7276 | 9114.2541 | 9034.2642 | 9034.2644 | 9034.2808 | 9034.2809 | 8594.2811 | 8474.2819 | 8474.3044 | 8380.3047 | 8424.8135 | 10034.5575 | 10316.82 | 11344.1477 | 11157.7095
NEM | Hydro | 7507.42 | 7507.42 | 7507.42 | 7507.42 | 7507.42 | 7507.42 | 7507.42 | 7507.42 | 7507.42 | 7507.42 | 7507.42 | 7507.42 | 7507.42 | 7507.42 | 7421.02 | 7421.02 | 7421.02 | 7421.02 | 7421.02 | 7355.02 | 7355.02 | 7355.02 | 7355.02 | 7355.02 | 7355.02
NEM | Hydrogen Turbine | 0 | 0 | 0 | 0 | 0 | 0 | 0 | 0 | 0 | 0 | 0 | 0 | 0 | 0 | 0 | 0 | 0 | 0 | 0 | 0 | 0 | 0 | 0 | 0 | 0
NEM | Wind | 10568.1573 | 12006.645 | 13676.0711 | 15681.9776 | 17741.6595 | 20076.2444 | 21878.5326 | 21902.5903 | 22039.8115 | 22860.0545 | 26711.4885 | 28211.8134 | 30079.1536 | 33627.2819 | 38006.9461 | 41056.8967 | 40851.8362 | 41387.9747 | 43114.2471 | 46045.6582 | 46102.7842 | 46332.6014 | 49076.1286 | 55104.0889 | 59401.0162
NEM | Solar PV | 9555.0052 | 9955.0111 | 9955.0177 | 9955.0285 | 9955.0341 | 10246.4289 | 11048.8543 | 11048.8595 | 11042.7414 | 11042.751 | 14195.9747 | 14307.3456 | 14803.8392 | 15732.9073 | 19753.1667 | 19602.8823 | 20158.5756 | 22391.7821 | 25300.2785 | 28536.9762 | 33078.5165 | 32825.7975 | 36820.0273 | 46690.1931 | 50032.5716
NEM | Grid Battery | 1004.6371 | 1004.6413 | 1004.6527 | 1004.6537 | 1004.6551 | 1120.9841 | 1145.3649 | 1115.3782 | 1115.3803 | 1648.2396 | 3371.6452 | 3451.2489 | 4278.1848 | 4228.1891 | 6417.7131 | 6417.7161 | 6417.7211 | 6513.0494 | 9538.9399 | 9538.9439 | 9508.2038 | 9770.6036 | 10498.18 | 11094.0535 | 11828.4581
NEM | Pumped Hydro | 810 | 810 | 1991.1344 | 1991.1372 | 4625.0138 | 4908.6992 | 4959.3232 | 4959.3301 | 4959.3326 | 4959.3917 | 5232.9574 | 5308.5941 | 5608.1806 | 5608.1818 | 5875.6163 | 5875.617 | 5875.6178 | 5878.9202 | 6217.5662 | 6217.5679 | 6487.7918 | 6880.8553 | 7522.3073 | 8540.8389 | 8540.8408
NEM | VPP | 147.505 | 233.726 | 341.185 | 499.254 | 694.248 | 914.655 | 1207.518 | 1463.328 | 1850.787 | 2292.603 | 2793.529 | 3356.326 | 3965.785 | 4611.247 | 5307.57 | 6042.26 | 6743.424 | 7427.66 | 8128.819 | 8833.502 | 9521.793 | 10184.092 | 10839.15 | 11484.627 | 12143.078
Total excluding storage |  | 60558.65 | 63231.3044 | 61254.3498 | 61495.7249 | 62457.094 | 65010.4391 | 66322.5899 | 66456.6732 | 66587.7737 | 67131.1677 | 71662.0573 | 73871.2804 | 75074.7361 | 78466.934 | 85101.4776 | 87771.6087 | 87037.8418 | 88297.1876 | 92931.9795 | 98062.0714 | 101900.2481 | 103055.9385 | 107416.9961 | 123733.455 | 130026.3497
Region | Technology | 2023-24 | 2024-25 | 2025-26 | 2026-27 | 2027-28 | 2028-29 | 2029-30 | 2030-31 | 2031-32 | 2032-33 | 2033-34 | 2034-35 | 2035-36 | 2036-37 | 2037-38 | 2038-39 | 2039-40 | 2040-41 | 2041-42 | 2042-43 | 2043-44 | 2044-45 | 2045-46 | 2046-47 | 2047-48
NSW1 | Black Coal | 8330 | 8330 | 6732.9711 | 5161.4708 | 4690.6363 | 4690.6363 | 3915.0602 | 3915.0595 | 3915.0565 | 3915.0564 | 1390 | 1390 | 1390 | 1390 | 1390 | 1390 | 1390 | 0 | 0 | 0 | 0 | 0 | 0 | 0 | 0
NSW1 | Brown Coal | 0 | 0 | 0 | 0 | 0 | 0 | 0 | 0 | 0 | 0 | 0 | 0 | 0 | 0 | 0 | 0 | 0 | 0 | 0 | 0 | 0 | 0 | 0 | 0 | 0
NSW1 | CCGT | 440 | 440.0005 | 440.0007 | 440.0007 | 440.0007 | 440.0007 | 440.0008 | 440.001 | 440.001 | 440.0011 | 440.0022 | 440.0023 | 440.0023 | 440.0023 | 440.0023 | 440.0023 | 440.0023 | 440.0023 | 440.0027 | 440.0027 | 0.0033292 | 0.0033452 | 0.003756 | 0.0064044 | 0.0064367
NSW1 | Gas - Steam | 0 | 0 | 0 | 0 | 0 | 0 | 0 | 0 | 0 | 0 | 0 | 0 | 0 | 0 | 0 | 0 | 0 | 0 | 0 | 0 | 0 | 0 | 0 | 0 | 0
NSW1 | OCGT / Diesel | 1889.0013 | 2903.1592 | 3139.1002 | 3139.1002 | 3139.1002 | 3139.1002 | 3139.1048 | 3631.6287 | 3631.6287 | 3631.6288 | 4276.4095 | 4276.4095 | 4276.4095 | 4276.4095 | 4276.4096 | 4276.4096 | 4276.4096 | 4276.4097 | 4276.4097 | 4276.4098 | 4276.4101 | 3427.4156 | 3427.4159 | 3427.4164 | 3427.4164
NSW1 | Hydro | 2525 | 2525 | 2525 | 2525 | 2525 | 2525 | 2525 | 2525 | 2525 | 2525 | 2525 | 2525 | 2525 | 2525 | 2525 | 2525 | 2525 | 2525 | 2525 | 2525 | 2525 | 2525 | 2525 | 2525 | 2525
NSW1 | Hydrogen Turbine | 0 | 0 | 0 | 0 | 0 | 0 | 0 | 0 | 0 | 0 | 0 | 0 | 0 | 0 | 0 | 0 | 0 | 0 | 0 | 0 | 0 | 0 | 0 | 0 | 0
NSW1 | Wind | 2220.7307 | 3359.652 | 4380.3768 | 5711.4746 | 6993.1478 | 8418.7292 | 9422.3684 | 9422.3691 | 9422.3692 | 9422.37 | 10418.6194 | 11152.1798 | 11152.2055 | 11802.7181 | 12368.9639 | 15354.1305 | 15354.1314 | 15060.8196 | 15796.1796 | 15814.0805 | 15595.3247 | 16060.3428 | 16896.3166 | 18157.9498 | 19924.4981
NSW1 | Solar PV | 4201.0158 | 4455.0201 | 4455.0206 | 4455.0272 | 4455.0287 | 4746.4219 | 5548.8442 | 5548.8454 | 5548.8458 | 5548.8476 | 8702.0544 | 8813.3978 | 9228.2431 | 9841.4151 | 10381.9898 | 10231.6919 | 10759.5283 | 12657.3175 | 13004.6779 | 13625.3509 | 15027.0956 | 15165.4206 | 16143.2471 | 19707.4159 | 19950.5218
NSW1 | Grid Battery | 50.0192 | 50.0226 | 50.0326 | 50.0327 | 50.034 | 166.3597 | 190.7395 | 190.7495 | 190.75 | 723.4846 | 2244.4675 | 2244.4696 | 2244.4715 | 2194.474 | 2194.4903 | 2194.4916 | 2194.4937 | 2194.4995 | 3305.6049 | 3305.6067 | 3305.5907 | 3486.807 | 3647.6629 | 4039.0529 | 4039.0543
NSW1 | Pumped Hydro | 240 | 240 | 1171.1107 | 1171.111 | 3804.9862 | 4088.6607 | 4139.2813 | 4139.2819 | 4139.2819 | 4139.2823 | 4141.4888 | 4141.4888 | 4141.4889 | 4141.489 | 4141.4891 | 4141.4892 | 4141.4894 | 4141.4896 | 4141.4921 | 4141.4924 | 4141.4926 | 4499.2665 | 4499.2669 | 4499.2672 | 4499.2674
NSW1 | VPP | 35.03 | 66.47 | 108.385 | 164.936 | 231.892 | 309.833 | 419.293 | 513.868 | 645.85 | 793.288 | 960.428 | 1151.337 | 1358.675 | 1573.175 | 1800.084 | 2041.852 | 2261.248 | 2472.415 | 2678.062 | 2873.125 | 3061.828 | 3253.437 | 3451.644 | 3655.963 | 3874.157
Total excluding storage |  | 19605.7478 | 22012.8319 | 21672.4694 | 21432.0735 | 22242.9137 | 23959.8884 | 24990.3783 | 25482.9036 | 25482.9011 | 25482.904 | 27752.0856 | 28596.9893 | 29011.8604 | 30275.545 | 31382.3657 | 34217.2344 | 34745.0716 | 34959.5492 | 36042.2699 | 36680.844 | 37423.8336 | 37178.1824 | 38991.9834 | 43817.7885 | 45827.4428
Region | Technology | 2023-24 | 2024-25 | 2025-26 | 2026-27 | 2027-28 | 2028-29 | 2029-30 | 2030-31 | 2031-32 | 2032-33 | 2033-34 | 2034-35 | 2035-36 | 2036-37 | 2037-38 | 2038-39 | 2039-40 | 2040-41 | 2041-42 | 2042-43 | 2043-44 | 2044-45 | 2045-46 | 2046-47 | 2047-48
QLD1 | Black Coal | 8126 | 8126 | 6980.7753 | 6787.7376 | 6441.2025 | 6441.1627 | 6026.3877 | 6026.3854 | 6026.3854 | 6026.3854 | 6026.3854 | 6026.3854 | 5745.9966 | 5045.9978 | 3895.9999 | 3895.9996 | 3895.9996 | 3895.9996 | 3895.9996 | 3151.9996 | 2786.9998 | 2421.9987 | 2056.9996 | 1691.9999 | 1691.9999
QLD1 | Brown Coal | 0 | 0 | 0 | 0 | 0 | 0 | 0 | 0 | 0 | 0 | 0 | 0 | 0 | 0 | 0 | 0 | 0 | 0 | 0 | 0 | 0 | 0 | 0 | 0 | 0
QLD1 | CCGT | 1597.9 | 1597.9005 | 1597.9005 | 1597.9006 | 1597.9006 | 1597.9008 | 1597.9008 | 1597.9008 | 1597.9008 | 1597.901 | 1597.9015 | 1597.9018 | 1597.9021 | 1212.9021 | 1212.903 | 1212.903 | 1068.503 | 1068.503 | 1068.503 | 1068.5031 | 1068.5032 | 1068.5032 | 424.0032 | 180.0052 | 180.0052
QLD1 | Gas - Steam | 0 | 0 | 0 | 0 | 0 | 0 | 0 | 0 | 0 | 0 | 0 | 0 | 0 | 0 | 0 | 0 | 0 | 0 | 0 | 0 | 0 | 0 | 0 | 0 | 0
QLD1 | OCGT / Diesel | 1954.5016 | 1954.5016 | 1954.5018 | 1954.5019 | 1954.5019 | 1954.5044 | 1954.5045 | 1954.5045 | 1954.5045 | 1954.5047 | 1531.0096 | 2128.5353 | 2128.5359 | 2128.5359 | 2128.5502 | 2128.5502 | 2128.5502 | 2128.5503 | 2128.5503 | 2128.5504 | 2128.5504 | 2128.5505 | 2128.5522 | 3309.8792 | 3309.8792
QLD1 | Hydro | 152.4 | 152.4 | 152.4 | 152.4 | 152.4 | 152.4 | 152.4 | 152.4 | 152.4 | 152.4 | 152.4 | 152.4 | 152.4 | 152.4 | 66 | 66 | 66 | 66 | 66 | 0 | 0 | 0 | 0 | 0 | 0
QLD1 | Hydrogen Turbine | 0 | 0 | 0 | 0 | 0 | 0 | 0 | 0 | 0 | 0 | 0 | 0 | 0 | 0 | 0 | 0 | 0 | 0 | 0 | 0 | 0 | 0 | 0 | 0 | 0
QLD1 | Wind | 1126.4218 | 1299.4222 | 1299.4248 | 1847.6684 | 2532.1087 | 3314.5451 | 4077.3787 | 4077.3802 | 4077.3806 | 4548.5418 | 5702.8477 | 6338.7266 | 7137.9952 | 8749.4511 | 10920.8188 | 10920.819 | 10920.8191 | 10920.8195 | 11805.7047 | 13067.4608 | 13572.9833 | 13425.045 | 15191.9747 | 17494.5147 | 18351.1878
QLD1 | Solar PV | 3707.7891 | 3853.7896 | 3853.7904 | 3853.7939 | 3853.7969 | 3853.7979 | 3853.8002 | 3853.8005 | 3853.8007 | 3853.8015 | 3853.8121 | 3853.8199 | 3935.4537 | 4251.3138 | 7528.8732 | 7528.8733 | 7528.8734 | 7864.2773 | 8348.7794 | 10411.5432 | 11857.7014 | 11656.6029 | 12589.099 | 17565.0207 | 18463.6377
QLD1 | Grid Battery | 100.0043 | 100.0044 | 100.0052 | 100.0054 | 100.0054 | 100.0087 | 100.0088 | 100.009 | 100.0092 | 100.1163 | 357.8584 | 462.4545 | 877.2692 | 877.2695 | 2838.2593 | 2838.2597 | 2838.2602 | 2838.2609 | 3320.5667 | 3320.5673 | 3554.1237 | 3554.1242 | 3554.1244 | 3758.6057 | 3758.6067
QLD1 | Pumped Hydro | 570 | 570 | 820.0056 | 820.0063 | 820.0066 | 820.0163 | 820.0165 | 820.0167 | 820.0168 | 820.0604 | 1091.3745 | 1107.3401 | 1107.3407 | 1107.3409 | 1174.7098 | 1174.7099 | 1174.71 | 1174.7102 | 1325.949 | 1325.9496 | 1596.1721 | 1596.1724 | 2030.8561 | 3049.3868 | 3049.3869
QLD1 | VPP | 18.839 | 30.972 | 50.94 | 79.949 | 118.984 | 166.928 | 232.955 | 293.171 | 401.006 | 528.819 | 672.521 | 830.615 | 1001.178 | 1179.758 | 1370.761 | 1575.428 | 1781.484 | 1996.105 | 2224.29 | 2464.134 | 2698.938 | 2914.556 | 3118.301 | 3309.404 | 3496.463
Total excluding storage |  | 16665.0124 | 16984.0139 | 15838.7928 | 16194.0023 | 16531.9106 | 17314.311 | 17662.3719 | 17662.3715 | 17662.3721 | 18133.5344 | 18864.3564 | 20097.769 | 20698.2834 | 21540.6007 | 25753.145 | 25753.1451 | 25608.7453 | 25944.1497 | 27313.537 | 29828.0571 | 31414.738 | 30700.7003 | 32390.6288 | 40241.4197 | 41996.7098
Region | Technology | 2023-24 | 2024-25 | 2025-26 | 2026-27 | 2027-28 | 2028-29 | 2029-30 | 2030-31 | 2031-32 | 2032-33 | 2033-34 | 2034-35 | 2035-36 | 2036-37 | 2037-38 | 2038-39 | 2039-40 | 2040-41 | 2041-42 | 2042-43 | 2043-44 | 2044-45 | 2045-46 | 2046-47 | 2047-48
VIC1 | Black Coal | 0 | 0 | 0 | 0 | 0 | 0 | 0 | 0 | 0 | 0 | 0 | 0 | 0 | 0 | 0 | 0 | 0 | 0 | 0 | 0 | 0 | 0 | 0 | 0 | 0
VIC1 | Brown Coal | 4835 | 4835 | 3694.9247 | 3694.9201 | 3413.9708 | 3341.3729 | 3239.1562 | 3239.1549 | 3239.1548 | 3239.1548 | 3239.1548 | 3239.1548 | 3239.1548 | 3239.1548 | 3239.1548 | 3009.6199 | 3009.6199 | 3009.6197 | 3009.6197 | 2875.6022 | 2875.6021 | 2809.4512 | 1159.9851 | 1159.9851 | 0
VIC1 | CCGT | 0 | 0.00043188 | 0.00048034 | 0.00051551 | 0.00053455 | 0.00059787 | 0.00060236 | 0.00067456 | 0.00067659 | 0.00077896 | 0.00092074 | 0.0011086 | 0.0012949 | 0.0013013 | 0.0014313 | 0.0014329 | 0.0014616 | 0.0016234 | 0.0018664 | 0.0018878 | 0.0022261 | 0.0022643 | 0.0045119 | 0.0046485 | 0.016734
VIC1 | Gas - Steam | 500 | 500 | 500 | 500 | 500 | 500 | 500 | 500 | 500 | 500 | 500 | 500 | 500 | 500 | 500 | 500 | 0 | 0 | 0 | 0 | 0 | 0 | 0 | 0 | 0
VIC1 | OCGT / Diesel | 1900.0015 | 1900.002 | 1900.002 | 1900.0021 | 1900.0021 | 1900.0022 | 1900.0022 | 1900.0023 | 1900.0024 | 1900.0026 | 1730.0031 | 1730.0032 | 1730.0069 | 1730.007 | 1730.0071 | 1730.0071 | 1290.0071 | 1290.0072 | 1290.0233 | 1196.0233 | 1196.0235 | 3299.85 | 3582.1081 | 3582.1082 | 3395.6697
VIC1 | Hydro | 2279.02 | 2279.02 | 2279.02 | 2279.02 | 2279.02 | 2279.02 | 2279.02 | 2279.02 | 2279.02 | 2279.02 | 2279.02 | 2279.02 | 2279.02 | 2279.02 | 2279.02 | 2279.02 | 2279.02 | 2279.02 | 2279.02 | 2279.02 | 2279.02 | 2279.02 | 2279.02 | 2279.02 | 2279.02
VIC1 | Hydrogen Turbine | 0 | 0 | 0 | 0 | 0 | 0 | 0 | 0 | 0 | 0 | 0 | 0 | 0 | 0 | 0 | 0 | 0 | 0 | 0 | 0 | 0 | 0 | 0 | 0 | 0
VIC1 | Wind | 4181.3664 | 4181.3672 | 4703.5013 | 4703.5015 | 4703.5017 | 4703.5024 | 4703.5026 | 4703.5042 | 4703.5045 | 4703.5064 | 5291.5138 | 5262.2357 | 5514.4206 | 6373.9715 | 7136.4661 | 7176.8451 | 7250.2581 | 7546.3224 | 7652.3431 | 9080.7453 | 9054.4128 | 8742.428 | 8769.5537 | 9570.5203 | 10200.5088
VIC1 | Solar PV | 1081.5752 | 1081.5756 | 1081.5802 | 1081.5803 | 1081.5804 | 1081.5804 | 1081.5805 | 1081.5807 | 1081.5807 | 1081.5822 | 1081.5843 | 1081.5878 | 1081.5968 | 1081.5996 | 1081.6018 | 1081.6149 | 1081.6245 | 1081.6333 | 2059.7096 | 2612.9642 | 3333.0839 | 3413.1345 | 4720.7252 | 5198.756 | 7315.6873
VIC1 | Grid Battery | 375.3344 | 375.335 | 375.3352 | 375.3355 | 375.3355 | 375.3355 | 375.3357 | 375.3366 | 375.3369 | 375.3424 | 320.0192 | 320.0198 | 422.5471 | 422.5476 | 422.5489 | 422.5492 | 422.5501 | 500.2821 | 1273.5101 | 1273.511 | 1273.5075 | 1273.5081 | 1450.0228 | 1450.0232 | 2184.4193
VIC1 | Pumped Hydro | 0 | 0 | 0.004995 | 0.005776 | 0.0058892 | 0.0060438 | 0.0062304 | 0.0076358 | 0.007741 | 0.0092242 | 0.014265 | 0.014569 | 0.024222 | 0.024493 | 0.024752 | 0.024889 | 0.025064 | 0.025271 | 0.033734 | 0.033944 | 0.034206 | 0.056983 | 0.062912 | 0.063149 | 0.063484
VIC1 | VPP | 18.14 | 30.966 | 48.356 | 81.886 | 130.08 | 178.929 | 243.189 | 298.85 | 380.501 | 475.761 | 587.452 | 715.438 | 858.697 | 1021.476 | 1205.085 | 1393.239 | 1583.141 | 1759.539 | 1945.965 | 2139.656 | 2332.826 | 2516.465 | 2694.652 | 2867.767 | 3041.66
Total excluding storage |  | 14776.9631 | 14776.9652 | 14159.0287 | 14159.0245 | 13878.0754 | 13805.4784 | 13703.2621 | 13703.2627 | 13703.2631 | 13703.2668 | 14121.277 | 14092.0026 | 14344.2004 | 15203.7542 | 15966.2512 | 15777.1084 | 14910.5311 | 15206.6043 | 16290.7175 | 18044.3569 | 18738.1446 | 20543.8859 | 20511.3966 | 21790.3943 | 23190.9026
Region | Technology | 2023-24 | 2024-25 | 2025-26 | 2026-27 | 2027-28 | 2028-29 | 2029-30 | 2030-31 | 2031-32 | 2032-33 | 2033-34 | 2034-35 | 2035-36 | 2036-37 | 2037-38 | 2038-39 | 2039-40 | 2040-41 | 2041-42 | 2042-43 | 2043-44 | 2044-45 | 2045-46 | 2046-47 | 2047-48
SA1 | Black Coal | 0 | 0 | 0 | 0 | 0 | 0 | 0 | 0 | 0 | 0 | 0 | 0 | 0 | 0 | 0 | 0 | 0 | 0 | 0 | 0 | 0 | 0 | 0 | 0 | 0
SA1 | Brown Coal | 0 | 0 | 0 | 0 | 0 | 0 | 0 | 0 | 0 | 0 | 0 | 0 | 0 | 0 | 0 | 0 | 0 | 0 | 0 | 0 | 0 | 0 | 0 | 0 | 0
SA1 | CCGT | 709 | 529.0005 | 529.0005 | 529.0005 | 529.0005 | 529.0006 | 529.0006 | 529.0007 | 529.0007 | 529.0008 | 529.0009 | 529.0012 | 529.0013 | 529.0013 | 0.0016643 | 0.0016677 | 0.0016824 | 0.0016987 | 0.0017355 | 0.0017529 | 0.0022725 | 0.0022749 | 0.0026611 | 0.0026968 | 0.0027668
SA1 | Gas - Steam | 800 | 800 | 800 | 800 | 800 | 800 | 800 | 800 | 800 | 800 | 800 | 800 | 0 | 0 | 0 | 0 | 0 | 0 | 0 | 0 | 0 | 0 | 0 | 0 | 0
SA1 | OCGT / Diesel | 1460.6616 | 1460.6616 | 1460.6617 | 1460.6618 | 1460.6619 | 1460.662 | 1460.6621 | 1078.1623 | 1078.1624 | 801.3026 | 801.3028 | 801.3032 | 721.3077 | 721.3078 | 721.3092 | 721.3092 | 721.3093 | 721.3093 | 721.313 | 721.313 | 765.8213 | 1120.7284 | 1120.7286 | 966.7286 | 966.7287
SA1 | Hydro | 0 | 0 | 0 | 0 | 0 | 0 | 0 | 0 | 0 | 0 | 0 | 0 | 0 | 0 | 0 | 0 | 0 | 0 | 0 | 0 | 0 | 0 | 0 | 0 | 0
SA1 | Hydrogen Turbine | 0 | 0 | 0 | 0 | 0 | 0 | 0 | 0 | 0 | 0 | 0 | 0 | 0 | 0 | 0 | 0 | 0 | 0 | 0 | 0 | 0 | 0 | 0 | 0 | 0
SA1 | Wind | 2349.7225 | 2349.7233 | 2349.7239 | 2349.7249 | 2316.7263 | 2316.7285 | 2225.9799 | 2114.0011 | 2114.0046 | 2261.9731 | 3260.7591 | 3260.8304 | 3633.78 | 3991.3698 | 4394.1363 | 4418.541 | 4140.0661 | 4673.4515 | 4673.4527 | 4896.8034 | 4693.4951 | 4969.432 | 5053.7532 | 6419.4121 | 7447.3462
SA1 | Solar PV | 564.6237 | 564.6241 | 564.6247 | 564.625 | 564.6257 | 564.6262 | 564.6268 | 564.6297 | 558.5106 | 558.5154 | 558.5187 | 558.534 | 558.5383 | 558.5711 | 760.6933 | 760.6934 | 788.5405 | 788.5449 | 1887.1006 | 1887.1052 | 2860.6193 | 2590.6198 | 3366.9282 | 4218.9725 | 4302.6957
SA1 | Grid Battery | 479.2753 | 479.2753 | 479.2754 | 479.2756 | 479.2756 | 479.2756 | 479.2759 | 449.2773 | 449.2777 | 449.2855 | 449.2879 | 424.2913 | 733.876 | 733.8767 | 962.388 | 962.3884 | 962.3894 | 979.9669 | 1639.2154 | 1639.2159 | 1374.942 | 1456.124 | 1846.3295 | 1846.3304 | 1846.3314
SA1 | Pumped Hydro | 0 | 0 | 0.0037497 | 0.0040445 | 0.0043488 | 0.0046428 | 0.0048305 | 0.0058208 | 0.0059164 | 0.0073063 | 0.0082242 | 0.0089277 | 0.013479 | 0.013732 | 0.014271 | 0.014345 | 0.014457 | 0.014902 | 0.016076 | 0.0163 | 0.016798 | 0.019707 | 0.022976 | 0.023099 | 0.023396
SA1 | VPP | 73.309 | 101.551 | 127.312 | 163.025 | 199.606 | 240.464 | 286.775 | 326.415 | 383.775 | 445.521 | 513.296 | 587.389 | 662.828 | 739.025 | 819.479 | 904.197 | 974.713 | 1040.888 | 1105.8 | 1166.083 | 1221.982 | 1278.505 | 1338.987 | 1401.095 | 1464.679
Total excluding storage |  | 5884.0077 | 5704.0095 | 5704.0108 | 5704.0122 | 5671.0144 | 5671.0173 | 5580.2694 | 5085.7937 | 5079.6783 | 4950.792 | 5949.5815 | 5949.6688 | 5442.6272 | 5800.2499 | 5876.1405 | 5900.5453 | 5649.9175 | 6183.3074 | 7281.868 | 7505.2234 | 8319.938 | 8680.7824 | 9541.4126 | 11605.1159 | 12716.7734
Region | Technology | 2023-24 | 2024-25 | 2025-26 | 2026-27 | 2027-28 | 2028-29 | 2029-30 | 2030-31 | 2031-32 | 2032-33 | 2033-34 | 2034-35 | 2035-36 | 2036-37 | 2037-38 | 2038-39 | 2039-40 | 2040-41 | 2041-42 | 2042-43 | 2043-44 | 2044-45 | 2045-46 | 2046-47 | 2047-48
TAS1 | Black Coal | 0 | 0 | 0 | 0 | 0 | 0 | 0 | 0 | 0 | 0 | 0 | 0 | 0 | 0 | 0 | 0 | 0 | 0 | 0 | 0 | 0 | 0 | 0 | 0 | 0
TAS1 | Brown Coal | 0 | 0 | 0 | 0 | 0 | 0 | 0 | 0 | 0 | 0 | 0 | 0 | 0 | 0 | 0 | 0 | 0 | 0 | 0 | 0 | 0 | 0 | 0 | 0 | 0
TAS1 | CCGT | 208 | 208.0003 | 208.0004 | 208.0004 | 208.0004 | 208.0004 | 208.0005 | 208.0005 | 208.0005 | 208.0006 | 208.0006 | 208.0007 | 208.0008 | 208.0008 | 208.0009 | 208.0009 | 208.0009 | 208.0009 | 208.001 | 208.001 | 208.0011 | 208.0011 | 208.0013 | 208.0013 | 208.0015
TAS1 | Gas - Steam | 0 | 0 | 0 | 0 | 0 | 0 | 0 | 0 | 0 | 0 | 0 | 0 | 0 | 0 | 0 | 0 | 0 | 0 | 0 | 0 | 0 | 0 | 0 | 0 | 0
TAS1 | OCGT / Diesel | 178.0015 | 178.0016 | 178.0017 | 178.0018 | 178.0018 | 178.002 | 178.0021 | 178.0022 | 178.0023 | 178.0025 | 178.0026 | 178.0028 | 178.0042 | 178.0042 | 178.0047 | 178.0048 | 178.0048 | 58.0054 | 58.0081 | 58.0081 | 58.0082 | 58.0131 | 58.0152 | 58.0153 | 58.0155
TAS1 | Hydro | 2551 | 2551 | 2551 | 2551 | 2551 | 2551 | 2551 | 2551 | 2551 | 2551 | 2551 | 2551 | 2551 | 2551 | 2551 | 2551 | 2551 | 2551 | 2551 | 2551 | 2551 | 2551 | 2551 | 2551 | 2551
TAS1 | Hydrogen Turbine | 0 | 0 | 0 | 0 | 0 | 0 | 0 | 0 | 0 | 0 | 0 | 0 | 0 | 0 | 0 | 0 | 0 | 0 | 0 | 0 | 0 | 0 | 0 | 0 | 0
TAS1 | Wind | 689.9159 | 816.4802 | 943.0442 | 1069.6082 | 1196.1751 | 1322.7392 | 1449.3031 | 1585.3357 | 1722.5527 | 1923.6633 | 2037.7484 | 2197.8409 | 2640.7524 | 2709.7715 | 3186.561 | 3186.5612 | 3186.5615 | 3186.5617 | 3186.567 | 3186.5681 | 3186.5683 | 3135.3536 | 3164.5304 | 3461.692 | 3477.4753
TAS1 | Solar PV | 0.0014358 | 0.0016683 | 0.0018151 | 0.0020396 | 0.0024264 | 0.0025075 | 0.0026909 | 0.003252 | 0.0035354 | 0.0042128 | 0.0052013 | 0.006187 | 0.007318 | 0.0077518 | 0.0086509 | 0.008744 | 0.0090148 | 0.0091411 | 0.010961 | 0.012719 | 0.016324 | 0.019745 | 0.027741 | 0.027989 | 0.028941
TAS1 | Grid Battery | 0.0038749 | 0.0039023 | 0.0042977 | 0.0045202 | 0.0045286 | 0.0045463 | 0.0050887 | 0.0058925 | 0.0065018 | 0.010733 | 0.012245 | 0.013576 | 0.020984 | 0.021309 | 0.026718 | 0.027074 | 0.027647 | 0.040042 | 0.042748 | 0.043026 | 0.039969 | 0.040331 | 0.040423 | 0.041293 | 0.046463
TAS1 | Pumped Hydro | 0 | 0 | 0.0093424 | 0.010097 | 0.010735 | 0.011527 | 0.014319 | 0.018088 | 0.020174 | 0.032441 | 0.071665 | 59.7417 | 359.3133 | 359.3137 | 559.3784 | 559.3786 | 559.3789 | 562.6803 | 750.0753 | 750.0756 | 750.0761 | 785.3398 | 992.0984 | 992.0987 | 992.0996
TAS1 | VPP | 2.187 | 3.767 | 6.192 | 9.458 | 13.686 | 18.501 | 25.306 | 31.024 | 39.655 | 49.214 | 59.832 | 71.547 | 84.407 | 97.813 | 112.161 | 127.544 | 142.838 | 158.713 | 174.702 | 190.504 | 206.219 | 221.129 | 235.566 | 250.398 | 266.119
Total excluding storage |  | 3626.9188 | 3753.4838 | 3880.0481 | 4006.6124 | 4133.1798 | 4259.744 | 4386.3083 | 4522.3417 | 4659.559 | 4860.6706 | 4974.7569 | 5134.8507 | 5577.7647 | 5646.7842 | 6123.5752 | 6123.5755 | 6123.5763 | 6003.5771 | 6003.5871 | 6003.59 | 6003.5939 | 5952.3875 | 5981.5747 | 6278.7366 | 6294.5212
Explicitly modelled pumping
Region | Technology | 2023-24 | 2024-25 | 2025-26 | 2026-27 | 2027-28 | 2028-29 | 2029-30 | 2030-31 | 2031-32 | 2032-33 | 2033-34 | 2034-35 | 2035-36 | 2036-37 | 2037-38 | 2038-39 | 2039-40 | 2040-41 | 2041-42 | 2042-43 | 2043-44 | 2044-45 | 2045-46 | 2046-47 | 2047-48
NEM | Grid Battery pump | 1004.6371 | 1004.6413 | 1004.6527 | 1004.6537 | 1004.6551 | 1120.9841 | 1145.3649 | 1115.3782 | 1115.3803 | 1648.2396 | 3371.6452 | 3451.2489 | 4278.1848 | 4228.1891 | 6417.7131 | 6417.7161 | 6417.7211 | 6513.0494 | 9538.9399 | 9538.9439 | 9508.2038 | 9770.6036 | 10498.18 | 11094.0535 | 11828.4581
NEM | Pumped Hydro Pump | 1310 | 1310 | 2491.1344 | 2491.1372 | 5125.0138 | 5408.6992 | 5459.3232 | 5459.3301 | 5459.3326 | 5459.3917 | 5732.9574 | 5808.5941 | 6108.1806 | 6108.1818 | 6375.6163 | 6375.617 | 6375.6178 | 6378.9202 | 6717.5662 | 6717.5679 | 6987.7918 | 7380.8553 | 8022.3073 | 9040.8389 | 9040.8408
NEM | VPP pump | 147.505 | 233.726 | 341.185 | 499.254 | 694.248 | 914.655 | 1207.518 | 1463.328 | 1850.787 | 2292.603 | 2793.529 | 3356.326 | 3965.785 | 4611.247 | 5307.57 | 6042.26 | 6743.424 | 7427.66 | 8128.819 | 8833.502 | 9521.793 | 10184.092 | 10839.15 | 11484.627 | 12143.078
Region | Technology | 2023-24 | 2024-25 | 2025-26 | 2026-27 | 2027-28 | 2028-29 | 2029-30 | 2030-31 | 2031-32 | 2032-33 | 2033-34 | 2034-35 | 2035-36 | 2036-37 | 2037-38 | 2038-39 | 2039-40 | 2040-41 | 2041-42 | 2042-43 | 2043-44 | 2044-45 | 2045-46 | 2046-47 | 2047-48
NSW1 | Grid Battery pump | 50.0192 | 50.0226 | 50.0326 | 50.0327 | 50.034 | 166.3597 | 190.7395 | 190.7495 | 190.75 | 723.4846 | 2244.4675 | 2244.4696 | 2244.4715 | 2194.474 | 2194.4903 | 2194.4916 | 2194.4937 | 2194.4995 | 3305.6049 | 3305.6067 | 3305.5907 | 3486.807 | 3647.6629 | 4039.0529 | 4039.0543
NSW1 | Pumped Hydro Pump | 840 | 840 | 1771.1107 | 1771.111 | 4404.9862 | 4688.6607 | 4739.2813 | 4739.2819 | 4739.2819 | 4739.2823 | 4741.4888 | 4741.4888 | 4741.4889 | 4741.489 | 4741.4891 | 4741.4892 | 4741.4894 | 4741.4896 | 4741.4921 | 4741.4924 | 4741.4926 | 5099.2665 | 5099.2669 | 5099.2672 | 5099.2674
NSW1 | VPP pump | 35.03 | 66.47 | 108.385 | 164.936 | 231.892 | 309.833 | 419.293 | 513.868 | 645.85 | 793.288 | 960.428 | 1151.337 | 1358.675 | 1573.175 | 1800.084 | 2041.852 | 2261.248 | 2472.415 | 2678.062 | 2873.125 | 3061.828 | 3253.437 | 3451.644 | 3655.963 | 3874.157
Region | Technology | 2023-24 | 2024-25 | 2025-26 | 2026-27 | 2027-28 | 2028-29 | 2029-30 | 2030-31 | 2031-32 | 2032-33 | 2033-34 | 2034-35 | 2035-36 | 2036-37 | 2037-38 | 2038-39 | 2039-40 | 2040-41 | 2041-42 | 2042-43 | 2043-44 | 2044-45 | 2045-46 | 2046-47 | 2047-48
QLD1 | Grid Battery pump | 100.0043 | 100.0044 | 100.0052 | 100.0054 | 100.0054 | 100.0087 | 100.0088 | 100.009 | 100.0092 | 100.1163 | 357.8584 | 462.4545 | 877.2692 | 877.2695 | 2838.2593 | 2838.2597 | 2838.2602 | 2838.2609 | 3320.5667 | 3320.5673 | 3554.1237 | 3554.1242 | 3554.1244 | 3758.6057 | 3758.6067
QLD1 | Pumped Hydro Pump | 470 | 470 | 720.0056 | 720.0063 | 720.0066 | 720.0163 | 720.0165 | 720.0167 | 720.0168 | 720.0604 | 991.3745 | 1007.3401 | 1007.3407 | 1007.3409 | 1074.7098 | 1074.7099 | 1074.71 | 1074.7102 | 1225.949 | 1225.9496 | 1496.1721 | 1496.1724 | 1930.8561 | 2949.3868 | 2949.3869
QLD1 | VPP pump | 18.839 | 30.972 | 50.94 | 79.949 | 118.984 | 166.928 | 232.955 | 293.171 | 401.006 | 528.819 | 672.521 | 830.615 | 1001.178 | 1179.758 | 1370.761 | 1575.428 | 1781.484 | 1996.105 | 2224.29 | 2464.134 | 2698.938 | 2914.556 | 3118.301 | 3309.404 | 3496.463
Region | Technology | 2023-24 | 2024-25 | 2025-26 | 2026-27 | 2027-28 | 2028-29 | 2029-30 | 2030-31 | 2031-32 | 2032-33 | 2033-34 | 2034-35 | 2035-36 | 2036-37 | 2037-38 | 2038-39 | 2039-40 | 2040-41 | 2041-42 | 2042-43 | 2043-44 | 2044-45 | 2045-46 | 2046-47 | 2047-48
VIC1 | Grid Battery pump | 375.3344 | 375.335 | 375.3352 | 375.3355 | 375.3355 | 375.3355 | 375.3357 | 375.3366 | 375.3369 | 375.3424 | 320.0192 | 320.0198 | 422.5471 | 422.5476 | 422.5489 | 422.5492 | 422.5501 | 500.2821 | 1273.5101 | 1273.511 | 1273.5075 | 1273.5081 | 1450.0228 | 1450.0232 | 2184.4193
VIC1 | Pumped Hydro Pump | 0 | 0 | 0.004995 | 0.005776 | 0.0058892 | 0.0060438 | 0.0062304 | 0.0076358 | 0.007741 | 0.0092242 | 0.014265 | 0.014569 | 0.024222 | 0.024493 | 0.024752 | 0.024889 | 0.025064 | 0.025271 | 0.033734 | 0.033944 | 0.034206 | 0.056983 | 0.062912 | 0.063149 | 0.063484
VIC1 | VPP pump | 18.14 | 30.966 | 48.356 | 81.886 | 130.08 | 178.929 | 243.189 | 298.85 | 380.501 | 475.761 | 587.452 | 715.438 | 858.697 | 1021.476 | 1205.085 | 1393.239 | 1583.141 | 1759.539 | 1945.965 | 2139.656 | 2332.826 | 2516.465 | 2694.652 | 2867.767 | 3041.66
Region | Technology | 2023-24 | 2024-25 | 2025-26 | 2026-27 | 2027-28 | 2028-29 | 2029-30 | 2030-31 | 2031-32 | 2032-33 | 2033-34 | 2034-35 | 2035-36 | 2036-37 | 2037-38 | 2038-39 | 2039-40 | 2040-41 | 2041-42 | 2042-43 | 2043-44 | 2044-45 | 2045-46 | 2046-47 | 2047-48
SA1 | Grid Battery pump | 479.2753 | 479.2753 | 479.2754 | 479.2756 | 479.2756 | 479.2756 | 479.2759 | 449.2773 | 449.2777 | 449.2855 | 449.2879 | 424.2913 | 733.876 | 733.8767 | 962.388 | 962.3884 | 962.3894 | 979.9669 | 1639.2154 | 1639.2159 | 1374.942 | 1456.124 | 1846.3295 | 1846.3304 | 1846.3314
SA1 | Pumped Hydro Pump | 0 | 0 | 0.0037497 | 0.0040445 | 0.0043488 | 0.0046428 | 0.0048305 | 0.0058208 | 0.0059164 | 0.0073063 | 0.0082242 | 0.0089277 | 0.013479 | 0.013732 | 0.014271 | 0.014345 | 0.014457 | 0.014902 | 0.016076 | 0.0163 | 0.016798 | 0.019707 | 0.022976 | 0.023099 | 0.023396
SA1 | VPP pump | 73.309 | 101.551 | 127.312 | 163.025 | 199.606 | 240.464 | 286.775 | 326.415 | 383.775 | 445.521 | 513.296 | 587.389 | 662.828 | 739.025 | 819.479 | 904.197 | 974.713 | 1040.888 | 1105.8 | 1166.083 | 1221.982 | 1278.505 | 1338.987 | 1401.095 | 1464.679
Region | Technology | 2023-24 | 2024-25 | 2025-26 | 2026-27 | 2027-28 | 2028-29 | 2029-30 | 2030-31 | 2031-32 | 2032-33 | 2033-34 | 2034-35 | 2035-36 | 2036-37 | 2037-38 | 2038-39 | 2039-40 | 2040-41 | 2041-42 | 2042-43 | 2043-44 | 2044-45 | 2045-46 | 2046-47 | 2047-48
TAS1 | Grid Battery pump | 0.0038749 | 0.0039023 | 0.0042977 | 0.0045202 | 0.0045286 | 0.0045463 | 0.0050887 | 0.0058925 | 0.0065018 | 0.010733 | 0.012245 | 0.013576 | 0.020984 | 0.021309 | 0.026718 | 0.027074 | 0.027647 | 0.040042 | 0.042748 | 0.043026 | 0.039969 | 0.040331 | 0.040423 | 0.041293 | 0.046463
TAS1 | Pumped Hydro Pump | 0 | 0 | 0.0093424 | 0.010097 | 0.010735 | 0.011527 | 0.014319 | 0.018088 | 0.020174 | 0.032441 | 0.071665 | 59.7417 | 359.3133 | 359.3137 | 559.3784 | 559.3786 | 559.3789 | 562.6803 | 750.0753 | 750.0756 | 750.0761 | 785.3398 | 992.0984 | 992.0987 | 992.0996
TAS1 | VPP pump | 2.187 | 3.767 | 6.192 | 9.458 | 13.686 | 18.501 | 25.306 | 31.024 | 39.655 | 49.214 | 59.832 | 71.547 | 84.407 | 97.813 | 112.161 | 127.544 | 142.838 | 158.713 | 174.702 | 190.504 | 206.219 | 221.129 | 235.566 | 250.398 | 266.119
Non-controllable capacity
Region | Technology | 2023-24 | 2024-25 | 2025-26 | 2026-27 | 2027-28 | 2028-29 | 2029-30 | 2030-31 | 2031-32 | 2032-33 | 2033-34 | 2034-35 | 2035-36 | 2036-37 | 2037-38 | 2038-39 | 2039-40 | 2040-41 | 2041-42 | 2042-43 | 2043-44 | 2044-45 | 2045-46 | 2046-47 | 2047-48
NEM | Distributed PV | 19612.644 | 21356.0886 | 23089.896 | 24768.0806 | 26406.502 | 27736.0481 | 28800.692 | 29772.9057 | 31044.0825 | 32320.1702 | 33578.086 | 34817.6264 | 35932.495 | 36964.9362 | 37971.8979 | 38944.3172 | 39891.8042 | 40788.6995 | 41676.3494 | 42602.5514 | 43546.1732 | 44719.549 | 46001.5839 | 47326.2073 | 48630.1029
NEM | Behind the meter battery | 744.916 | 917.1465 | 1214.503 | 1523.354 | 1933.941 | 2354.63 | 2716.4505 | 3174.1105 | 3609.2435 | 4287.7985 | 5010.698 | 5755.6655 | 6520.6945 | 7237.922 | 7943.767 | 8631.897 | 9281.092 | 9756.6515 | 10166.7125 | 10528.134 | 10830.553 | 11013.404 | 11152.464 | 11231.6745 | 11258.357
NEM | Behind the meter battery pump | 744.916 | 917.1465 | 1214.503 | 1523.354 | 1933.941 | 2354.63 | 2716.4505 | 3174.1105 | 3609.2435 | 4287.7985 | 5010.698 | 5755.6655 | 6520.6945 | 7237.922 | 7943.767 | 8631.897 | 9281.092 | 9756.6515 | 10166.7125 | 10528.134 | 10830.553 | 11013.404 | 11152.464 | 11231.6745 | 11258.357
Region | Technology | 2023-24 | 2024-25 | 2025-26 | 2026-27 | 2027-28 | 2028-29 | 2029-30 | 2030-31 | 2031-32 | 2032-33 | 2033-34 | 2034-35 | 2035-36 | 2036-37 | 2037-38 | 2038-39 | 2039-40 | 2040-41 | 2041-42 | 2042-43 | 2043-44 | 2044-45 | 2045-46 | 2046-47 | 2047-48
NSW1 | Distributed PV | 6242.9296 | 6773.4568 | 7314.9002 | 7845.6317 | 8363.8364 | 8849.7288 | 9251.2415 | 9616.8764 | 10054.4429 | 10479.0237 | 10892.0426 | 11295.8069 | 11655.128 | 11981.6055 | 12299.0904 | 12606.157 | 12903.746 | 13190.144 | 13471.1311 | 13775.3154 | 14089.4021 | 14489.3265 | 14927.893 | 15382.1953 | 15829.1463
NSW1 | Behind the meter battery | 272.86 | 342.408 | 492.3885 | 638.0985 | 797.9705 | 941.9675 | 1074.9155 | 1258.761 | 1431.83 | 1668.596 | 1912.4335 | 2164.4295 | 2429.6735 | 2676.2475 | 2908.6255 | 3127.774 | 3338.674 | 3468.225 | 3574.1655 | 3651.5285 | 3696.841 | 3704.378 | 3716.8415 | 3724.723 | 3727.139
NSW1 | Behind the meter battery pump | 272.86 | 342.408 | 492.3885 | 638.0985 | 797.9705 | 941.9675 | 1074.9155 | 1258.761 | 1431.83 | 1668.596 | 1912.4335 | 2164.4295 | 2429.6735 | 2676.2475 | 2908.6255 | 3127.774 | 3338.674 | 3468.225 | 3574.1655 | 3651.5285 | 3696.841 | 3704.378 | 3716.8415 | 3724.723 | 3727.139
Region | Technology | 2023-24 | 2024-25 | 2025-26 | 2026-27 | 2027-28 | 2028-29 | 2029-30 | 2030-31 | 2031-32 | 2032-33 | 2033-34 | 2034-35 | 2035-36 | 2036-37 | 2037-38 | 2038-39 | 2039-40 | 2040-41 | 2041-42 | 2042-43 | 2043-44 | 2044-45 | 2045-46 | 2046-47 | 2047-48
QLD1 | Distributed PV | 5939.9612 | 6352.8331 | 6760.5777 | 7139.2175 | 7501.0502 | 7837.1768 | 8124.6055 | 8391.4809 | 8796.307 | 9218.9554 | 9636.7446 | 10046.3577 | 10414.7278 | 10756.8525 | 11091.3003 | 11411.603 | 11719.7176 | 12012.4217 | 12294.8837 | 12573.0513 | 12847.2008 | 13162.2168 | 13501.7569 | 13853.2947 | 14200.9776
QLD1 | Behind the meter battery | 142.0015 | 176.6905 | 220.383 | 291.1405 | 375.918 | 473.9345 | 567.999 | 689.927 | 806.7055 | 1028.584 | 1271.1665 | 1515.414 | 1755.8155 | 1977.0935 | 2187.738 | 2389.4565 | 2584.657 | 2742.619 | 2898.823 | 3049.6635 | 3191.7325 | 3290.658 | 3358.1235 | 3395.029 | 3404.2585
QLD1 | Behind the meter battery pump | 142.0015 | 176.6905 | 220.383 | 291.1405 | 375.918 | 473.9345 | 567.999 | 689.927 | 806.7055 | 1028.584 | 1271.1665 | 1515.414 | 1755.8155 | 1977.0935 | 2187.738 | 2389.4565 | 2584.657 | 2742.619 | 2898.823 | 3049.6635 | 3191.7325 | 3290.658 | 3358.1235 | 3395.029 | 3404.2585
Region | Technology | 2023-24 | 2024-25 | 2025-26 | 2026-27 | 2027-28 | 2028-29 | 2029-30 | 2030-31 | 2031-32 | 2032-33 | 2033-34 | 2034-35 | 2035-36 | 2036-37 | 2037-38 | 2038-39 | 2039-40 | 2040-41 | 2041-42 | 2042-43 | 2043-44 | 2044-45 | 2045-46 | 2046-47 | 2047-48
VIC1 | Distributed PV | 4723.1182 | 5337.1599 | 5941.9148 | 6536.5577 | 7126.021 | 7475.258 | 7735.8329 | 7973.1932 | 8258.9928 | 8547.7246 | 8837.9126 | 9132.4387 | 9405.0617 | 9663.9884 | 9914.2876 | 10157.4921 | 10399.9533 | 10619.9196 | 10846.0931 | 11090.6474 | 11342.2021 | 11673.9437 | 12040.7341 | 12420.6857 | 12795.2814
VIC1 | Behind the meter battery | 157.114 | 192.197 | 240.648 | 291.604 | 401.518 | 532.503 | 620.0425 | 723.538 | 824.236 | 973.984 | 1138.355 | 1315.6435 | 1502.1965 | 1684.529 | 1883.4225 | 2091.261 | 2276.7615 | 2429.2325 | 2546.262 | 2657.9365 | 2760.1385 | 2832.114 | 2886.242 | 2919.858 | 2935.631
VIC1 | Behind the meter battery pump | 157.114 | 192.197 | 240.648 | 291.604 | 401.518 | 532.503 | 620.0425 | 723.538 | 824.236 | 973.984 | 1138.355 | 1315.6435 | 1502.1965 | 1684.529 | 1883.4225 | 2091.261 | 2276.7615 | 2429.2325 | 2546.262 | 2657.9365 | 2760.1385 | 2832.114 | 2886.242 | 2919.858 | 2935.631
Region | Technology | 2023-24 | 2024-25 | 2025-26 | 2026-27 | 2027-28 | 2028-29 | 2029-30 | 2030-31 | 2031-32 | 2032-33 | 2033-34 | 2034-35 | 2035-36 | 2036-37 | 2037-38 | 2038-39 | 2039-40 | 2040-41 | 2041-42 | 2042-43 | 2043-44 | 2044-45 | 2045-46 | 2046-47 | 2047-48
SA1 | Distributed PV | 2413.5445 | 2572.1313 | 2724.0524 | 2871.2922 | 3013.9956 | 3147.2871 | 3242.6169 | 3326.1717 | 3443.323 | 3558.8946 | 3672.1593 | 3781.2551 | 3876.1797 | 3962.8478 | 4049.4277 | 4133.3341 | 4214.7051 | 4294.2704 | 4373.0913 | 4452.2831 | 4535.4369 | 4635.9168 | 4744.9674 | 4855.5598 | 4962.7933
SA1 | Behind the meter battery | 152.874 | 181.5835 | 230.4295 | 263.601 | 310.372 | 348.613 | 387.5035 | 424.69 | 458.704 | 512.6815 | 568.376 | 623.418 | 679.906 | 731.431 | 780.534 | 825.6865 | 869.45 | 894.354 | 914.7415 | 927.4025 | 933.213 | 933.121 | 934.8725 | 933.9995 | 932.102
SA1 | Behind the meter battery pump | 152.874 | 181.5835 | 230.4295 | 263.601 | 310.372 | 348.613 | 387.5035 | 424.69 | 458.704 | 512.6815 | 568.376 | 623.418 | 679.906 | 731.431 | 780.534 | 825.6865 | 869.45 | 894.354 | 914.7415 | 927.4025 | 933.213 | 933.121 | 934.8725 | 933.9995 | 932.102
Region | Technology | 2023-24 | 2024-25 | 2025-26 | 2026-27 | 2027-28 | 2028-29 | 2029-30 | 2030-31 | 2031-32 | 2032-33 | 2033-34 | 2034-35 | 2035-36 | 2036-37 | 2037-38 | 2038-39 | 2039-40 | 2040-41 | 2041-42 | 2042-43 | 2043-44 | 2044-45 | 2045-46 | 2046-47 | 2047-48
TAS1 | Distributed PV | 293.0905 | 320.5075 | 348.4509 | 375.3815 | 401.5988 | 426.5975 | 446.3952 | 465.1836 | 491.0168 | 515.5719 | 539.2269 | 561.768 | 581.3977 | 599.642 | 617.7919 | 635.7309 | 653.6822 | 671.9438 | 691.1501 | 711.2541 | 731.9313 | 758.1452 | 786.2325 | 814.4718 | 841.9042
TAS1 | Behind the meter battery | 20.0665 | 24.2675 | 30.654 | 38.91 | 48.1625 | 57.612 | 65.99 | 77.1945 | 87.768 | 103.953 | 120.367 | 136.7605 | 153.103 | 168.621 | 183.447 | 197.719 | 211.5495 | 222.221 | 232.7205 | 241.603 | 248.628 | 253.133 | 256.3845 | 258.065 | 259.2265
TAS1 | Behind the meter battery pump | 20.0665 | 24.2675 | 30.654 | 38.91 | 48.1625 | 57.612 | 65.99 | 77.1945 | 87.768 | 103.953 | 120.367 | 136.7605 | 153.103 | 168.621 | 183.447 | 197.719 | 211.5495 | 222.221 | 232.7205 | 241.603 | 248.628 | 253.133 | 256.3845 | 258.065 | 259.2265

## Option 1_VOM Cost
VOM cost by technology ($000s) - Option 1, Progressive Change Scenario
VOM | Real June 2021 dollars discounted to 1 July 2021
Explicitly modelled generation
Region | Technology | 2023-24 | 2024-25 | 2025-26 | 2026-27 | 2027-28 | 2028-29 | 2029-30 | 2030-31 | 2031-32 | 2032-33 | 2033-34 | 2034-35 | 2035-36 | 2036-37 | 2037-38 | 2038-39 | 2039-40 | 2040-41 | 2041-42 | 2042-43 | 2043-44 | 2044-45 | 2045-46 | 2046-47 | 2047-48
NEM | Black Coal | 283187.6622 | 259532.7335 | 234567.1344 | 199820.3751 | 176006.5866 | 165335.5724 | 137190.6408 | 128561.0235 | 118994.64 | 125023.8935 | 92783.6865 | 89911.0452 | 78844.5812 | 66786.2432 | 55481.6029 | 48717.7255 | 44835.1194 | 30875.7938 | 29951.1636 | 22471.6558 | 19630.6256 | 15002.5574 | 11669.1421 | 9940.3056 | 9104.0896
NEM | Brown Coal | 108349.8065 | 98619.787 | 77186.9517 | 70148.9106 | 60762.3656 | 57291.715 | 55304.8785 | 47071.2565 | 42909.3255 | 43139.426 | 41571.1615 | 40873.09 | 36366.6055 | 34568.149 | 34330.824 | 29559.0078 | 27136.9443 | 23859.2251 | 22694.6906 | 19841.1666 | 19175.6125 | 14938.4332 | 5075.1185 | 7183.5878 | 0
NEM | CCGT | 9964.9231 | 9202.8052 | 8773.9705 | 7856.2804 | 6410.1455 | 6446.9992 | 5940.2679 | 8287.709 | 5842.2825 | 9744.1359 | 19915.9999 | 22182.5352 | 17163.3389 | 17044.9409 | 15866.3591 | 11767.1488 | 10802.699 | 11630.307 | 9471.7005 | 10752.9298 | 7544.9483 | 7011.4516 | 3138.5199 | 1993.4898 | 1939.1517
NEM | Gas - Steam | 107.6713 | 118.987 | 195.2644 | 181.3194 | 208.0156 | 249.7528 | 41.5457 | 135.115 | 62.1117 | 161.0906 | 206.0644 | 683.2807 | 148.3041 | 163.7344 | 287.2464 | 143.9482 | 0 | 0 | 0 | 0 | 0 | 0 | 0 | 0 | 0
NEM | OCGT / Diesel | 804.3706 | 967.1931 | 793.0543 | 824.3998 | 780.2374 | 874.1714 | 250.9115 | 803.401 | 227.2622 | 1032.0155 | 2666.0837 | 5056.9353 | 2526.0617 | 4229.3118 | 8036.8679 | 2977.3581 | 7171.502 | 11716.3678 | 5967.9069 | 7822.1259 | 13056.026 | 8263.0689 | 11553.3836 | 14345.5044 | 14262.4364
NEM | Hydro | 91537.2674 | 91760.1222 | 93264.1673 | 80802.9937 | 70728.1804 | 81366.9184 | 77025.9265 | 75127.891 | 71849.3813 | 69169.4805 | 71993.2831 | 68992.409 | 60371.9602 | 51404.0426 | 55121.4515 | 45672.1445 | 42344.6304 | 40560.8344 | 36813.5689 | 36936.2244 | 36823.9978 | 32901.9804 | 28050.753 | 33636.442 | 31565.6612
NEM | Hydrogen Turbine | 0 | 0 | 0 | 0 | 0 | 0 | 0 | 0 | 0 | 0 | 0 | 0 | 0 | 0 | 0 | 0 | 0 | 0 | 0 | 0 | 0 | 0 | 0 | 0 | 0
NEM | Wind | 2704.0494 | 2807.3749 | 3216.4132 | 3656.3683 | 4079.5215 | 4167.2829 | 4255.9891 | 4047.6231 | 4064.3398 | 3835.5924 | 4175.5379 | 4211.6492 | 4528.685 | 4804.383 | 4938.762 | 5052.3918 | 4752.3924 | 4633.238 | 4494.1296 | 4412.1209 | 4142.3653 | 4077.8489 | 4161.9372 | 4332.4086 | 4355.3057
NEM | Solar PV | 1664.6244 | 1510.8678 | 1591.2701 | 1494.1929 | 1456.1246 | 1284.157 | 1343.8202 | 1317.7625 | 1301.5565 | 1229.4787 | 1526.6783 | 1442.63 | 1538.7621 | 1530.2824 | 1574.9518 | 1594.9471 | 1644.3019 | 1729.2149 | 1854.1693 | 1937.4906 | 2022.1524 | 1982.0999 | 2070.4743 | 2109.9655 | 2253.0706
NEM | Grid Battery | 42.3286 | 40.3558 | 41.3931 | 38.3622 | 35.6679 | 71.2782 | 74.1241 | 69.4094 | 63.7969 | 138.5606 | 401.3744 | 381.4338 | 546.0715 | 518.0633 | 850.7113 | 814.4619 | 791.5619 | 733.8361 | 1168.6466 | 1076.2876 | 1017.2084 | 1041.3694 | 1063.6033 | 992.4783 | 1012.3438
NEM | Pumped Hydro | 5596.9306 | 6324.4123 | 7677.5065 | 9712.0925 | 12011.6839 | 10416.112 | 10493.9773 | 12160.6391 | 9590.5897 | 10104.1345 | 10820.7042 | 11099.483 | 16600.6065 | 15749.9943 | 14905.2543 | 14625.9054 | 15758.5122 | 15075.8412 | 13354.9719 | 13339.1016 | 12435.2741 | 11979.5329 | 11214.3682 | 10756.5557 | 9441.4173
NEM | VPP | 9.6848 | 14.4306 | 21.4182 | 28.9498 | 36.8739 | 42.994 | 52.7774 | 59.2096 | 68.3726 | 81.9645 | 93.4322 | 101.4383 | 113.5204 | 124.1768 | 128.6135 | 137.248 | 145.2474 | 143.3351 | 151.2588 | 153.4901 | 152.6972 | 158.2434 | 159.0955 | 153.9843 | 154.6453
Total excluding storage |  | 498320.3748 | 464519.8707 | 419588.2259 | 364784.8402 | 320431.1772 | 317016.5692 | 281353.9802 | 265351.7816 | 245250.8995 | 253335.1131 | 234838.4953 | 233353.5747 | 201488.2987 | 180531.0873 | 175638.0655 | 145484.6717 | 138687.5895 | 125004.9811 | 111247.3295 | 104173.7139 | 102395.7279 | 84177.4404 | 65719.3286 | 73541.7037 | 63479.7153
Region | Technology | 2023-24 | 2024-25 | 2025-26 | 2026-27 | 2027-28 | 2028-29 | 2029-30 | 2030-31 | 2031-32 | 2032-33 | 2033-34 | 2034-35 | 2035-36 | 2036-37 | 2037-38 | 2038-39 | 2039-40 | 2040-41 | 2041-42 | 2042-43 | 2043-44 | 2044-45 | 2045-46 | 2046-47 | 2047-48
NSW1 | Black Coal | 127787.1395 | 112284.452 | 101927.5036 | 86004.6945 | 70774.5482 | 65697.468 | 48604.8931 | 46820.267 | 44729.6105 | 48744.2665 | 18455.601 | 18191.951 | 16402.7865 | 13440.0375 | 15527.076 | 12716.391 | 11349.199 | 0 | 0 | 0 | 0 | 0 | 0 | 0 | 0
NSW1 | Brown Coal | 0 | 0 | 0 | 0 | 0 | 0 | 0 | 0 | 0 | 0 | 0 | 0 | 0 | 0 | 0 | 0 | 0 | 0 | 0 | 0 | 0 | 0 | 0 | 0 | 0
NSW1 | CCGT | 33.071 | 40.0315 | 723.1693 | 385.7597 | 274.9268 | 177.8181 | 270.0245 | 1006.5279 | 400.9802 | 1083.9067 | 4892.1392 | 5350.5779 | 3430.3592 | 3793.0874 | 4494.0695 | 3182.6092 | 3173.8417 | 3421.7406 | 2828.1135 | 3127.2273 | 0.02144 | 0.019805 | 0.021282 | 0.035472 | 0.034043
NSW1 | Gas - Steam | 0 | 0 | 0 | 0 | 0 | 0 | 0 | 0 | 0 | 0 | 0 | 0 | 0 | 0 | 0 | 0 | 0 | 0 | 0 | 0 | 0 | 0 | 0 | 0 | 0
NSW1 | OCGT / Diesel | 17.984 | 25.078 | 125.6284 | 82.4109 | 65.2868 | 36.4409 | 41.2011 | 168.8955 | 34.1233 | 108.9332 | 877.217 | 1384.3739 | 355.3269 | 581.8157 | 761.1379 | 156.268 | 1017.8962 | 3319.5422 | 1632.2197 | 1624.2229 | 4397.1784 | 2063.1588 | 3156.9187 | 4059.4557 | 5123.2162
NSW1 | Hydro | 15729.5103 | 18164.7788 | 19120.5877 | 16892.7498 | 12968.6299 | 17959.0217 | 14232.5376 | 12576.5172 | 11105.8686 | 9894.5462 | 12015.2632 | 12022.4264 | 10464.0686 | 8502.8354 | 11604.9185 | 9309.2103 | 8318.7678 | 7882.2777 | 6413.0994 | 7250.4229 | 7329.9389 | 6586.8452 | 5214.1372 | 7253.0469 | 6828.8192
NSW1 | Hydrogen Turbine | 0 | 0 | 0 | 0 | 0 | 0 | 0 | 0 | 0 | 0 | 0 | 0 | 0 | 0 | 0 | 0 | 0 | 0 | 0 | 0 | 0 | 0 | 0 | 0 | 0
NSW1 | Wind | 617.7096 | 821.6122 | 1051.5602 | 1320.1573 | 1597.4095 | 1785.1487 | 1783.3968 | 1712.0477 | 1647.4675 | 1566.8627 | 1594.2197 | 1600.9702 | 1614.5635 | 1596.1772 | 1570.6975 | 1788.0505 | 1711.0873 | 1532.6583 | 1583.2315 | 1448.9639 | 1334.6412 | 1361.7144 | 1342.946 | 1396.9696 | 1375.379
NSW1 | Solar PV | 753.5722 | 675.4645 | 689.2779 | 675.3015 | 658.8754 | 599.4898 | 683.9797 | 694.2409 | 665.1087 | 634.2084 | 946.8329 | 892.5007 | 966.3274 | 966.713 | 829.8447 | 812.663 | 879.4116 | 962.4278 | 939.2857 | 919.9986 | 909.6072 | 922.925 | 918.9519 | 902.4145 | 891.3468
NSW1 | Grid Battery | 2.896 | 2.6167 | 2.7073 | 2.5122 | 2.2219 | 41.7538 | 47.3461 | 44.5793 | 41.4141 | 116.4055 | 346.4204 | 318.785 | 311.8285 | 296.0519 | 264.6033 | 251.7859 | 244.9278 | 219.1046 | 376.1898 | 344.4956 | 310.396 | 346.5123 | 339.0256 | 339.144 | 322.706
NSW1 | Pumped Hydro | 1553.0574 | 1614.7525 | 1803.4657 | 3442.2998 | 6325.2607 | 5794.086 | 5443.3522 | 7166.7469 | 5055.6136 | 5586.9837 | 6785.3716 | 7491.2496 | 13385.5525 | 12926.4912 | 13186.0976 | 12747.1651 | 13693.8147 | 13216.8282 | 11842.8919 | 11441.5626 | 10786.9129 | 10245.3913 | 9793.1864 | 9452.8194 | 8040.1489
NSW1 | VPP | 2.3609 | 4.1265 | 6.9339 | 9.8137 | 12.185 | 14.5122 | 18.4715 | 21.2055 | 24.5054 | 27.6435 | 30.868 | 33.9736 | 38.4642 | 41.8824 | 43.2156 | 46.2422 | 48.6712 | 47.4814 | 49.9324 | 49.8242 | 48.4306 | 51.492 | 50.8172 | 50.2948 | 50.512
Total excluding storage |  | 144938.9866 | 132011.417 | 123637.7271 | 105361.0737 | 86339.6766 | 86255.3872 | 65616.0329 | 62978.4963 | 58583.1588 | 62032.7236 | 38781.2729 | 39442.8002 | 33233.4321 | 28880.6662 | 34787.7442 | 27965.192 | 26450.2036 | 17118.6465 | 13395.9499 | 14370.8357 | 13971.3871 | 10934.6632 | 10632.9751 | 13611.9221 | 14218.7952
Region | Technology | 2023-24 | 2024-25 | 2025-26 | 2026-27 | 2027-28 | 2028-29 | 2029-30 | 2030-31 | 2031-32 | 2032-33 | 2033-34 | 2034-35 | 2035-36 | 2036-37 | 2037-38 | 2038-39 | 2039-40 | 2040-41 | 2041-42 | 2042-43 | 2043-44 | 2044-45 | 2045-46 | 2046-47 | 2047-48
QLD1 | Black Coal | 155400.5227 | 147248.2815 | 132639.6308 | 113815.6806 | 105232.0384 | 99638.1044 | 88585.7477 | 81740.7565 | 74265.0295 | 76279.627 | 74328.0855 | 71719.0942 | 62441.7947 | 53346.2057 | 39954.5269 | 36001.3345 | 33485.9204 | 30875.7938 | 29951.1636 | 22471.6558 | 19630.6256 | 15002.5574 | 11669.1421 | 9940.3056 | 9104.0896
QLD1 | Brown Coal | 0 | 0 | 0 | 0 | 0 | 0 | 0 | 0 | 0 | 0 | 0 | 0 | 0 | 0 | 0 | 0 | 0 | 0 | 0 | 0 | 0 | 0 | 0 | 0 | 0
QLD1 | CCGT | 5468.9384 | 5438.0633 | 6693.0612 | 6519.9233 | 5368.1854 | 5168.1782 | 5208.7712 | 6307.8472 | 5005.1126 | 6933.4027 | 11788.8432 | 11595.4053 | 11055.6086 | 10188.7118 | 11372.2551 | 8584.5076 | 7628.8258 | 8208.5355 | 6643.5554 | 7625.672 | 7544.8919 | 7011.3989 | 3138.452 | 1993.4074 | 1939.0065
QLD1 | Gas - Steam | 0 | 0 | 0 | 0 | 0 | 0 | 0 | 0 | 0 | 0 | 0 | 0 | 0 | 0 | 0 | 0 | 0 | 0 | 0 | 0 | 0 | 0 | 0 | 0 | 0
QLD1 | OCGT / Diesel | 8.9712 | 0.025093 | 29.6192 | 92.3181 | 39.9978 | 90.7604 | 67.4316 | 178.719 | 20.5713 | 249.2849 | 585.4962 | 426.2647 | 138.5853 | 1528.0971 | 3188.1125 | 786.6396 | 2408.041 | 4205.2751 | 1673.9412 | 3568.7539 | 3581.2402 | 3830.7927 | 4294.9167 | 4232.2342 | 4799.151
QLD1 | Hydro | 4651.5683 | 4471.4541 | 4374.4421 | 3952.5283 | 3843.7806 | 3687.029 | 3421.2241 | 3253.3826 | 3108.8428 | 2927.3755 | 2808.0763 | 2666.106 | 2554.309 | 2413.4295 | 817.5201 | 785.0862 | 735.2146 | 662.0193 | 588.7413 | 0 | 0 | 0 | 0 | 0 | 0
QLD1 | Hydrogen Turbine | 0 | 0 | 0 | 0 | 0 | 0 | 0 | 0 | 0 | 0 | 0 | 0 | 0 | 0 | 0 | 0 | 0 | 0 | 0 | 0 | 0 | 0 | 0 | 0 | 0
QLD1 | Wind | 333.5591 | 295.686 | 317.9072 | 472.8719 | 653.9411 | 771.0024 | 869.1625 | 834.4667 | 791.7249 | 815.2194 | 918.6184 | 979.0202 | 1066.199 | 1274.5786 | 1439.7337 | 1348.2439 | 1302.7626 | 1202.3159 | 1218.8996 | 1196.8174 | 1188.29 | 1111.4549 | 1244.5708 | 1360.0954 | 1342.0879
QLD1 | Solar PV | 648.5458 | 607.4335 | 667.1998 | 606.0051 | 589.9698 | 494.7986 | 483.6107 | 457.4628 | 475.3393 | 439.0315 | 437.3712 | 411.5688 | 429.1635 | 428.7959 | 603.7998 | 637.5942 | 622.7556 | 635.5739 | 638.579 | 736.0151 | 766.6809 | 727.6308 | 723.877 | 806.9776 | 897.4884
QLD1 | Grid Battery | 5.19 | 4.9154 | 5.011 | 4.7352 | 4.2929 | 3.9704 | 3.8356 | 3.5245 | 3.2371 | 3.0727 | 38.3742 | 48.8581 | 140.439 | 133.6607 | 463.5354 | 448.7102 | 435.5628 | 406.8306 | 462.7668 | 436.1797 | 429.2381 | 417.6751 | 394.7323 | 366.4641 | 375.3618
QLD1 | Pumped Hydro | 4043.8732 | 4709.6598 | 5874.0309 | 6269.7823 | 5686.4127 | 4622.0158 | 5050.6143 | 4993.8809 | 4534.9646 | 4517.1356 | 4035.3063 | 3594.8276 | 3149.2831 | 2759.9698 | 1625.4399 | 1790.3179 | 1974.7561 | 1768.4111 | 1418.0136 | 1808.5528 | 1564.4735 | 1649.1261 | 1319.7259 | 1212.1732 | 1307.0838
QLD1 | VPP | 1.1054 | 1.7186 | 2.9971 | 4.413 | 5.9158 | 7.7054 | 10.4949 | 12.0208 | 15.3762 | 19.6582 | 23.0686 | 25.6633 | 29.0977 | 31.691 | 33.6542 | 36.3042 | 38.8375 | 40.2519 | 42.9717 | 45.2922 | 46.2455 | 46.6972 | 47.4263 | 45.4867 | 46.4824
Total excluding storage |  | 166512.1055 | 158060.9435 | 144721.8603 | 125459.3273 | 115727.913 | 109849.873 | 98635.9478 | 92772.6348 | 83666.6204 | 87643.941 | 90866.4907 | 87797.4592 | 77685.6601 | 69179.8186 | 57375.9482 | 48143.406 | 46183.52 | 45789.5133 | 40714.8801 | 35598.9142 | 32711.7287 | 27683.8347 | 21070.9587 | 18333.0202 | 18081.8233
Region | Technology | 2023-24 | 2024-25 | 2025-26 | 2026-27 | 2027-28 | 2028-29 | 2029-30 | 2030-31 | 2031-32 | 2032-33 | 2033-34 | 2034-35 | 2035-36 | 2036-37 | 2037-38 | 2038-39 | 2039-40 | 2040-41 | 2041-42 | 2042-43 | 2043-44 | 2044-45 | 2045-46 | 2046-47 | 2047-48
VIC1 | Black Coal | 0 | 0 | 0 | 0 | 0 | 0 | 0 | 0 | 0 | 0 | 0 | 0 | 0 | 0 | 0 | 0 | 0 | 0 | 0 | 0 | 0 | 0 | 0 | 0 | 0
VIC1 | Brown Coal | 108349.8065 | 98619.787 | 77186.9517 | 70148.9106 | 60762.3656 | 57291.715 | 55304.8785 | 47071.2565 | 42909.3255 | 43139.426 | 41571.1615 | 40873.09 | 36366.6055 | 34568.149 | 34330.824 | 29559.0078 | 27136.9443 | 23859.2251 | 22694.6906 | 19841.1666 | 19175.6125 | 14938.4332 | 5075.1185 | 7183.5878 | 0
VIC1 | CCGT | 0 | 0.0072845 | 0.0077831 | 0.0078562 | 0.0077837 | 0.0082969 | 0.0078718 | 0.0084467 | 0.0079245 | 0.0087367 | 0.0097988 | 0.011353 | 0.012254 | 0.011696 | 0.01247 | 0.011564 | 0.011392 | 0.011888 | 0.012763 | 0.012321 | 0.014019 | 0.01324 | 0.025081 | 0.025611 | 0.089943
VIC1 | Gas - Steam | 18.5134 | 15.0255 | 81.8535 | 83.7446 | 112.346 | 146.1341 | 20.8836 | 55.1322 | 21.8528 | 56.2024 | 58.4374 | 128.2523 | 148.3041 | 163.7344 | 287.2464 | 143.9482 | 0 | 0 | 0 | 0 | 0 | 0 | 0 | 0 | 0
VIC1 | OCGT / Diesel | 90.1945 | 97.2065 | 161.1572 | 279.3314 | 278.3669 | 249.8878 | 29.1963 | 145.7358 | 64.1679 | 162.4151 | 95.6308 | 480.6206 | 637.4231 | 518.3351 | 813.9382 | 197.7762 | 1047.0417 | 1276.2 | 716.4081 | 543.6315 | 2001.3991 | 1432.5887 | 3161.6431 | 4998.7262 | 3384.3712
VIC1 | Hydro | 18064.8768 | 20706.1361 | 20235.4442 | 18158.4444 | 14413.3319 | 20489.6359 | 16195.4122 | 13281.4974 | 12551.015 | 10862.0293 | 12625.4889 | 12298.7531 | 11087.6703 | 8800.4465 | 12602.7728 | 9966.7362 | 8165.25 | 7710.1249 | 6670.734 | 7762.8672 | 7584.4333 | 6831.3954 | 5421.6103 | 7750.2216 | 7362.0376
VIC1 | Hydrogen Turbine | 0 | 0 | 0 | 0 | 0 | 0 | 0 | 0 | 0 | 0 | 0 | 0 | 0 | 0 | 0 | 0 | 0 | 0 | 0 | 0 | 0 | 0 | 0 | 0 | 0
VIC1 | Wind | 973.3761 | 906.8797 | 1038.8559 | 1005.2565 | 970.9576 | 839.7272 | 825.2319 | 758.0832 | 815.4747 | 676.3954 | 756.9478 | 740.836 | 781.8613 | 856.4644 | 818.9769 | 874.6577 | 801.8304 | 878.6135 | 770.3384 | 884.5782 | 822.3063 | 783.8379 | 769.3965 | 719.9384 | 763.6622
VIC1 | Solar PV | 163.3313 | 142.0314 | 146.5109 | 134.6183 | 129.3083 | 119.3694 | 111.053 | 105.5945 | 101.4773 | 99.8946 | 92.0999 | 87.7274 | 90.094 | 83.9949 | 77.4647 | 84.947 | 81.5756 | 74.8035 | 146.5047 | 166.8315 | 187.8252 | 193.5261 | 250.0756 | 224.6597 | 296.1939
VIC1 | Grid Battery | 16.7463 | 15.9543 | 16.8323 | 15.7033 | 14.836 | 12.8432 | 11.2331 | 10.6643 | 9.1014 | 9.5605 | 7.3944 | 6.5571 | 18.7881 | 17.7678 | 15.5395 | 14.8482 | 14.4207 | 24.1682 | 154.9429 | 142.0714 | 130.5297 | 130.4886 | 144.5351 | 127.3158 | 175.123
VIC1 | Pumped Hydro | 0 | 0 | 0.0027485 | 0.0030417 | 0.002906 | 0.0027379 | 0.0026682 | 0.0028281 | 0.0026725 | 0.0029903 | 0.00427 | 0.0040507 | 0.0060581 | 0.0059175 | 0.0054605 | 0.0051915 | 0.0052576 | 0.0050316 | 0.0061289 | 0.0058322 | 0.0056166 | 0.0093355 | 0.0096897 | 0.0087143 | 0.0081178
VIC1 | VPP | 1.2585 | 2.0163 | 3.3128 | 5.1787 | 7.9694 | 9.237 | 10.9934 | 12.5951 | 13.4876 | 17.9942 | 20.8911 | 22.9066 | 25.635 | 28.9136 | 29.8232 | 32.2814 | 34.7245 | 33.5501 | 36.0635 | 36.2341 | 36.5308 | 38.4459 | 38.8601 | 37.1906 | 37.5235
Total excluding storage |  | 127660.0985 | 120487.0734 | 98850.7812 | 89810.3136 | 76666.6841 | 79136.4777 | 72486.6633 | 61417.308 | 56463.3213 | 54996.3715 | 55199.7761 | 54609.2908 | 49111.9705 | 44991.136 | 48931.2356 | 40827.0847 | 37232.6534 | 33798.9789 | 30998.6886 | 29199.0873 | 29771.5905 | 24179.7946 | 14677.869 | 20877.1594 | 11806.3547
Region | Technology | 2023-24 | 2024-25 | 2025-26 | 2026-27 | 2027-28 | 2028-29 | 2029-30 | 2030-31 | 2031-32 | 2032-33 | 2033-34 | 2034-35 | 2035-36 | 2036-37 | 2037-38 | 2038-39 | 2039-40 | 2040-41 | 2041-42 | 2042-43 | 2043-44 | 2044-45 | 2045-46 | 2046-47 | 2047-48
SA1 | Black Coal | 0 | 0 | 0 | 0 | 0 | 0 | 0 | 0 | 0 | 0 | 0 | 0 | 0 | 0 | 0 | 0 | 0 | 0 | 0 | 0 | 0 | 0 | 0 | 0 | 0
SA1 | Brown Coal | 0 | 0 | 0 | 0 | 0 | 0 | 0 | 0 | 0 | 0 | 0 | 0 | 0 | 0 | 0 | 0 | 0 | 0 | 0 | 0 | 0 | 0 | 0 | 0 | 0
SA1 | CCGT | 4462.9137 | 3724.6973 | 1357.7265 | 950.5837 | 767.0197 | 1100.9888 | 461.4582 | 973.3192 | 436.1756 | 1726.8112 | 3235.0008 | 5236.5334 | 2677.3517 | 3063.1231 | 0.014505 | 0.013438 | 0.013129 | 0.012426 | 0.011909 | 0.011498 | 0.014294 | 0.013187 | 0.014622 | 0.01447 | 0.013965
SA1 | Gas - Steam | 89.1579 | 103.9616 | 113.4109 | 97.5748 | 95.6696 | 103.6187 | 20.6621 | 79.9828 | 40.2589 | 104.8882 | 147.6271 | 555.0284 | 0 | 0 | 0 | 0 | 0 | 0 | 0 | 0 | 0 | 0 | 0 | 0 | 0
SA1 | OCGT / Diesel | 687.2094 | 844.8723 | 476.6383 | 370.3282 | 396.5748 | 497.0712 | 113.0711 | 306.8947 | 108.3885 | 505.7061 | 1107.7274 | 2752.1987 | 1368.2979 | 1589.6025 | 3228.0695 | 1830.3532 | 2682.8505 | 2912.3614 | 1935.8816 | 2085.5105 | 3068.2431 | 924.9314 | 931.8209 | 1049.1648 | 941.6121
SA1 | Hydro | 0 | 0 | 0 | 0 | 0 | 0 | 0 | 0 | 0 | 0 | 0 | 0 | 0 | 0 | 0 | 0 | 0 | 0 | 0 | 0 | 0 | 0 | 0 | 0 | 0
SA1 | Hydrogen Turbine | 0 | 0 | 0 | 0 | 0 | 0 | 0 | 0 | 0 | 0 | 0 | 0 | 0 | 0 | 0 | 0 | 0 | 0 | 0 | 0 | 0 | 0 | 0 | 0 | 0
SA1 | Wind | 561.7433 | 534.524 | 504.9294 | 521.8755 | 498.641 | 440.2624 | 400.8817 | 366.1335 | 373.508 | 340.1343 | 483.3659 | 433.8879 | 536.8227 | 549.5064 | 546.8934 | 525.5465 | 456.7097 | 523.7391 | 460.9637 | 465.4539 | 387.3879 | 429.4022 | 414.9687 | 462.9289 | 511.3761
SA1 | Solar PV | 99.175 | 85.9382 | 88.2812 | 78.2679 | 77.9709 | 70.499 | 65.1766 | 60.464 | 59.6311 | 56.3439 | 50.3739 | 50.8327 | 53.1768 | 50.7782 | 63.8422 | 59.7425 | 60.5587 | 56.4094 | 129.7995 | 114.6447 | 158.0384 | 138.0173 | 177.5688 | 175.9128 | 168.0407
SA1 | Grid Battery | 17.4936 | 16.8667 | 16.8398 | 15.4088 | 14.3144 | 12.7084 | 11.7069 | 10.6388 | 10.0417 | 9.5182 | 9.1815 | 7.2296 | 75.0108 | 70.5779 | 107.0275 | 99.1123 | 96.6452 | 83.7257 | 174.7405 | 153.5344 | 147.0384 | 146.6873 | 185.3046 | 159.5491 | 139.1473
SA1 | Pumped Hydro | 0 | 0 | 0.0021705 | 0.0022539 | 0.0022918 | 0.0022694 | 0.0022397 | 0.0024166 | 0.0023423 | 0.0026615 | 0.0027998 | 0.002782 | 0.003865 | 0.0038112 | 0.0035969 | 0.0034846 | 0.0033719 | 0.0033493 | 0.0034143 | 0.0032445 | 0.0032138 | 0.0036508 | 0.0041038 | 0.0037345 | 0.0037342
SA1 | VPP | 4.932 | 6.5004 | 8.0463 | 9.2549 | 10.3902 | 10.9651 | 11.869 | 12.4164 | 13.7409 | 15.009 | 16.7416 | 16.9355 | 18.3626 | 19.6089 | 19.7888 | 20.3035 | 20.4897 | 19.4683 | 20.0793 | 19.7263 | 19.1125 | 19.2387 | 19.6499 | 18.7133 | 17.7689
Total excluding storage |  | 5900.1994 | 5293.9935 | 2540.9864 | 2018.6301 | 1835.8761 | 2212.4401 | 1061.2497 | 1786.7942 | 1017.9621 | 2733.8837 | 5024.0952 | 9028.4811 | 4635.6491 | 5253.0102 | 3838.8196 | 2415.6556 | 3200.1321 | 3492.5223 | 2526.6568 | 2665.6206 | 3613.6836 | 1492.364 | 1524.373 | 1688.021 | 1621.0429
Region | Technology | 2023-24 | 2024-25 | 2025-26 | 2026-27 | 2027-28 | 2028-29 | 2029-30 | 2030-31 | 2031-32 | 2032-33 | 2033-34 | 2034-35 | 2035-36 | 2036-37 | 2037-38 | 2038-39 | 2039-40 | 2040-41 | 2041-42 | 2042-43 | 2043-44 | 2044-45 | 2045-46 | 2046-47 | 2047-48
TAS1 | Black Coal | 0 | 0 | 0 | 0 | 0 | 0 | 0 | 0 | 0 | 0 | 0 | 0 | 0 | 0 | 0 | 0 | 0 | 0 | 0 | 0 | 0 | 0 | 0 | 0 | 0
TAS1 | Brown Coal | 0 | 0 | 0 | 0 | 0 | 0 | 0 | 0 | 0 | 0 | 0 | 0 | 0 | 0 | 0 | 0 | 0 | 0 | 0 | 0 | 0 | 0 | 0 | 0 | 0
TAS1 | CCGT | 0 | 0.0057462 | 0.0058329 | 0.0058291 | 0.005816 | 0.0058158 | 0.0060544 | 0.0061688 | 0.006148 | 0.0065645 | 0.006813 | 0.0072337 | 0.0071511 | 0.0068717 | 0.0073944 | 0.0069831 | 0.0070178 | 0.0066735 | 0.0069236 | 0.0066667 | 0.0066407 | 0.0065132 | 0.006919 | 0.0067912 | 0.0072238
TAS1 | Gas - Steam | 0 | 0 | 0 | 0 | 0 | 0 | 0 | 0 | 0 | 0 | 0 | 0 | 0 | 0 | 0 | 0 | 0 | 0 | 0 | 0 | 0 | 0 | 0 | 0 | 0
TAS1 | OCGT / Diesel | 0.011448 | 0.011174 | 0.011167 | 0.011108 | 0.011066 | 0.011135 | 0.011502 | 3.156 | 0.011173 | 5.6763 | 0.012298 | 13.4774 | 26.4285 | 11.4615 | 45.6097 | 6.3212 | 15.6725 | 2.9891 | 9.4562 | 0.0071368 | 7.9652 | 11.5974 | 8.0841 | 5.9235 | 14.086
TAS1 | Hydro | 53091.312 | 48417.7533 | 49533.6934 | 41799.2712 | 39502.438 | 39231.2319 | 43176.7526 | 46016.4938 | 45083.6549 | 45485.5296 | 44544.4548 | 42005.1235 | 36265.9123 | 31687.3311 | 30096.24 | 25611.1118 | 25125.398 | 24306.4126 | 23140.9942 | 21922.9343 | 21909.6255 | 19483.7398 | 17415.0055 | 18633.1735 | 17374.8045
TAS1 | Hydrogen Turbine | 0 | 0 | 0 | 0 | 0 | 0 | 0 | 0 | 0 | 0 | 0 | 0 | 0 | 0 | 0 | 0 | 0 | 0 | 0 | 0 | 0 | 0 | 0 | 0 | 0
TAS1 | Wind | 217.6613 | 248.673 | 303.1604 | 336.2072 | 358.5723 | 331.1422 | 377.3161 | 376.892 | 436.1646 | 436.9806 | 422.3862 | 456.9348 | 529.2385 | 527.6565 | 562.4605 | 515.893 | 480.0025 | 495.9112 | 460.6964 | 416.3075 | 409.7399 | 391.4395 | 390.0552 | 392.4762 | 362.8006
TAS1 | Solar PV | 0.00012018 | 0.00014753 | 0.00014833 | 0.00016312 | 0.00018185 | 0.00015065 | 0.0001651 | 0.00021209 | 0.00020559 | 0.00025353 | 0.0003351 | 0.00038962 | 0.00046717 | 0.00045436 | 0.00042072 | 0.00040963 | 0.00041621 | 0.00036422 | 0.00044533 | 0.00052843 | 0.00064494 | 0.00077911 | 0.0010329 | 0.00085601 | 0.0008833
TAS1 | Grid Battery | 0.0027219 | 0.0026243 | 0.0026868 | 0.0026868 | 0.0025714 | 0.0024369 | 0.0025042 | 0.0025525 | 0.0026389 | 0.0036713 | 0.0038823 | 0.0039147 | 0.0050355 | 0.0049142 | 0.0054192 | 0.0053183 | 0.0053271 | 0.0070751 | 0.0066604 | 0.0065392 | 0.0061758 | 0.0060089 | 0.0056046 | 0.005371 | 0.0056232
TAS1 | Pumped Hydro | 0 | 0 | 0.0049981 | 0.0051327 | 0.0051797 | 0.0051933 | 0.0058945 | 0.0060406 | 0.0065055 | 0.0095307 | 0.019157 | 13.399 | 65.7609 | 63.5236 | 93.7078 | 88.4137 | 89.9329 | 90.5935 | 94.0569 | 88.9771 | 83.8788 | 85.0024 | 101.442 | 91.5507 | 94.1727
TAS1 | VPP | 0.028066 | 0.068894 | 0.12813 | 0.28944 | 0.41347 | 0.57431 | 0.94855 | 0.97184 | 1.2626 | 1.6595 | 1.8628 | 1.9594 | 1.9609 | 2.081 | 2.1317 | 2.1166 | 2.5244 | 2.5835 | 2.2119 | 2.4133 | 2.3777 | 2.3695 | 2.342 | 2.2989 | 2.3585
Total excluding storage |  | 53308.9848 | 48666.4433 | 49836.871 | 42135.4955 | 39861.0274 | 39562.3912 | 43554.0865 | 46396.5482 | 45519.837 | 45928.1933 | 44966.8604 | 42475.5434 | 36821.587 | 32226.4563 | 30704.318 | 26133.3334 | 25621.0804 | 24805.32 | 23611.1542 | 22339.2561 | 22327.3379 | 19886.784 | 17813.1527 | 19031.5809 | 17751.6992
Explicitly modelled pumping
Region | Technology | 2023-24 | 2024-25 | 2025-26 | 2026-27 | 2027-28 | 2028-29 | 2029-30 | 2030-31 | 2031-32 | 2032-33 | 2033-34 | 2034-35 | 2035-36 | 2036-37 | 2037-38 | 2038-39 | 2039-40 | 2040-41 | 2041-42 | 2042-43 | 2043-44 | 2044-45 | 2045-46 | 2046-47 | 2047-48
NEM | Grid Battery pump | 50.1246 | 47.9188 | 49.0964 | 45.4782 | 42.3972 | 37.3295 | 34.0932 | 31.5203 | 28.5404 | 28.0127 | 24.5948 | 20.911 | 20.032 | 17.6194 | 15.9157 | 15.0788 | 14.4625 | 13.029 | 8.2786 | 7.8113 | 3.8094 | 3.6468 | 3.3821 | 3.0945 | 2.9042
NEM | Pumped Hydro Pump | 14251.676 | 15375.2382 | 17205.3683 | 20649.3713 | 21837.0402 | 17577.0651 | 20050.2627 | 19398.163 | 18088.2645 | 17466.4152 | 19062.2896 | 17844.0976 | 25830.585 | 25918.1836 | 21671.1927 | 23138.2993 | 23855.9454 | 23978.5893 | 19745.8862 | 21069.4664 | 17925.2679 | 18321.6159 | 17206.9766 | 15706.589 | 13441.5467
NEM | VPP pump | 11.381 | 16.9899 | 25.1889 | 34.0539 | 43.4329 | 50.536 | 62.2239 | 69.5294 | 80.6025 | 96.3495 | 109.902 | 119.3648 | 133.4893 | 146.1105 | 151.4897 | 161.6691 | 170.5152 | 169.0616 | 177.645 | 180.7796 | 179.3605 | 186.1807 | 187.5088 | 180.9345 | 181.8573
Region | Technology | 2023-24 | 2024-25 | 2025-26 | 2026-27 | 2027-28 | 2028-29 | 2029-30 | 2030-31 | 2031-32 | 2032-33 | 2033-34 | 2034-35 | 2035-36 | 2036-37 | 2037-38 | 2038-39 | 2039-40 | 2040-41 | 2041-42 | 2042-43 | 2043-44 | 2044-45 | 2045-46 | 2046-47 | 2047-48
NSW1 | Grid Battery pump | 3.425 | 3.1061 | 3.1952 | 2.9705 | 2.6256 | 2.3721 | 2.2409 | 2.1327 | 1.9403 | 1.7624 | 1.6172 | 1.4723 | 1.4549 | 0 | 0 | 0 | 0 | 0 | 0 | 0 | 0 | 0 | 0 | 0 | 0
NSW1 | Pumped Hydro Pump | 8483.7054 | 8729.5267 | 9104.0095 | 11986.2633 | 13977.9532 | 11194.184 | 13073.2472 | 12493.0608 | 11832.6297 | 11241.9136 | 13619.3039 | 13004.0856 | 21600.6946 | 22223.666 | 19521.1838 | 20791.0746 | 21245.9241 | 21631.5192 | 17924.7971 | 18710.3191 | 15959.1342 | 16223.5128 | 15620.4315 | 14399.7542 | 12031.0539
NSW1 | VPP pump | 2.7741 | 4.8658 | 8.1469 | 11.546 | 14.3387 | 17.0711 | 21.7821 | 24.8989 | 28.9023 | 32.4523 | 36.3257 | 40.0106 | 45.2069 | 49.2762 | 50.92 | 54.4802 | 57.1142 | 56.0232 | 58.6234 | 58.6081 | 56.9583 | 60.5825 | 59.9088 | 59.0541 | 59.4297
Region | Technology | 2023-24 | 2024-25 | 2025-26 | 2026-27 | 2027-28 | 2028-29 | 2029-30 | 2030-31 | 2031-32 | 2032-33 | 2033-34 | 2034-35 | 2035-36 | 2036-37 | 2037-38 | 2038-39 | 2039-40 | 2040-41 | 2041-42 | 2042-43 | 2043-44 | 2044-45 | 2045-46 | 2046-47 | 2047-48
QLD1 | Grid Battery pump | 6.1591 | 5.8484 | 5.9619 | 5.6337 | 5.1073 | 4.722 | 4.568 | 4.1853 | 3.8592 | 3.6201 | 3.3538 | 3.1126 | 2.9485 | 2.7999 | 2.5916 | 2.451 | 2.3112 | 2.1917 | 2.1038 | 1.9938 | 1.8529 | 1.7539 | 1.66 | 1.5295 | 1.4796
QLD1 | Pumped Hydro Pump | 5767.9705 | 6645.7115 | 8101.3588 | 8663.108 | 7859.087 | 6382.881 | 6977.0155 | 6905.1022 | 6255.6348 | 6224.5016 | 5442.9857 | 4840.012 | 4229.8904 | 3694.5176 | 2150.0089 | 2347.2247 | 2610.0213 | 2347.0701 | 1821.0891 | 2359.1473 | 1966.1337 | 2098.1031 | 1586.5451 | 1306.8347 | 1410.4927
QLD1 | VPP pump | 1.2986 | 2.0219 | 3.5262 | 5.192 | 6.96 | 9.0656 | 12.3622 | 14.128 | 18.135 | 23.0839 | 27.1409 | 30.2106 | 34.2172 | 37.2854 | 39.7026 | 42.6592 | 45.6411 | 47.4303 | 50.5441 | 53.315 | 54.3252 | 54.9416 | 55.7993 | 53.6076 | 54.5984
Region | Technology | 2023-24 | 2024-25 | 2025-26 | 2026-27 | 2027-28 | 2028-29 | 2029-30 | 2030-31 | 2031-32 | 2032-33 | 2033-34 | 2034-35 | 2035-36 | 2036-37 | 2037-38 | 2038-39 | 2039-40 | 2040-41 | 2041-42 | 2042-43 | 2043-44 | 2044-45 | 2045-46 | 2046-47 | 2047-48
VIC1 | Grid Battery pump | 19.8921 | 19.0359 | 20.0278 | 18.6539 | 17.6994 | 15.2468 | 13.4063 | 12.6569 | 10.8649 | 11.3643 | 8.7862 | 7.7915 | 7.3188 | 6.8015 | 5.9588 | 5.7401 | 5.6415 | 4.9516 | 0.4522 | 0.42909 | 0.40087 | 0.39053 | 0.36932 | 0.34011 | 0.31927
VIC1 | Pumped Hydro Pump | 0 | 0 | 0 | 0 | 0 | 0 | 0 | 0 | 0 | 0 | 0 | 0 | 0 | 0 | 0 | 0 | 0 | 0 | 0 | 0 | 0 | 0 | 0 | 0 | 0
VIC1 | VPP pump | 1.4788 | 2.3771 | 3.8988 | 6.0867 | 9.3944 | 10.8492 | 12.9642 | 14.7882 | 15.9107 | 21.1671 | 24.5832 | 26.9075 | 30.1603 | 34.023 | 35.0835 | 38.0827 | 40.7514 | 39.5875 | 42.3156 | 42.7533 | 42.8578 | 45.2332 | 45.8512 | 43.6257 | 44.1481
Region | Technology | 2023-24 | 2024-25 | 2025-26 | 2026-27 | 2027-28 | 2028-29 | 2029-30 | 2030-31 | 2031-32 | 2032-33 | 2033-34 | 2034-35 | 2035-36 | 2036-37 | 2037-38 | 2038-39 | 2039-40 | 2040-41 | 2041-42 | 2042-43 | 2043-44 | 2044-45 | 2045-46 | 2046-47 | 2047-48
SA1 | Grid Battery pump | 20.6483 | 19.9284 | 19.9115 | 18.2201 | 16.9649 | 14.9887 | 13.8779 | 12.5454 | 11.876 | 11.2659 | 10.8377 | 8.5346 | 8.3098 | 8.018 | 7.3653 | 6.8877 | 6.5098 | 5.8857 | 5.7225 | 5.3884 | 1.5556 | 1.5024 | 1.3528 | 1.2249 | 1.1053
SA1 | Pumped Hydro Pump | 0 | 0 | 0 | 0 | 0 | 0 | 0 | 0 | 0 | 0 | 0 | 0 | 0 | 0 | 0 | 0 | 0 | 0 | 0 | 0 | 0 | 0 | 0 | 0 | 0
SA1 | VPP pump | 5.7963 | 7.6439 | 9.4666 | 10.8887 | 12.2513 | 12.8739 | 13.9986 | 14.574 | 16.1691 | 17.6885 | 19.6657 | 19.9242 | 21.6043 | 23.0732 | 23.2798 | 23.9526 | 24.0424 | 22.9708 | 23.5589 | 23.2743 | 22.4215 | 22.6353 | 23.1826 | 21.9536 | 20.9061
Region | Technology | 2023-24 | 2024-25 | 2025-26 | 2026-27 | 2027-28 | 2028-29 | 2029-30 | 2030-31 | 2031-32 | 2032-33 | 2033-34 | 2034-35 | 2035-36 | 2036-37 | 2037-38 | 2038-39 | 2039-40 | 2040-41 | 2041-42 | 2042-43 | 2043-44 | 2044-45 | 2045-46 | 2046-47 | 2047-48
TAS1 | Grid Battery pump | 0 | 0 | 0 | 0 | 0 | 0 | 0 | 0 | 0 | 0 | 0 | 0 | 0 | 0 | 0 | 0 | 0 | 0 | 0 | 0 | 0 | 0 | 0 | 0 | 0
TAS1 | Pumped Hydro Pump | 0 | 0 | 0 | 0 | 0 | 0 | 0 | 0 | 0 | 0 | 0 | 0 | 0 | 0 | 0 | 0 | 0 | 0 | 0 | 0 | 0 | 0 | 0 | 0 | 0
TAS1 | VPP pump | 0.033104 | 0.08113 | 0.15043 | 0.34056 | 0.48834 | 0.67624 | 1.1167 | 1.1403 | 1.4855 | 1.9577 | 2.1866 | 2.3119 | 2.3006 | 2.4527 | 2.5038 | 2.4944 | 2.9662 | 3.0498 | 2.603 | 2.8288 | 2.7976 | 2.788 | 2.7669 | 2.6934 | 2.775

## Option 1_FOM Cost
FOM cost by technology ($000s) - Option 1, Progressive Change Scenario
FOM | Real June 2021 dollars discounted to 1 July 2021. For new entrant capacity, the FOM is incurred annually in modelling. For existing capacity, FOM is considered to be a sunk cost, since the fixed retirement dates are assumed to be the same in the Base Case and the option case. As such, early withdrawals are presented as an annual FOM saving, or negative cost, that continues until the assumed fixed date withdrawal.
Explicitly modelled generation
Region | Technology | 2023-24 | 2024-25 | 2025-26 | 2026-27 | 2027-28 | 2028-29 | 2029-30 | 2030-31 | 2031-32 | 2032-33 | 2033-34 | 2034-35 | 2035-36 | 2036-37 | 2037-38 | 2038-39 | 2039-40 | 2040-41 | 2041-42 | 2042-43 | 2043-44 | 2044-45 | 2045-46 | 2046-47 | 2047-48
NEM | Black Coal | 0 | 0 | -363715.8992 | -49063.9547 | -75045.337 | -0.00048517 | -77363.0044 | -0.44168 | -0.18538 | -0.0014814 | -4.7971e-05 | -0.00012188 | -9.0972e-05 | -0.030474 | -0.00012597 | -0.025269 | -0.00056099 | -0.00027026 | -0.00019221 | -0.00022058 | -0.00012397 | -0.022562 | -8.8412e-05 | -3.9685e-05 | -0.00067853
NEM | Brown Coal | 0 | 0 | -404622.1744 | -0.95674 | -27875.5307 | -0.0023985 | -100335.2305 | -1.1066 | -0.097033 | 0 | 0 | 0 | -5.1966e-05 | -0.00027674 | -0.00032293 | -75583.451 | -0.010262 | -0.03817 | -0.010808 | -16912.487 | -0.0004435 | -2632.8176 | -4.1991e-05 | -1.8812e-05 | 0
NEM | CCGT | 0 | 0.28458 | 0.034935 | 0.008852 | 0.010204 | 0.034004 | 0.014707 | 0.031776 | 0.0033215 | 0.042835 | 0.11072 | 0.045866 | 0.028573 | 0.0029006 | 0.061366 | 0.00034714 | 0.0026436 | 0.0058899 | 0.016345 | 0.0019546 | 0.023588 | 0.0012518 | 0.027655 | 0.02601 | 0.032947
NEM | Gas - Steam | 0 | 0 | 0 | 0 | 0 | 0 | 0 | 0 | 0 | 0 | 0 | 0 | 0 | 0 | 0 | 0 | 0 | 0 | 0 | 0 | 0 | 0 | 0 | 0 | 0
NEM | OCGT / Diesel | 1.1808 | 31291.8223 | 25935.5561 | 0.0453 | 0.032926 | 0.25672 | 0.39413 | 36181.3132 | 0.027147 | 0.049966 | 35998.9978 | 36127.2738 | 0.48704 | 0.0090278 | 0.62181 | 0.0044708 | 0.0071127 | 0.022791 | 0.47965 | 0.0047903 | 619.0328 | 28863.5945 | 2227.7674 | 8862.6595 | 992.2696
NEM | Hydro | 0 | 0 | 0 | 0 | 0 | 0 | 0 | 0 | 0 | 0 | 0 | 0 | 0 | 0 | 0 | 0 | 0 | 0 | 0 | 0 | 0 | 0 | 0 | 0 | 0
NEM | Hydrogen Turbine | 0 | 0 | 0 | 0 | 0 | 0 | 0 | 0 | 0 | 0 | 0 | 0 | 0 | 0 | 0 | 0 | 0 | 0 | 0 | 0 | 0 | 0 | 0 | 0 | 0
NEM | Wind | 39563.7527 | 263719.5776 | 471860.3234 | 522251.166 | 482989.4018 | 497120.564 | 382158.4323 | 24497.7799 | 22625.4757 | 123419.4996 | 561209.4607 | 217455.6844 | 243295.1919 | 386269.5191 | 409698.7566 | 302329.1856 | 8876.6133 | 74520.7886 | 92991.7539 | 127427.6488 | 46956.3196 | 32362.7159 | 79586.9788 | 82517.0231 | 29684.0807
NEM | Solar PV | 3.1825 | 1.2376 | 1.2607 | 1.941 | 0.91196 | 42433.9261 | 114925.0056 | 0.66777 | 0.23109 | 1.0296 | 315605.2369 | 10126.5817 | 40943.3675 | 74716.4812 | 254097.4742 | 0.84391 | 26115.4185 | 90904.6113 | 103508.6877 | 101915.093 | 115211.2118 | 6109.0293 | 54836.2224 | 89375.6851 | 18036.338
NEM | Grid Battery | 9.4459 | 0.86263 | 2.8476 | 0.21087 | 0.33993 | 26781.9517 | 5167.9732 | 1.7048 | 0.29112 | 53463.4061 | 181505.9406 | 8663.6722 | 95107.6542 | 0.32484 | 210805.2679 | 0.19077 | 0.28891 | 6117.0402 | 181508.0871 | 0.14617 | 8608.1781 | 7520.6945 | 15426.6794 | 8087.757 | 4857.3277
NEM | Pumped Hydro | 0 | 0 | 162544.1462 | 0.45382 | 88809.1896 | 39139.596 | 6430.743 | 0.81982 | 0.27802 | 5.8097 | 24255.3284 | 6483.7872 | 23536.6582 | 0.07649 | 16419.5925 | 0.037101 | 0.038352 | 137.8518 | 11600.6176 | 0.046745 | 5968.2784 | 6751.0843 | 8039.8086 | 8284.7074 | 0.0074267
NEM | VPP | 0 | 0 | 0 | 0 | 0 | 0 | 0 | 0 | 0 | 0 | 0 | 0 | 0 | 0 | 0 | 0 | 0 | 0 | 0 | 0 | 0 | 0 | 0 | 0 | 0
Total excluding storage |  | 39568.116 | 295012.9221 | -270540.8986 | 473188.2497 | 380069.4892 | 539554.778 | 319385.6119 | 60678.2444 | 22625.4549 | 123420.6205 | 912813.8061 | 263709.5856 | 284239.0749 | 460985.9814 | 663796.9135 | 226746.5581 | 34992.0307 | 165425.3901 | 196500.9266 | 212430.2614 | 162786.5872 | 64702.5007 | 136650.9961 | 180755.3937 | 48712.7206
Region | Technology | 2023-24 | 2024-25 | 2025-26 | 2026-27 | 2027-28 | 2028-29 | 2029-30 | 2030-31 | 2031-32 | 2032-33 | 2033-34 | 2034-35 | 2035-36 | 2036-37 | 2037-38 | 2038-39 | 2039-40 | 2040-41 | 2041-42 | 2042-43 | 2043-44 | 2044-45 | 2045-46 | 2046-47 | 2047-48
NSW1 | Black Coal | 0 | 0 | -9523.898 | -33819.7671 | -61710.4046 | -0.00024561 | -1969.6489 | -0.070518 | -0.1848 | -0.0013296 | 0 | -3.7237e-05 | -6.3622e-05 | -4.9626e-05 | -1.1306e-05 | -0.00045489 | -5.6385e-05 | 0 | 0 | 0 | 0 | 0 | 0 | 0 | 0
NSW1 | Brown Coal | 0 | 0 | 0 | 0 | 0 | 0 | 0 | 0 | 0 | 0 | 0 | 0 | 0 | 0 | 0 | 0 | 0 | 0 | 0 | 0 | 0 | 0 | 0 | 0 | 0
NSW1 | CCGT | 0 | 0.067043 | 0.016187 | 0.00020269 | 0.0010374 | 0.0016347 | 0.0086413 | 0.013484 | 0.0003628 | 0.0097081 | 0.065681 | 0.00167 | 0.00046932 | 0.00029667 | 0.0013603 | 1.8276e-05 | 1.4749e-05 | 0.00081484 | 0.0080207 | 0.00043451 | 0.0089494 | 0.00018515 | 0.0034646 | 0.014496 | 8.6074e-05
NSW1 | Gas - Steam | 0 | 0 | 0 | 0 | 0 | 0 | 0 | 0 | 0 | 0 | 0 | 0 | 0 | 0 | 0 | 0 | 0 | 0 | 0 | 0 | 0 | 0 | 0 | 0 | 0
NSW1 | OCGT / Diesel | 0.32157 | 31291.7379 | 25935.5173 | 0.0013958 | 0.0009579 | 0.0015008 | 0.36812 | 36181.2825 | 0.0010886 | 0.00205 | 35998.6606 | 0.0022397 | 0.00054782 | 0.00071122 | 0.00088737 | 0.00065011 | 0.001034 | 0.002458 | 0.0016346 | 0.00089137 | 0.0037773 | 0.06118 | 0.0018658 | 0.0028162 | 0.00029034
NSW1 | Hydro | 0 | 0 | 0 | 0 | 0 | 0 | 0 | 0 | 0 | 0 | 0 | 0 | 0 | 0 | 0 | 0 | 0 | 0 | 0 | 0 | 0 | 0 | 0 | 0 | 0
NSW1 | Hydrogen Turbine | 0 | 0 | 0 | 0 | 0 | 0 | 0 | 0 | 0 | 0 | 0 | 0 | 0 | 0 | 0 | 0 | 0 | 0 | 0 | 0 | 0 | 0 | 0 | 0 | 0
NSW1 | Wind | 4.3277 | 226972.2873 | 296907.3967 | 353823.3762 | 295809.0673 | 303559.6637 | 207787.8537 | 0.15067 | 0.025689 | 0.16134 | 147185.2059 | 96380.3964 | 3.3028 | 75287.705 | 50998.9724 | 250626.236 | 0.23733 | 4349.4797 | 42706.7024 | 879.6219 | 12741.9889 | 13635.367 | 17697.9427 | 20223.9958 | 12113.8812
NSW1 | Solar PV | 0.64985 | 0.92084 | 0.10546 | 1.2168 | 0.23276 | 42433.6877 | 114924.5759 | 0.15478 | 0.049837 | 0.20252 | 315603.598 | 10124.1084 | 33994.1211 | 45011.0706 | 35172.0829 | 0.10824 | 24659.4157 | 76549.0594 | 13865.1836 | 22304.2566 | 36348.6577 | 2573.5388 | 13486.6149 | 32268.9993 | 1572.3096
NSW1 | Grid Battery | 4.8688 | 0.70522 | 2.5325 | 0.029436 | 0.33197 | 26781.4158 | 5167.8101 | 1.2055 | 0.073347 | 53450.092 | 157985.6723 | 0.18428 | 0.15971 | 0.17296 | 0.98085 | 0.0914 | 0.12074 | 0.25122 | 60636.8062 | 0.057992 | 0.088658 | 5193.8978 | 3364.5086 | 5312.2754 | 0.013754
NSW1 | Pumped Hydro | 0 | 0 | 162539.9564 | 0.038418 | 88808.984 | 39138.0873 | 6430.303 | 0.062695 | 0.013906 | 0.030748 | 195.6323 | 0.0065176 | 0.0072623 | 0.0051108 | 0.0044109 | 0.008072 | 0.0068665 | 0.006543 | 0.083127 | 0.0079338 | 0.0049913 | 6144.9629 | 0.0051034 | 0.0025338 | 0.00084317
NSW1 | VPP | 0 | 0 | 0 | 0 | 0 | 0 | 0 | 0 | 0 | 0 | 0 | 0 | 0 | 0 | 0 | 0 | 0 | 0 | 0 | 0 | 0 | 0 | 0 | 0 | 0
Total excluding storage |  | 5.2991 | 258265.0131 | 313319.1377 | 320004.8275 | 234098.8974 | 345993.3542 | 320743.1575 | 36181.5309 | -0.10782 | 0.37429 | 498787.5301 | 106504.5086 | 33997.4248 | 120298.7766 | 86171.0575 | 250626.3444 | 24659.654 | 80898.5424 | 56571.8956 | 23183.8798 | 49090.6593 | 16208.9672 | 31184.5629 | 52493.0125 | 13686.1912
Region | Technology | 2023-24 | 2024-25 | 2025-26 | 2026-27 | 2027-28 | 2028-29 | 2029-30 | 2030-31 | 2031-32 | 2032-33 | 2033-34 | 2034-35 | 2035-36 | 2036-37 | 2037-38 | 2038-39 | 2039-40 | 2040-41 | 2041-42 | 2042-43 | 2043-44 | 2044-45 | 2045-46 | 2046-47 | 2047-48
QLD1 | Black Coal | 0 | 0 | -354192.0013 | -15244.1876 | -13334.9324 | -0.00023956 | -75393.3555 | -0.37116 | -0.00058135 | -0.00015178 | -4.7971e-05 | -8.4647e-05 | -2.735e-05 | -0.030425 | -0.00011467 | -0.024814 | -0.0005046 | -0.00027026 | -0.00019221 | -0.00022058 | -0.00012397 | -0.022562 | -8.8412e-05 | -3.9685e-05 | -0.00067853
QLD1 | Brown Coal | 0 | 0 | 0 | 0 | 0 | 0 | 0 | 0 | 0 | 0 | 0 | 0 | 0 | 0 | 0 | 0 | 0 | 0 | 0 | 0 | 0 | 0 | 0 | 0 | 0
QLD1 | CCGT | 0 | 0.059811 | 0.007925 | 0.0020973 | 0.0027999 | 0.019382 | 0.00074614 | 0.0023629 | 0.00066324 | 0.013677 | 0.026582 | 0.015689 | 0.013452 | 0.0014825 | 0.036227 | 4.6859e-05 | 7.8848e-05 | 9.5164e-05 | 0.00013862 | 0.00055138 | 0.0011658 | 2.9923e-05 | 0.00074006 | 0.010445 | 2.5816e-06
QLD1 | Gas - Steam | 0 | 0 | 0 | 0 | 0 | 0 | 0 | 0 | 0 | 0 | 0 | 0 | 0 | 0 | 0 | 0 | 0 | 0 | 0 | 0 | 0 | 0 | 0 | 0 | 0
QLD1 | OCGT / Diesel | 0.21823 | 0.0097431 | 0.014575 | 0.010416 | 0.0096805 | 0.23037 | 0.0019559 | 0.00097197 | 0.0021943 | 0.011273 | 0.28631 | 36127.2299 | 0.026735 | 0.0024435 | 0.54048 | 0.00068231 | 0.0010666 | 0.0011325 | 0.00085785 | 0.0010461 | 0.00099284 | 0.00079472 | 0.016109 | 8862.6549 | 0.00011438
QLD1 | Hydro | 0 | 0 | 0 | 0 | 0 | 0 | 0 | 0 | 0 | 0 | 0 | 0 | 0 | 0 | 0 | 0 | 0 | 0 | 0 | 0 | 0 | 0 | 0 | 0 | 0
QLD1 | Hydrogen Turbine | 0 | 0 | 0 | 0 | 0 | 0 | 0 | 0 | 0 | 0 | 0 | 0 | 0 | 0 | 0 | 0 | 0 | 0 | 0 | 0 | 0 | 0 | 0 | 0 | 0
QLD1 | Wind | 4.4123 | 0.14052 | 0.71316 | 136837.9288 | 157968.2496 | 166609.9998 | 149556.8346 | 0.27004 | 0.067232 | 70894.0356 | 157955.6748 | 78801.6752 | 92997.9865 | 161220.4019 | 201196.9631 | 0.012414 | 0.010577 | 0.027543 | 44665.5961 | 53078.3546 | 23410.4485 | 8083.7687 | 35015.7902 | 28905.7114 | 5240.488
QLD1 | Solar PV | 0.89581 | 0.097517 | 0.14529 | 0.61907 | 0.48328 | 0.14767 | 0.30707 | 0.041748 | 0.027257 | 0.078677 | 1.0198 | 0.69273 | 6948.1112 | 29702.8149 | 205240.1339 | 0.0039891 | 0.0063934 | 14354.9842 | 16620.161 | 63320.9982 | 37903.0557 | 0.020317 | 12691.8544 | 44748.8764 | 6812.928
QLD1 | Grid Battery | 1.1012 | 0.027344 | 0.16593 | 0.034548 | 0.0025014 | 0.5261 | 0.014845 | 0.032471 | 0.034291 | 11.1451 | 23518.9899 | 8662.9589 | 50088.8989 | 0.026743 | 188802.8512 | 0.023283 | 0.029148 | 0.032835 | 26321.727 | 0.033366 | 8607.9971 | 0.019605 | 0.015413 | 2775.4509 | 0.0059644
QLD1 | Pumped Hydro | 0 | 0 | 0.98263 | 0.11571 | 0.044859 | 1.3342 | 0.025244 | 0.022481 | 0.011059 | 4.2502 | 24055.4591 | 1281.9417 | 0.044679 | 0.011046 | 3886.9994 | 0.0062537 | 0.0059076 | 0.00528 | 4946.2614 | 0.016227 | 5968.2465 | 0.0051115 | 5448.2233 | 8284.6992 | 0.0007582
QLD1 | VPP | 0 | 0 | 0 | 0 | 0 | 0 | 0 | 0 | 0 | 0 | 0 | 0 | 0 | 0 | 0 | 0 | 0 | 0 | 0 | 0 | 0 | 0 | 0 | 0 | 0
Total excluding storage |  | 5.5264 | 0.30759 | -354191.1203 | 121594.3727 | 144633.813 | 166610.397 | 74163.7888 | -0.05604 | 0.096765 | 70894.1391 | 157957.0074 | 114929.6134 | 99946.1379 | 190923.1904 | 406437.6736 | -0.0076819 | 0.017611 | 14355.0127 | 61285.7579 | 116399.3542 | 61313.5062 | 8083.7673 | 47707.6614 | 82517.2531 | 12053.4155
Region | Technology | 2023-24 | 2024-25 | 2025-26 | 2026-27 | 2027-28 | 2028-29 | 2029-30 | 2030-31 | 2031-32 | 2032-33 | 2033-34 | 2034-35 | 2035-36 | 2036-37 | 2037-38 | 2038-39 | 2039-40 | 2040-41 | 2041-42 | 2042-43 | 2043-44 | 2044-45 | 2045-46 | 2046-47 | 2047-48
VIC1 | Black Coal | 0 | 0 | 0 | 0 | 0 | 0 | 0 | 0 | 0 | 0 | 0 | 0 | 0 | 0 | 0 | 0 | 0 | 0 | 0 | 0 | 0 | 0 | 0 | 0 | 0
VIC1 | Brown Coal | 0 | 0 | -404622.1744 | -0.95674 | -27875.5307 | -0.0023985 | -100335.2305 | -1.1066 | -0.097033 | 0 | 0 | 0 | -5.1966e-05 | -0.00027674 | -0.00032293 | -75583.451 | -0.010262 | -0.03817 | -0.010808 | -16912.487 | -0.0004435 | -2632.8176 | -4.1991e-05 | -1.8812e-05 | 0
VIC1 | CCGT | 0 | 0.054671 | 0.0056917 | 0.0038281 | 0.0019153 | 0.0058789 | 0.00038388 | 0.005668 | 0.0001459 | 0.0067156 | 0.008459 | 0.010153 | 0.0090708 | 0.00027631 | 0.0050499 | 5.4235e-05 | 0.00086014 | 0.0041875 | 0.0053463 | 0.00039388 | 0.0050267 | 0.00044207 | 0.018957 | 0.00074764 | 0.032234
VIC1 | Gas - Steam | 0 | 0 | 0 | 0 | 0 | 0 | 0 | 0 | 0 | 0 | 0 | 0 | 0 | 0 | 0 | 0 | 0 | 0 | 0 | 0 | 0 | 0 | 0 | 0 | 0
VIC1 | OCGT / Diesel | 0.21414 | 0.053706 | 0.0029965 | 0.012396 | 0.0026794 | 0.0035805 | 0.0030233 | 0.0091313 | 0.0066377 | 0.013243 | 0.032532 | 0.0043859 | 0.17958 | 0.0020013 | 0.0035842 | 0.00093228 | 0.0019073 | 0.0026776 | 0.3396 | 0.0010868 | 0.0031326 | 22753.7665 | 2227.7297 | 0.0011192 | 992.2686
VIC1 | Hydro | 0 | 0 | 0 | 0 | 0 | 0 | 0 | 0 | 0 | 0 | 0 | 0 | 0 | 0 | 0 | 0 | 0 | 0 | 0 | 0 | 0 | 0 | 0 | 0 | 0
VIC1 | Hydrogen Turbine | 0 | 0 | 0 | 0 | 0 | 0 | 0 | 0 | 0 | 0 | 0 | 0 | 0 | 0 | 0 | 0 | 0 | 0 | 0 | 0 | 0 | 0 | 0 | 0 | 0
VIC1 | Wind | 2.3884 | 0.28801 | 140853.0245 | 0.052937 | 0.046878 | 0.15726 | 0.05274 | 0.29351 | 0.084858 | 0.32902 | 90276.6114 | 20770.1751 | 28624.2842 | 85995.5216 | 75596.3457 | 37282.8463 | 5198.1222 | 35472.4918 | 5619.1052 | 64074.8907 | 10444.1922 | 0.42094 | 17880.5851 | 10384.0261 | 5548.149
VIC1 | Solar PV | 0.48505 | 0.078059 | 0.87327 | 0.0087988 | 0.0097742 | 0.010354 | 0.0080263 | 0.024901 | 0.0060617 | 0.15432 | 0.20154 | 0.30439 | 0.70311 | 0.19836 | 0.13565 | 0.71908 | 0.46136 | 0.36764 | 34558.0724 | 16289.6504 | 17188.2077 | 3535.3984 | 17959.035 | 4224.8632 | 8893.3051
VIC1 | Grid Battery | 1.1356 | 0.11195 | 0.0431 | 0.075178 | 0.001474 | 0.0028711 | 0.020787 | 0.14179 | 0.040399 | 0.67358 | 0.78049 | 0.064386 | 7641.7967 | 0.044718 | 0.10141 | 0.021912 | 0.050046 | 4988.1878 | 58571.1101 | 0.030434 | 0.027007 | 0.027924 | 3691.8136 | 0.0076345 | 4857.2756
VIC1 | Pumped Hydro | 0 | 0 | 0.87195 | 0.12631 | 0.016924 | 0.021334 | 0.023704 | 0.16396 | 0.011239 | 0.14459 | 0.44691 | 0.024461 | 0.69848 | 0.017553 | 0.014976 | 0.0069392 | 0.007833 | 0.007957 | 0.27678 | 0.0057064 | 0.00579 | 0.39122 | 0.074308 | 0.0019267 | 0.0013274
VIC1 | VPP | 0 | 0 | 0 | 0 | 0 | 0 | 0 | 0 | 0 | 0 | 0 | 0 | 0 | 0 | 0 | 0 | 0 | 0 | 0 | 0 | 0 | 0 | 0 | 0 | 0
Total excluding storage |  | 3.0876 | 0.47444 | -263768.268 | -0.87878 | -27875.4695 | 0.17468 | -100335.1663 | -0.77344 | 0.00067051 | 0.50329 | 90276.8539 | 20770.4941 | 28625.1759 | 85995.722 | 75596.4897 | -38299.8846 | 5198.5761 | 35472.8281 | 40177.5118 | 63452.0555 | 27632.4076 | 23656.7686 | 38067.3686 | 14608.8912 | 15433.7549
Region | Technology | 2023-24 | 2024-25 | 2025-26 | 2026-27 | 2027-28 | 2028-29 | 2029-30 | 2030-31 | 2031-32 | 2032-33 | 2033-34 | 2034-35 | 2035-36 | 2036-37 | 2037-38 | 2038-39 | 2039-40 | 2040-41 | 2041-42 | 2042-43 | 2043-44 | 2044-45 | 2045-46 | 2046-47 | 2047-48
SA1 | Black Coal | 0 | 0 | 0 | 0 | 0 | 0 | 0 | 0 | 0 | 0 | 0 | 0 | 0 | 0 | 0 | 0 | 0 | 0 | 0 | 0 | 0 | 0 | 0 | 0 | 0
SA1 | Brown Coal | 0 | 0 | 0 | 0 | 0 | 0 | 0 | 0 | 0 | 0 | 0 | 0 | 0 | 0 | 0 | 0 | 0 | 0 | 0 | 0 | 0 | 0 | 0 | 0 | 0
SA1 | CCGT | 0 | 0.059923 | 0.0022655 | 0.00054021 | 0.002525 | 0.0049502 | 0.0014881 | 0.007484 | 0.00036497 | 0.0084418 | 0.006694 | 0.014274 | 0.0036986 | 0.00038339 | 0.014778 | 0.000116 | 0.00044014 | 0.0004217 | 0.00081045 | 0.00031926 | 0.0077232 | 2.7345e-05 | 0.0032573 | 0.0001953 | 0.00018669
SA1 | Gas - Steam | 0 | 0 | 0 | 0 | 0 | 0 | 0 | 0 | 0 | 0 | 0 | 0 | 0 | 0 | 0 | 0 | 0 | 0 | 0 | 0 | 0 | 0 | 0 | 0 | 0
SA1 | OCGT / Diesel | 0.22 | 0.010527 | 0.010631 | 0.0095949 | 0.010373 | 0.01124 | 0.0098096 | 0.012222 | 0.0085899 | 0.012131 | 0.0099836 | 0.023924 | 0.21489 | 0.0021093 | 0.057413 | 0.00091061 | 0.0016666 | 0.0021062 | 0.078526 | 0.00086933 | 619.0237 | 6109.7109 | 0.0015971 | 0.00042213 | 0.00018514
SA1 | Hydro | 0 | 0 | 0 | 0 | 0 | 0 | 0 | 0 | 0 | 0 | 0 | 0 | 0 | 0 | 0 | 0 | 0 | 0 | 0 | 0 | 0 | 0 | 0 | 0 | 0
SA1 | Hydrogen Turbine | 0 | 0 | 0 | 0 | 0 | 0 | 0 | 0 | 0 | 0 | 0 | 0 | 0 | 0 | 0 | 0 | 0 | 0 | 0 | 0 | 0 | 0 | 0 | 0 | 0
SA1 | Wind | 4.0919 | 0.2386 | 0.17017 | 0.26501 | 0.33016 | 0.50821 | 0.27709 | 3.9763 | 0.58626 | 22264.5344 | 150180.4948 | 9.086 | 67964.6316 | 56319.7413 | 35866.7808 | 14420.0535 | 3678.1732 | 34698.7451 | 0.066646 | 9394.7168 | 359.6786 | 8183.567 | 8428.2228 | 19181.1354 | 6677.1633
SA1 | Solar PV | 0.83667 | 0.093765 | 0.10882 | 0.056884 | 0.12193 | 0.068464 | 0.089898 | 0.37687 | 0.11598 | 0.52405 | 0.32395 | 1.3919 | 0.34465 | 2.367 | 13685.066 | 0.0073893 | 1455.522 | 0.19474 | 38465.2061 | 0.13704 | 23771.2066 | 0.0087404 | 10698.612 | 8132.944 | 757.7911
SA1 | Grid Battery | 1.3466 | 0.011461 | 0.022586 | 0.024534 | 0.0025013 | 0.0038144 | 0.042163 | 0.20748 | 0.057699 | 0.97695 | 0.30939 | 0.33742 | 37376.1447 | 0.054371 | 22000.8997 | 0.030879 | 0.055928 | 1127.9677 | 35978.3199 | 0.014925 | 0.041965 | 2326.7401 | 8370.3343 | 0.010451 | 0.005263
SA1 | Pumped Hydro | 0 | 0 | 0.65456 | 0.04768 | 0.045508 | 0.040561 | 0.023848 | 0.11553 | 0.010209 | 0.13551 | 0.081385 | 0.056485 | 0.32934 | 0.016413 | 0.031105 | 0.0037713 | 0.0049678 | 0.017123 | 0.038389 | 0.0060942 | 0.011 | 0.049968 | 0.040971 | 0.0010069 | 0.0011759
SA1 | VPP | 0 | 0 | 0 | 0 | 0 | 0 | 0 | 0 | 0 | 0 | 0 | 0 | 0 | 0 | 0 | 0 | 0 | 0 | 0 | 0 | 0 | 0 | 0 | 0 | 0
Total excluding storage |  | 5.1486 | 0.40282 | 0.29189 | 0.33203 | 0.46499 | 0.59287 | 0.37829 | 4.3729 | 0.71119 | 22265.079 | 150180.8354 | 10.5161 | 67965.1948 | 56322.1109 | 49551.9189 | 14420.0619 | 5133.6973 | 34698.9424 | 38465.3521 | 9394.855 | 24749.9167 | 14293.2866 | 19126.8397 | 27314.08 | 7434.9548
Region | Technology | 2023-24 | 2024-25 | 2025-26 | 2026-27 | 2027-28 | 2028-29 | 2029-30 | 2030-31 | 2031-32 | 2032-33 | 2033-34 | 2034-35 | 2035-36 | 2036-37 | 2037-38 | 2038-39 | 2039-40 | 2040-41 | 2041-42 | 2042-43 | 2043-44 | 2044-45 | 2045-46 | 2046-47 | 2047-48
TAS1 | Black Coal | 0 | 0 | 0 | 0 | 0 | 0 | 0 | 0 | 0 | 0 | 0 | 0 | 0 | 0 | 0 | 0 | 0 | 0 | 0 | 0 | 0 | 0 | 0 | 0 | 0
TAS1 | Brown Coal | 0 | 0 | 0 | 0 | 0 | 0 | 0 | 0 | 0 | 0 | 0 | 0 | 0 | 0 | 0 | 0 | 0 | 0 | 0 | 0 | 0 | 0 | 0 | 0 | 0
TAS1 | CCGT | 0 | 0.043131 | 0.0028665 | 0.0021837 | 0.0019263 | 0.0021589 | 0.0034471 | 0.0027774 | 0.0017845 | 0.0042927 | 0.0032989 | 0.0040802 | 0.0018825 | 0.00046169 | 0.0039508 | 0.00011177 | 0.0012497 | 0.00037076 | 0.0020285 | 0.00025553 | 0.00072253 | 0.00056727 | 0.0012358 | 0.00012543 | 0.00043786
TAS1 | Gas - Steam | 0 | 0 | 0 | 0 | 0 | 0 | 0 | 0 | 0 | 0 | 0 | 0 | 0 | 0 | 0 | 0 | 0 | 0 | 0 | 0 | 0 | 0 | 0 | 0 | 0
TAS1 | OCGT / Diesel | 0.20684 | 0.010444 | 0.010571 | 0.011497 | 0.0092351 | 0.010028 | 0.011216 | 0.0084049 | 0.0086361 | 0.011269 | 0.0084091 | 0.013376 | 0.06528 | 0.0017625 | 0.019441 | 0.0012955 | 0.0014382 | 0.014417 | 0.059036 | 0.00089675 | 0.0011794 | 0.055127 | 0.018153 | 0.00029992 | 0.00043646
TAS1 | Hydro | 0 | 0 | 0 | 0 | 0 | 0 | 0 | 0 | 0 | 0 | 0 | 0 | 0 | 0 | 0 | 0 | 0 | 0 | 0 | 0 | 0 | 0 | 0 | 0 | 0
TAS1 | Hydrogen Turbine | 0 | 0 | 0 | 0 | 0 | 0 | 0 | 0 | 0 | 0 | 0 | 0 | 0 | 0 | 0 | 0 | 0 | 0 | 0 | 0 | 0 | 0 | 0 | 0 | 0
TAS1 | Wind | 39548.5324 | 36746.6232 | 34099.0189 | 31589.5431 | 29211.7079 | 26950.2351 | 24813.4142 | 24493.0894 | 22624.7117 | 30260.4392 | 15611.4739 | 21494.3517 | 53704.9869 | 7446.1492 | 46039.6946 | 0.037466 | 0.069905 | 0.044525 | 0.28358 | 0.064837 | 0.01146 | 2459.5923 | 564.438 | 3822.1544 | 104.3992
TAS1 | Solar PV | 0.31516 | 0.047424 | 0.027815 | 0.039441 | 0.064216 | 0.01193 | 0.024668 | 0.069465 | 0.031961 | 0.070072 | 0.093643 | 0.084274 | 0.087415 | 0.030232 | 0.055778 | 0.0052125 | 0.013114 | 0.0052681 | 0.064635 | 0.050829 | 0.084111 | 0.063 | 0.10612 | 0.0021949 | 0.0041754
TAS1 | Grid Battery | 0.99374 | 0.0066534 | 0.083401 | 0.047171 | 0.0014914 | 0.0031275 | 0.0853 | 0.11749 | 0.085385 | 0.51839 | 0.18858 | 0.1272 | 0.65419 | 0.02605 | 0.43471 | 0.023296 | 0.033052 | 0.60069 | 0.12398 | 0.0094543 | 0.023389 | 0.009027 | 0.0074222 | 0.012625 | 0.027113
TAS1 | Pumped Hydro | 0 | 0 | 1.6807 | 0.1257 | 0.098346 | 0.11273 | 0.36725 | 0.45516 | 0.23161 | 1.2487 | 3.7086 | 5201.758 | 23535.5784 | 0.026366 | 12532.5426 | 0.012065 | 0.012777 | 137.8149 | 6653.958 | 0.010783 | 0.010079 | 605.675 | 2591.4649 | 0.0027508 | 0.003322
TAS1 | VPP | 0 | 0 | 0 | 0 | 0 | 0 | 0 | 0 | 0 | 0 | 0 | 0 | 0 | 0 | 0 | 0 | 0 | 0 | 0 | 0 | 0 | 0 | 0 | 0 | 0
Total excluding storage |  | 39549.0544 | 36746.7242 | 34099.0602 | 31589.5963 | 29211.7833 | 26950.2592 | 24813.4535 | 24493.17 | 22624.7541 | 30260.5248 | 15611.5792 | 21494.4534 | 53705.1415 | 7446.1816 | 46039.7737 | 0.044086 | 0.085707 | 0.06458 | 0.40928 | 0.11682 | 0.097473 | 2459.711 | 564.5635 | 3822.157 | 104.4043

## Option 1_Fuel Cost
Fuel cost by technology ($000s) - Option 1, Progressive Change Scenario
Fuel | Real June 2021 dollars discounted to 1 July 2021
Explicitly modelled generation
Region | Technology | 2023-24 | 2024-25 | 2025-26 | 2026-27 | 2027-28 | 2028-29 | 2029-30 | 2030-31 | 2031-32 | 2032-33 | 2033-34 | 2034-35 | 2035-36 | 2036-37 | 2037-38 | 2038-39 | 2039-40 | 2040-41 | 2041-42 | 2042-43 | 2043-44 | 2044-45 | 2045-46 | 2046-47 | 2047-48
NEM | Black Coal | 1423903.902 | 1293386.287 | 1124888.016 | 935366.6537 | 907472.9918 | 913914.72 | 744669.2019 | 696910.9916 | 646211.4516 | 681221.4573 | 469463.0025 | 456230.5033 | 394509.609 | 323242.746 | 271358.762 | 234677.972 | 211625.044 | 125674.999 | 120649.854 | 97265.212 | 83088.6345 | 60730.4635 | 45513.549 | 34982.419 | 32299.0635
NEM | Brown Coal | 218953.969 | 198969.468 | 152629.7769 | 138814.3094 | 119269.1325 | 111971.792 | 108185.075 | 92157.507 | 83893.098 | 84398.139 | 81313.344 | 79988.3 | 71116.301 | 67609.682 | 67190.3865 | 57879.4515 | 53157.434 | 46716.5425 | 44438.737 | 38894.0207 | 37586.7534 | 29185.7901 | 10126.4263 | 14333.7805 | 0
NEM | CCGT | 118929.3714 | 115582.0775 | 109515.2966 | 99368.7425 | 82332.8568 | 79859.898 | 73687.7374 | 98973.8037 | 76684.304 | 117251.6581 | 219917.3261 | 245033.3363 | 187051.1741 | 188813.8444 | 170243.2387 | 129075.8069 | 120717.3885 | 130063.5329 | 107176.6104 | 120552.7541 | 84873.0461 | 79541.7927 | 41777.6402 | 29752.2467 | 29123.943
NEM | Gas - Steam | 5453.1833 | 6114.4662 | 10056.717 | 9332.0015 | 10698.392 | 12913.276 | 2176.1142 | 7164.812 | 3329.3154 | 8723.3782 | 11201.2908 | 37240.929 | 8418.229 | 9383.869 | 16559.447 | 8328.813 | 0 | 0 | 0 | 0 | 0 | 0 | 0 | 0 | 0
NEM | OCGT / Diesel | 7863.274 | 9201.9702 | 11042.2422 | 11570.796 | 10093.0122 | 9780.368 | 3432.5852 | 13258.715 | 3968.9556 | 14545.8151 | 66305.219 | 119216.9164 | 45306.9275 | 88538.6645 | 140155.7063 | 51847.4261 | 138744.1116 | 276876.5526 | 128296.6155 | 169742.1267 | 301165.5873 | 236383.9994 | 323813.0459 | 484457.2827 | 586689.3209
NEM | Hydro | 0 | 0 | 0 | 0 | 0 | 0 | 0 | 0 | 0 | 0 | 0 | 0 | 0 | 0 | 0 | 0 | 0 | 0 | 0 | 0 | 0 | 0 | 0 | 0 | 0
NEM | Hydrogen Turbine | 0 | 0 | 0 | 0 | 0 | 0 | 0 | 0 | 0 | 0 | 0 | 0 | 0 | 0 | 0 | 0 | 0 | 0 | 0 | 0 | 0 | 0 | 0 | 0 | 0
NEM | Wind | 0 | 0 | 0 | 0 | 0 | 0 | 0 | 0 | 0 | 0 | 0 | 0 | 0 | 0 | 0 | 0 | 0 | 0 | 0 | 0 | 0 | 0 | 0 | 0 | 0
NEM | Solar PV | 0 | 0 | 0 | 0 | 0 | 0 | 0 | 0 | 0 | 0 | 0 | 0 | 0 | 0 | 0 | 0 | 0 | 0 | 0 | 0 | 0 | 0 | 0 | 0 | 0
NEM | Grid Battery | 0 | 0 | 0 | 0 | 0 | 0 | 0 | 0 | 0 | 0 | 0 | 0 | 0 | 0 | 0 | 0 | 0 | 0 | 0 | 0 | 0 | 0 | 0 | 0 | 0
NEM | Pumped Hydro | 0 | 0 | 0 | 0 | 0 | 0 | 0 | 0 | 0 | 0 | 0 | 0 | 0 | 0 | 0 | 0 | 0 | 0 | 0 | 0 | 0 | 0 | 0 | 0 | 0
NEM | VPP | 0 | 0 | 0 | 0 | 0 | 0 | 0 | 0 | 0 | 0 | 0 | 0 | 0 | 0 | 0 | 0 | 0 | 0 | 0 | 0 | 0 | 0 | 0 | 0 | 0
Total excluding storage |  | 1775103.6997 | 1623254.269 | 1408132.0487 | 1194452.503 | 1129866.3854 | 1128440.054 | 932150.7138 | 908465.8293 | 814087.1246 | 906140.4477 | 848200.1824 | 937709.985 | 706402.2406 | 677588.8059 | 665507.5405 | 481809.4696 | 524243.9781 | 579331.627 | 400561.8169 | 426454.1135 | 506714.0213 | 405842.0458 | 421230.6614 | 563525.7289 | 648112.3274
Region | Technology | 2023-24 | 2024-25 | 2025-26 | 2026-27 | 2027-28 | 2028-29 | 2029-30 | 2030-31 | 2031-32 | 2032-33 | 2033-34 | 2034-35 | 2035-36 | 2036-37 | 2037-38 | 2038-39 | 2039-40 | 2040-41 | 2041-42 | 2042-43 | 2043-44 | 2044-45 | 2045-46 | 2046-47 | 2047-48
NSW1 | Black Coal | 716762.34 | 626681.906 | 527870.2862 | 416966.472 | 422722.752 | 454826.996 | 339660.6795 | 325961.436 | 310355.608 | 337512.98 | 131902.652 | 129268.436 | 115541.204 | 93842.548 | 107454.128 | 87216.892 | 76671.888 | 0 | 0 | 0 | 0 | 0 | 0 | 0 | 0
NSW1 | Brown Coal | 0 | 0 | 0 | 0 | 0 | 0 | 0 | 0 | 0 | 0 | 0 | 0 | 0 | 0 | 0 | 0 | 0 | 0 | 0 | 0 | 0 | 0 | 0 | 0 | 0
NSW1 | CCGT | 332.1059 | 406.8202 | 7445.2272 | 4016.8508 | 2895.0785 | 1891.8029 | 2897.1157 | 10871.4769 | 4356.4139 | 11814.9121 | 53413.7121 | 58515.6697 | 37577.5819 | 41653.7727 | 49392.1411 | 35036.0507 | 34968.1883 | 37761.2238 | 31235.745 | 34567.5832 | 0.5389 | 0.49818 | 0.53615 | 0.89433 | 0.85896
NSW1 | Gas - Steam | 0 | 0 | 0 | 0 | 0 | 0 | 0 | 0 | 0 | 0 | 0 | 0 | 0 | 0 | 0 | 0 | 0 | 0 | 0 | 0 | 0 | 0 | 0 | 0 | 0
NSW1 | OCGT / Diesel | 284.0434 | 562.3881 | 3977.3078 | 3269.055 | 2381.6333 | 1240.2641 | 1429.2905 | 6516.8956 | 1879.0444 | 4678.458 | 49070.6805 | 73172.1596 | 16205.9384 | 30956.8775 | 34747.2397 | 7942.8798 | 48374.0043 | 149038.0077 | 66001.5017 | 75765.7433 | 170499.7043 | 98655.3192 | 135452.7279 | 177431.4443 | 216888.4231
NSW1 | Hydro | 0 | 0 | 0 | 0 | 0 | 0 | 0 | 0 | 0 | 0 | 0 | 0 | 0 | 0 | 0 | 0 | 0 | 0 | 0 | 0 | 0 | 0 | 0 | 0 | 0
NSW1 | Hydrogen Turbine | 0 | 0 | 0 | 0 | 0 | 0 | 0 | 0 | 0 | 0 | 0 | 0 | 0 | 0 | 0 | 0 | 0 | 0 | 0 | 0 | 0 | 0 | 0 | 0 | 0
NSW1 | Wind | 0 | 0 | 0 | 0 | 0 | 0 | 0 | 0 | 0 | 0 | 0 | 0 | 0 | 0 | 0 | 0 | 0 | 0 | 0 | 0 | 0 | 0 | 0 | 0 | 0
NSW1 | Solar PV | 0 | 0 | 0 | 0 | 0 | 0 | 0 | 0 | 0 | 0 | 0 | 0 | 0 | 0 | 0 | 0 | 0 | 0 | 0 | 0 | 0 | 0 | 0 | 0 | 0
NSW1 | Grid Battery | 0 | 0 | 0 | 0 | 0 | 0 | 0 | 0 | 0 | 0 | 0 | 0 | 0 | 0 | 0 | 0 | 0 | 0 | 0 | 0 | 0 | 0 | 0 | 0 | 0
NSW1 | Pumped Hydro | 0 | 0 | 0 | 0 | 0 | 0 | 0 | 0 | 0 | 0 | 0 | 0 | 0 | 0 | 0 | 0 | 0 | 0 | 0 | 0 | 0 | 0 | 0 | 0 | 0
NSW1 | VPP | 0 | 0 | 0 | 0 | 0 | 0 | 0 | 0 | 0 | 0 | 0 | 0 | 0 | 0 | 0 | 0 | 0 | 0 | 0 | 0 | 0 | 0 | 0 | 0 | 0
Total excluding storage |  | 717378.4893 | 627651.1143 | 539292.8213 | 424252.3778 | 427999.4638 | 457959.063 | 343987.0858 | 343349.8085 | 316591.0663 | 354006.3501 | 234387.0446 | 260956.2653 | 169324.7243 | 166453.1982 | 191593.5089 | 130195.8225 | 160014.0806 | 186799.2316 | 97237.2467 | 110333.3266 | 170500.2432 | 98655.8173 | 135453.264 | 177432.3387 | 216889.282
Region | Technology | 2023-24 | 2024-25 | 2025-26 | 2026-27 | 2027-28 | 2028-29 | 2029-30 | 2030-31 | 2031-32 | 2032-33 | 2033-34 | 2034-35 | 2035-36 | 2036-37 | 2037-38 | 2038-39 | 2039-40 | 2040-41 | 2041-42 | 2042-43 | 2043-44 | 2044-45 | 2045-46 | 2046-47 | 2047-48
QLD1 | Black Coal | 707141.562 | 666704.381 | 597017.7298 | 518400.1817 | 484750.2398 | 459087.724 | 405008.5224 | 370949.5556 | 335855.8436 | 343708.4773 | 337560.3505 | 326962.0673 | 278968.405 | 229400.198 | 163904.634 | 147461.08 | 134953.156 | 125674.999 | 120649.854 | 97265.212 | 83088.6345 | 60730.4635 | 45513.549 | 34982.419 | 32299.0635
QLD1 | Brown Coal | 0 | 0 | 0 | 0 | 0 | 0 | 0 | 0 | 0 | 0 | 0 | 0 | 0 | 0 | 0 | 0 | 0 | 0 | 0 | 0 | 0 | 0 | 0 | 0 | 0
QLD1 | CCGT | 68292.4686 | 72941.9494 | 86507.2744 | 84410.6593 | 70572.8627 | 65191.1967 | 65422.0098 | 76742.2327 | 67199.5201 | 85003.8547 | 128071.5455 | 124108.5996 | 117462.8203 | 110420.7411 | 120850.152 | 94038.8739 | 85748.3281 | 92301.4512 | 75939.9878 | 85984.3232 | 84871.5409 | 79540.3811 | 41775.811 | 29750.0511 | 29119.9893
QLD1 | Gas - Steam | 0 | 0 | 0 | 0 | 0 | 0 | 0 | 0 | 0 | 0 | 0 | 0 | 0 | 0 | 0 | 0 | 0 | 0 | 0 | 0 | 0 | 0 | 0 | 0 | 0
QLD1 | OCGT / Diesel | 88.4268 | 0.39877 | 295.0608 | 932.0929 | 409.2042 | 944.6832 | 670.6205 | 1833.0862 | 209.7187 | 2684.4306 | 5901.1169 | 12396.8115 | 3871.4004 | 32709.5827 | 55637.813 | 20087.8634 | 44212.526 | 75229.4665 | 29873.7233 | 62662.5845 | 63257.0214 | 68431.6246 | 70418.0783 | 132846.431 | 154298.5871
QLD1 | Hydro | 0 | 0 | 0 | 0 | 0 | 0 | 0 | 0 | 0 | 0 | 0 | 0 | 0 | 0 | 0 | 0 | 0 | 0 | 0 | 0 | 0 | 0 | 0 | 0 | 0
QLD1 | Hydrogen Turbine | 0 | 0 | 0 | 0 | 0 | 0 | 0 | 0 | 0 | 0 | 0 | 0 | 0 | 0 | 0 | 0 | 0 | 0 | 0 | 0 | 0 | 0 | 0 | 0 | 0
QLD1 | Wind | 0 | 0 | 0 | 0 | 0 | 0 | 0 | 0 | 0 | 0 | 0 | 0 | 0 | 0 | 0 | 0 | 0 | 0 | 0 | 0 | 0 | 0 | 0 | 0 | 0
QLD1 | Solar PV | 0 | 0 | 0 | 0 | 0 | 0 | 0 | 0 | 0 | 0 | 0 | 0 | 0 | 0 | 0 | 0 | 0 | 0 | 0 | 0 | 0 | 0 | 0 | 0 | 0
QLD1 | Grid Battery | 0 | 0 | 0 | 0 | 0 | 0 | 0 | 0 | 0 | 0 | 0 | 0 | 0 | 0 | 0 | 0 | 0 | 0 | 0 | 0 | 0 | 0 | 0 | 0 | 0
QLD1 | Pumped Hydro | 0 | 0 | 0 | 0 | 0 | 0 | 0 | 0 | 0 | 0 | 0 | 0 | 0 | 0 | 0 | 0 | 0 | 0 | 0 | 0 | 0 | 0 | 0 | 0 | 0
QLD1 | VPP | 0 | 0 | 0 | 0 | 0 | 0 | 0 | 0 | 0 | 0 | 0 | 0 | 0 | 0 | 0 | 0 | 0 | 0 | 0 | 0 | 0 | 0 | 0 | 0 | 0
Total excluding storage |  | 775522.4574 | 739646.7291 | 683820.065 | 603742.9339 | 555732.3067 | 525223.6038 | 471101.1527 | 449524.8746 | 403265.0824 | 431396.7625 | 471533.0128 | 463467.4784 | 400302.6257 | 372530.5219 | 340392.599 | 261587.8172 | 264914.0102 | 293205.9167 | 226463.5651 | 245912.1197 | 231217.1969 | 208702.4691 | 157707.4383 | 197578.9012 | 215717.6399
Region | Technology | 2023-24 | 2024-25 | 2025-26 | 2026-27 | 2027-28 | 2028-29 | 2029-30 | 2030-31 | 2031-32 | 2032-33 | 2033-34 | 2034-35 | 2035-36 | 2036-37 | 2037-38 | 2038-39 | 2039-40 | 2040-41 | 2041-42 | 2042-43 | 2043-44 | 2044-45 | 2045-46 | 2046-47 | 2047-48
VIC1 | Black Coal | 0 | 0 | 0 | 0 | 0 | 0 | 0 | 0 | 0 | 0 | 0 | 0 | 0 | 0 | 0 | 0 | 0 | 0 | 0 | 0 | 0 | 0 | 0 | 0 | 0
VIC1 | Brown Coal | 218953.969 | 198969.468 | 152629.7769 | 138814.3094 | 119269.1325 | 111971.792 | 108185.075 | 92157.507 | 83893.098 | 84398.139 | 81313.344 | 79988.3 | 71116.301 | 67609.682 | 67190.3865 | 57879.4515 | 53157.434 | 46716.5425 | 44438.737 | 38894.0207 | 37586.7534 | 29185.7901 | 10126.4263 | 14333.7805 | 0
VIC1 | CCGT | 0 | 0.17689 | 0.18899 | 0.19016 | 0.18841 | 0.20244 | 0.19557 | 0.21394 | 0.20425 | 0.22856 | 0.25863 | 0.30295 | 0.33173 | 0.31958 | 0.34265 | 0.31866 | 0.31456 | 0.3285 | 0.35317 | 0.34141 | 0.38873 | 0.36764 | 0.69696 | 0.71265 | 2.5045
VIC1 | Gas - Steam | 917.3723 | 761.6498 | 4152.653 | 4230.9335 | 5675.928 | 7450.7605 | 1084.1396 | 2920.2335 | 1178.6939 | 3078.8352 | 3230.8438 | 7177.261 | 8418.229 | 9383.869 | 16559.447 | 8328.813 | 0 | 0 | 0 | 0 | 0 | 0 | 0 | 0 | 0
VIC1 | OCGT / Diesel | 1230.6301 | 1265.9784 | 2115.537 | 3540.5802 | 3459.8593 | 3030.609 | 351.727 | 1955.9157 | 818.9939 | 2171.0103 | 1296.1036 | 6492.518 | 9059.8288 | 7252.6746 | 11713.3423 | 2771.6159 | 14352.5202 | 17395.9743 | 9964.7755 | 7499.6653 | 27904.8311 | 38533.7408 | 85245.4735 | 140816.8892 | 183200.5262
VIC1 | Hydro | 0 | 0 | 0 | 0 | 0 | 0 | 0 | 0 | 0 | 0 | 0 | 0 | 0 | 0 | 0 | 0 | 0 | 0 | 0 | 0 | 0 | 0 | 0 | 0 | 0
VIC1 | Hydrogen Turbine | 0 | 0 | 0 | 0 | 0 | 0 | 0 | 0 | 0 | 0 | 0 | 0 | 0 | 0 | 0 | 0 | 0 | 0 | 0 | 0 | 0 | 0 | 0 | 0 | 0
VIC1 | Wind | 0 | 0 | 0 | 0 | 0 | 0 | 0 | 0 | 0 | 0 | 0 | 0 | 0 | 0 | 0 | 0 | 0 | 0 | 0 | 0 | 0 | 0 | 0 | 0 | 0
VIC1 | Solar PV | 0 | 0 | 0 | 0 | 0 | 0 | 0 | 0 | 0 | 0 | 0 | 0 | 0 | 0 | 0 | 0 | 0 | 0 | 0 | 0 | 0 | 0 | 0 | 0 | 0
VIC1 | Grid Battery | 0 | 0 | 0 | 0 | 0 | 0 | 0 | 0 | 0 | 0 | 0 | 0 | 0 | 0 | 0 | 0 | 0 | 0 | 0 | 0 | 0 | 0 | 0 | 0 | 0
VIC1 | Pumped Hydro | 0 | 0 | 0 | 0 | 0 | 0 | 0 | 0 | 0 | 0 | 0 | 0 | 0 | 0 | 0 | 0 | 0 | 0 | 0 | 0 | 0 | 0 | 0 | 0 | 0
VIC1 | VPP | 0 | 0 | 0 | 0 | 0 | 0 | 0 | 0 | 0 | 0 | 0 | 0 | 0 | 0 | 0 | 0 | 0 | 0 | 0 | 0 | 0 | 0 | 0 | 0 | 0
Total excluding storage |  | 221101.9714 | 200997.273 | 158898.1559 | 146586.0132 | 128405.1082 | 122453.3639 | 109621.1372 | 97033.8702 | 85890.99 | 89648.2131 | 85840.55 | 93658.3819 | 88594.6905 | 84246.5452 | 95463.5184 | 68980.1991 | 67510.2688 | 64112.8453 | 54403.8657 | 46394.0274 | 65491.9732 | 67719.8986 | 95372.5968 | 155151.3824 | 183203.0307
Region | Technology | 2023-24 | 2024-25 | 2025-26 | 2026-27 | 2027-28 | 2028-29 | 2029-30 | 2030-31 | 2031-32 | 2032-33 | 2033-34 | 2034-35 | 2035-36 | 2036-37 | 2037-38 | 2038-39 | 2039-40 | 2040-41 | 2041-42 | 2042-43 | 2043-44 | 2044-45 | 2045-46 | 2046-47 | 2047-48
SA1 | Black Coal | 0 | 0 | 0 | 0 | 0 | 0 | 0 | 0 | 0 | 0 | 0 | 0 | 0 | 0 | 0 | 0 | 0 | 0 | 0 | 0 | 0 | 0 | 0 | 0 | 0
SA1 | Brown Coal | 0 | 0 | 0 | 0 | 0 | 0 | 0 | 0 | 0 | 0 | 0 | 0 | 0 | 0 | 0 | 0 | 0 | 0 | 0 | 0 | 0 | 0 | 0 | 0 | 0
SA1 | CCGT | 50304.7968 | 42232.9684 | 15562.4402 | 10940.8765 | 8864.5613 | 12776.5288 | 5368.2397 | 11359.6975 | 5127.9812 | 20432.4634 | 38431.6015 | 62408.5409 | 32010.2174 | 36738.7954 | 0.36992 | 0.34323 | 0.33558 | 0.3181 | 0.3051 | 0.29479 | 0.36675 | 0.33887 | 0.37602 | 0.3724 | 0.35994
SA1 | Gas - Steam | 4535.811 | 5352.8165 | 5904.064 | 5101.068 | 5022.464 | 5462.5155 | 1091.9746 | 4244.5785 | 2150.6215 | 5644.543 | 7970.447 | 30063.668 | 0 | 0 | 0 | 0 | 0 | 0 | 0 | 0 | 0 | 0 | 0 | 0 | 0
SA1 | OCGT / Diesel | 6259.9183 | 7372.9511 | 4654.081 | 3828.8135 | 3842.061 | 4564.554 | 980.6764 | 2903.3338 | 1060.9289 | 4920.5222 | 10037.015 | 26935.596 | 15733.2211 | 17428.3435 | 37294.2557 | 20938.8676 | 31542.5516 | 35160.9317 | 22291.5809 | 23813.9014 | 39364.7127 | 30560.2563 | 32555.0816 | 33258.4931 | 32054.2997
SA1 | Hydro | 0 | 0 | 0 | 0 | 0 | 0 | 0 | 0 | 0 | 0 | 0 | 0 | 0 | 0 | 0 | 0 | 0 | 0 | 0 | 0 | 0 | 0 | 0 | 0 | 0
SA1 | Hydrogen Turbine | 0 | 0 | 0 | 0 | 0 | 0 | 0 | 0 | 0 | 0 | 0 | 0 | 0 | 0 | 0 | 0 | 0 | 0 | 0 | 0 | 0 | 0 | 0 | 0 | 0
SA1 | Wind | 0 | 0 | 0 | 0 | 0 | 0 | 0 | 0 | 0 | 0 | 0 | 0 | 0 | 0 | 0 | 0 | 0 | 0 | 0 | 0 | 0 | 0 | 0 | 0 | 0
SA1 | Solar PV | 0 | 0 | 0 | 0 | 0 | 0 | 0 | 0 | 0 | 0 | 0 | 0 | 0 | 0 | 0 | 0 | 0 | 0 | 0 | 0 | 0 | 0 | 0 | 0 | 0
SA1 | Grid Battery | 0 | 0 | 0 | 0 | 0 | 0 | 0 | 0 | 0 | 0 | 0 | 0 | 0 | 0 | 0 | 0 | 0 | 0 | 0 | 0 | 0 | 0 | 0 | 0 | 0
SA1 | Pumped Hydro | 0 | 0 | 0 | 0 | 0 | 0 | 0 | 0 | 0 | 0 | 0 | 0 | 0 | 0 | 0 | 0 | 0 | 0 | 0 | 0 | 0 | 0 | 0 | 0 | 0
SA1 | VPP | 0 | 0 | 0 | 0 | 0 | 0 | 0 | 0 | 0 | 0 | 0 | 0 | 0 | 0 | 0 | 0 | 0 | 0 | 0 | 0 | 0 | 0 | 0 | 0 | 0
Total excluding storage |  | 61100.5261 | 54958.736 | 26120.5852 | 19870.7581 | 17729.0862 | 22803.5983 | 7440.8908 | 18507.6098 | 8339.5316 | 30997.5287 | 56439.0635 | 119407.8049 | 47743.4386 | 54167.1389 | 37294.6256 | 20939.2109 | 31542.8872 | 35161.2498 | 22291.886 | 23814.1962 | 39365.0795 | 30560.5952 | 32555.4576 | 33258.8655 | 32054.6596
Region | Technology | 2023-24 | 2024-25 | 2025-26 | 2026-27 | 2027-28 | 2028-29 | 2029-30 | 2030-31 | 2031-32 | 2032-33 | 2033-34 | 2034-35 | 2035-36 | 2036-37 | 2037-38 | 2038-39 | 2039-40 | 2040-41 | 2041-42 | 2042-43 | 2043-44 | 2044-45 | 2045-46 | 2046-47 | 2047-48
TAS1 | Black Coal | 0 | 0 | 0 | 0 | 0 | 0 | 0 | 0 | 0 | 0 | 0 | 0 | 0 | 0 | 0 | 0 | 0 | 0 | 0 | 0 | 0 | 0 | 0 | 0 | 0
TAS1 | Brown Coal | 0 | 0 | 0 | 0 | 0 | 0 | 0 | 0 | 0 | 0 | 0 | 0 | 0 | 0 | 0 | 0 | 0 | 0 | 0 | 0 | 0 | 0 | 0 | 0 | 0
TAS1 | CCGT | 0 | 0.16268 | 0.16581 | 0.1657 | 0.16589 | 0.16724 | 0.17656 | 0.18265 | 0.18453 | 0.19932 | 0.20832 | 0.22314 | 0.22281 | 0.21557 | 0.23297 | 0.22055 | 0.22192 | 0.21129 | 0.21934 | 0.21146 | 0.21076 | 0.20697 | 0.22 | 0.2162 | 0.23025
TAS1 | Gas - Steam | 0 | 0 | 0 | 0 | 0 | 0 | 0 | 0 | 0 | 0 | 0 | 0 | 0 | 0 | 0 | 0 | 0 | 0 | 0 | 0 | 0 | 0 | 0 | 0 | 0
TAS1 | OCGT / Diesel | 0.25538 | 0.2539 | 0.25549 | 0.25438 | 0.25454 | 0.2577 | 0.27084 | 49.4837 | 0.26967 | 91.394 | 0.30309 | 219.8313 | 436.5387 | 191.1862 | 763.0556 | 106.1994 | 262.5095 | 52.1723 | 165.034 | 0.23205 | 139.3177 | 203.0585 | 141.6846 | 104.025 | 247.4849
TAS1 | Hydro | 0 | 0 | 0 | 0 | 0 | 0 | 0 | 0 | 0 | 0 | 0 | 0 | 0 | 0 | 0 | 0 | 0 | 0 | 0 | 0 | 0 | 0 | 0 | 0 | 0
TAS1 | Hydrogen Turbine | 0 | 0 | 0 | 0 | 0 | 0 | 0 | 0 | 0 | 0 | 0 | 0 | 0 | 0 | 0 | 0 | 0 | 0 | 0 | 0 | 0 | 0 | 0 | 0 | 0
TAS1 | Wind | 0 | 0 | 0 | 0 | 0 | 0 | 0 | 0 | 0 | 0 | 0 | 0 | 0 | 0 | 0 | 0 | 0 | 0 | 0 | 0 | 0 | 0 | 0 | 0 | 0
TAS1 | Solar PV | 0 | 0 | 0 | 0 | 0 | 0 | 0 | 0 | 0 | 0 | 0 | 0 | 0 | 0 | 0 | 0 | 0 | 0 | 0 | 0 | 0 | 0 | 0 | 0 | 0
TAS1 | Grid Battery | 0 | 0 | 0 | 0 | 0 | 0 | 0 | 0 | 0 | 0 | 0 | 0 | 0 | 0 | 0 | 0 | 0 | 0 | 0 | 0 | 0 | 0 | 0 | 0 | 0
TAS1 | Pumped Hydro | 0 | 0 | 0 | 0 | 0 | 0 | 0 | 0 | 0 | 0 | 0 | 0 | 0 | 0 | 0 | 0 | 0 | 0 | 0 | 0 | 0 | 0 | 0 | 0 | 0
TAS1 | VPP | 0 | 0 | 0 | 0 | 0 | 0 | 0 | 0 | 0 | 0 | 0 | 0 | 0 | 0 | 0 | 0 | 0 | 0 | 0 | 0 | 0 | 0 | 0 | 0 | 0
Total excluding storage |  | 0.25538 | 0.41658 | 0.4213 | 0.42009 | 0.42043 | 0.42493 | 0.4474 | 49.6663 | 0.4542 | 91.5933 | 0.5114 | 220.0545 | 436.7615 | 191.4017 | 763.2886 | 106.4199 | 262.7314 | 52.3836 | 165.2534 | 0.44351 | 139.5285 | 203.2655 | 141.9046 | 104.2412 | 247.7152

## Option 1_Build Cost
New generation build cost (CAPEX) by technology ($000s) - Option 1, Progressive Change Scenario
CAPEX (Install) | Real June 2021 dollars discounted to 1 July 2021. The total capital costs are annualised for modelling purposes.
Explicitly modelled generation
Region | Technology | 2023-24 | 2024-25 | 2025-26 | 2026-27 | 2027-28 | 2028-29 | 2029-30 | 2030-31 | 2031-32 | 2032-33 | 2033-34 | 2034-35 | 2035-36 | 2036-37 | 2037-38 | 2038-39 | 2039-40 | 2040-41 | 2041-42 | 2042-43 | 2043-44 | 2044-45 | 2045-46 | 2046-47 | 2047-48
NEM | Black Coal | 0 | 0 | 0 | 0 | 0 | 0 | 0 | 0 | 0 | 0 | 0 | 0 | 0 | 0 | 0 | 0 | 0 | 0 | 0 | 0 | 0 | 0 | 0 | 0 | 0
NEM | Brown Coal | 0 | 0 | 0 | 0 | 0 | 0 | 0 | 0 | 0 | 0 | 0 | 0 | 0 | 0 | 0 | 0 | 0 | 0 | 0 | 0 | 0 | 0 | 0 | 0 | 0
NEM | CCGT | 0 | 3.7866 | 0.4629 | 0.11724 | 0.13527 | 0.45006 | 0.19353 | 0.4172 | 0.043822 | 0.5618 | 1.4437 | 0.60003 | 0.37248 | 0.037846 | 0.80011 | 0.004512 | 0.034247 | 0.075511 | 0.2094 | 0.025134 | 0.30206 | 0.016023 | 0.35128 | 0.33135 | 0.41553
NEM | Gas - Steam | 0 | 0 | 0 | 0 | 0 | 0 | 0 | 0 | 0 | 0 | 0 | 0 | 0 | 0 | 0 | 0 | 0 | 0 | 0 | 0 | 0 | 0 | 0 | 0 | 0
NEM | OCGT / Diesel | 9.9813 | 228339.3742 | 188852.65 | 0.38422 | 0.28179 | 2.0888 | 2.9035 | 261218.7986 | 0.2275 | 0.42608 | 258231.8289 | 265161.4349 | 3.8762 | 0.07533 | 4.883 | 0.037057 | 0.058818 | 0.18881 | 3.6783 | 0.039174 | 4471.7918 | 208844.5138 | 16101.2363 | 63677.436 | 7148.7642
NEM | Hydro | 0 | 0 | 0 | 0 | 0 | 0 | 0 | 0 | 0 | 0 | 0 | 0 | 0 | 0 | 0 | 0 | 0 | 0 | 0 | 0 | 0 | 0 | 0 | 0 | 0
NEM | Hydrogen Turbine | 0 | 0 | 0 | 0 | 0 | 0 | 0 | 0 | 0 | 0 | 0 | 0 | 0 | 0 | 0 | 0 | 0 | 0 | 0 | 0 | 0 | 0 | 0 | 0 | 0
NEM | Wind | 277044.7246 | 1673930.5515 | 2988575.2951 | 3311259.9635 | 3107525.486 | 3112732.0507 | 2364225.3384 | 165568.5122 | 152269.5737 | 774540.6273 | 3523646.1795 | 1382991.4489 | 1510673.373 | 2358373.9081 | 2446308.771 | 1780905.0952 | 52877.7768 | 441672.1129 | 559125.2858 | 740501.4672 | 284713.6188 | 190542.1324 | 472439.6649 | 472222.7705 | 167941.2803
NEM | Solar PV | 19.9154 | 7.2742 | 7.4742 | 10.6256 | 4.9548 | 217306.6045 | 562256.1063 | 3.351 | 1.1459 | 4.9663 | 1422444.9516 | 45010.8356 | 177201.9433 | 320376.533 | 1090223.6486 | 3.9255 | 110107.5285 | 374289.6774 | 435327.3266 | 405533.8167 | 463318.9823 | 26030.4077 | 219511.2065 | 362210.662 | 74680.2763
NEM | Grid Battery | 70.7861 | 6.3123 | 21.1368 | 1.5532 | 2.53 | 193891.6677 | 35170.1206 | 10.6406 | 1.741 | 291256.4817 | 965720.8405 | 45190.5052 | 480712.0183 | 1.5691 | 995207.1363 | 0.86974 | 1.2823 | 26728.4987 | 778306.1812 | 0.61765 | 35992.0791 | 30476.2384 | 62304.6597 | 31755.0812 | 19235.6219
NEM | Pumped Hydro | 0 | 0 | 1691617.3802 | 5.1772 | 936677.1383 | 397809.8223 | 64977.1156 | 8.4331 | 2.445 | 60.6172 | 314199.0688 | 53242.6927 | 165856.7455 | 0.94659 | 138346.583 | 0.41451 | 0.44095 | 972.2343 | 110123.5879 | 0.56094 | 76038.7514 | 78430.9095 | 92282.946 | 105004.883 | 0.077511
NEM | VPP | 0 | 0 | 0 | 0 | 0 | 0 | 0 | 0 | 0 | 0 | 0 | 0 | 0 | 0 | 0 | 0 | 0 | 0 | 0 | 0 | 0 | 0 | 0 | 0 | 0
Total excluding storage |  | 277074.6213 | 1902280.9866 | 3177435.8823 | 3311271.0906 | 3107530.8578 | 3330041.1941 | 2926484.5418 | 426791.079 | 152270.9909 | 774546.5815 | 5204324.4037 | 1693164.3194 | 1687879.565 | 2678750.5543 | 3536538.1027 | 1780909.0623 | 162985.3984 | 815962.0546 | 994456.5002 | 1146035.3481 | 752504.695 | 425417.0699 | 708052.459 | 898111.1999 | 249770.7363
Region | Technology | 2023-24 | 2024-25 | 2025-26 | 2026-27 | 2027-28 | 2028-29 | 2029-30 | 2030-31 | 2031-32 | 2032-33 | 2033-34 | 2034-35 | 2035-36 | 2036-37 | 2037-38 | 2038-39 | 2039-40 | 2040-41 | 2041-42 | 2042-43 | 2043-44 | 2044-45 | 2045-46 | 2046-47 | 2047-48
NSW1 | Black Coal | 0 | 0 | 0 | 0 | 0 | 0 | 0 | 0 | 0 | 0 | 0 | 0 | 0 | 0 | 0 | 0 | 0 | 0 | 0 | 0 | 0 | 0 | 0 | 0 | 0
NSW1 | Brown Coal | 0 | 0 | 0 | 0 | 0 | 0 | 0 | 0 | 0 | 0 | 0 | 0 | 0 | 0 | 0 | 0 | 0 | 0 | 0 | 0 | 0 | 0 | 0 | 0 | 0
NSW1 | CCGT | 0 | 0.88587 | 0.21353 | 0.0026679 | 0.013632 | 0.021433 | 0.11311 | 0.1762 | 0.0047301 | 0.12636 | 0.85299 | 0.021652 | 0.0060709 | 0.0038311 | 0.017537 | 0.00023508 | 0.00018938 | 0.010445 | 0.10258 | 0.0055475 | 0.11406 | 0.0023544 | 0.043981 | 0.1837 | 0.0010882
NSW1 | Gas - Steam | 0 | 0 | 0 | 0 | 0 | 0 | 0 | 0 | 0 | 0 | 0 | 0 | 0 | 0 | 0 | 0 | 0 | 0 | 0 | 0 | 0 | 0 | 0 | 0 | 0
NSW1 | OCGT / Diesel | 2.6527 | 228338.6636 | 188852.3211 | 0.011462 | 0.0080149 | 0.012586 | 2.6842 | 261218.536 | 0.0088968 | 0.016994 | 258229.1835 | 0.018339 | 0.0044854 | 0.0058156 | 0.0073016 | 0.0052709 | 0.0083435 | 0.020163 | 0.0137 | 0.0071299 | 0.031042 | 0.56505 | 0.014774 | 0.023035 | 0.0023309
NSW1 | Hydro | 0 | 0 | 0 | 0 | 0 | 0 | 0 | 0 | 0 | 0 | 0 | 0 | 0 | 0 | 0 | 0 | 0 | 0 | 0 | 0 | 0 | 0 | 0 | 0 | 0
NSW1 | Hydrogen Turbine | 0 | 0 | 0 | 0 | 0 | 0 | 0 | 0 | 0 | 0 | 0 | 0 | 0 | 0 | 0 | 0 | 0 | 0 | 0 | 0 | 0 | 0 | 0 | 0 | 0
NSW1 | Wind | 24.2645 | 1417737.0205 | 1841139.1984 | 2191128.132 | 1854151.0583 | 1892835.1117 | 1270178.4373 | 0.84085 | 0.13734 | 0.92461 | 967151.683 | 620006.6472 | 19.1616 | 487912.2369 | 300266.0397 | 1470440.8802 | 0.67156 | 26781.2816 | 268607.5671 | 4892.7767 | 79354.7257 | 81545.0215 | 106586.1434 | 123876.5048 | 68074.8926
NSW1 | Solar PV | 3.8812 | 5.3222 | 0.58248 | 6.5382 | 1.2229 | 217305.2989 | 562253.9237 | 0.73832 | 0.23479 | 0.92707 | 1422437.0968 | 44999.2892 | 147873.8395 | 192140.5997 | 147327.53 | 0.47685 | 103505.1043 | 316759.7776 | 53699.6046 | 86352.4885 | 153044.9313 | 11147.8226 | 54918.1052 | 140575.917 | 6873.8193
NSW1 | Grid Battery | 36.2472 | 5.1375 | 18.8159 | 0.21379 | 2.4719 | 193887.8582 | 35169.017 | 7.4498 | 0.43077 | 291182.1603 | 838649.6325 | 0.94075 | 0.78635 | 0.82521 | 4.5304 | 0.41173 | 0.52861 | 1.0728 | 256784.5483 | 0.24151 | 0.36066 | 20926.9888 | 13383.1296 | 20721.1477 | 0.052696
NSW1 | Pumped Hydro | 0 | 0 | 1691569.6362 | 0.44161 | 936674.7955 | 397792.6307 | 64973.2075 | 0.70416 | 0.16601 | 0.36932 | 2369.4592 | 0.080078 | 0.088687 | 0.060988 | 0.052815 | 0.095952 | 0.082311 | 0.079383 | 1.251 | 0.09899 | 0.061459 | 73017.0343 | 0.067524 | 0.031606 | 0.0092236
NSW1 | VPP | 0 | 0 | 0 | 0 | 0 | 0 | 0 | 0 | 0 | 0 | 0 | 0 | 0 | 0 | 0 | 0 | 0 | 0 | 0 | 0 | 0 | 0 | 0 | 0 | 0
Total excluding storage |  | 30.7983 | 1646081.8923 | 2029992.3155 | 2191134.6843 | 1854152.3028 | 2110140.4447 | 1832435.1584 | 261220.2914 | 0.38576 | 1.995 | 2647818.8164 | 665005.9764 | 147893.0116 | 680052.8462 | 447593.5945 | 1470441.3625 | 103505.7844 | 343541.0899 | 322307.2879 | 91245.2779 | 232399.8021 | 92693.4115 | 161504.3074 | 264452.6285 | 74948.7153
Region | Technology | 2023-24 | 2024-25 | 2025-26 | 2026-27 | 2027-28 | 2028-29 | 2029-30 | 2030-31 | 2031-32 | 2032-33 | 2033-34 | 2034-35 | 2035-36 | 2036-37 | 2037-38 | 2038-39 | 2039-40 | 2040-41 | 2041-42 | 2042-43 | 2043-44 | 2044-45 | 2045-46 | 2046-47 | 2047-48
QLD1 | Black Coal | 0 | 0 | 0 | 0 | 0 | 0 | 0 | 0 | 0 | 0 | 0 | 0 | 0 | 0 | 0 | 0 | 0 | 0 | 0 | 0 | 0 | 0 | 0 | 0 | 0
QLD1 | Brown Coal | 0 | 0 | 0 | 0 | 0 | 0 | 0 | 0 | 0 | 0 | 0 | 0 | 0 | 0 | 0 | 0 | 0 | 0 | 0 | 0 | 0 | 0 | 0 | 0 | 0
QLD1 | CCGT | 0 | 0.80016 | 0.10585 | 0.027951 | 0.037253 | 0.25731 | 0.0098892 | 0.031266 | 0.0087565 | 0.18028 | 0.34959 | 0.20599 | 0.17622 | 0.019389 | 0.47299 | 0.00061043 | 0.0010254 | 0.0012355 | 0.0017956 | 0.0071304 | 0.015051 | 0.00038542 | 0.0095163 | 0.13408 | 3.3064e-05
QLD1 | Gas - Steam | 0 | 0 | 0 | 0 | 0 | 0 | 0 | 0 | 0 | 0 | 0 | 0 | 0 | 0 | 0 | 0 | 0 | 0 | 0 | 0 | 0 | 0 | 0 | 0 | 0
QLD1 | OCGT / Diesel | 1.8582 | 0.082742 | 0.12394 | 0.087215 | 0.0828 | 1.8655 | 0.016324 | 0.0086782 | 0.018398 | 0.10102 | 2.2219 | 265161.0665 | 0.20843 | 0.020503 | 4.2023 | 0.0056643 | 0.0087994 | 0.0094076 | 0.0070486 | 0.0086125 | 0.0081573 | 0.0065087 | 0.14782 | 63677.3978 | 0.0009188
QLD1 | Hydro | 0 | 0 | 0 | 0 | 0 | 0 | 0 | 0 | 0 | 0 | 0 | 0 | 0 | 0 | 0 | 0 | 0 | 0 | 0 | 0 | 0 | 0 | 0 | 0 | 0
QLD1 | Hydrogen Turbine | 0 | 0 | 0 | 0 | 0 | 0 | 0 | 0 | 0 | 0 | 0 | 0 | 0 | 0 | 0 | 0 | 0 | 0 | 0 | 0 | 0 | 0 | 0 | 0 | 0
QLD1 | Wind | 28.445 | 0.89393 | 4.5768 | 901995.3234 | 1052528.7663 | 1035475.5974 | 925052.0707 | 1.6781 | 0.41282 | 430019.8305 | 966674.2385 | 495438.5487 | 568260.8301 | 962551.3799 | 1185130.1506 | 0.074981 | 0.063111 | 0.16134 | 256014.449 | 301589.7088 | 141727.441 | 48867.2378 | 208758.4179 | 162380.2907 | 30217.7391
QLD1 | Solar PV | 5.5775 | 0.58669 | 0.84356 | 3.4713 | 2.6283 | 0.8118 | 1.534 | 0.20876 | 0.13232 | 0.37601 | 4.8181 | 3.1146 | 29322.7074 | 128224.1015 | 879810.6267 | 0.017847 | 0.028003 | 57527.3828 | 66736.5161 | 247489.1108 | 143826.0072 | 0.077693 | 49626.219 | 175534.4434 | 23859.4295
QLD1 | Grid Battery | 8.3023 | 0.20525 | 1.2215 | 0.25583 | 0.018185 | 3.739 | 0.10067 | 0.20854 | 0.20622 | 62.1446 | 127064.258 | 45186.7931 | 253207.277 | 0.13079 | 891334.2808 | 0.10717 | 0.13047 | 0.14358 | 113438.2508 | 0.14212 | 35991.3327 | 0.080402 | 0.062049 | 11033.8115 | 0.023407
QLD1 | Pumped Hydro | 0 | 0 | 11.6052 | 1.3556 | 0.53 | 15.2846 | 0.29361 | 0.26033 | 0.13031 | 46.6512 | 311795.4055 | 16585.8896 | 0.54065 | 0.13026 | 50034.7221 | 0.072673 | 0.06924 | 0.061638 | 63228.7456 | 0.19497 | 76038.3055 | 0.060435 | 69180.5291 | 105004.7898 | 0.0083672
QLD1 | VPP | 0 | 0 | 0 | 0 | 0 | 0 | 0 | 0 | 0 | 0 | 0 | 0 | 0 | 0 | 0 | 0 | 0 | 0 | 0 | 0 | 0 | 0 | 0 | 0 | 0
Total excluding storage |  | 35.8807 | 2.3635 | 5.6502 | 901998.9098 | 1052531.5147 | 1035478.532 | 925053.6309 | 1.9268 | 0.5723 | 430020.4878 | 966681.628 | 760602.9358 | 597583.9222 | 1090775.5213 | 2064945.4525 | 0.099103 | 0.10094 | 57527.5548 | 322750.9739 | 549078.8354 | 285553.4714 | 48867.3224 | 258384.7943 | 401592.2659 | 54077.1695
Region | Technology | 2023-24 | 2024-25 | 2025-26 | 2026-27 | 2027-28 | 2028-29 | 2029-30 | 2030-31 | 2031-32 | 2032-33 | 2033-34 | 2034-35 | 2035-36 | 2036-37 | 2037-38 | 2038-39 | 2039-40 | 2040-41 | 2041-42 | 2042-43 | 2043-44 | 2044-45 | 2045-46 | 2046-47 | 2047-48
VIC1 | Black Coal | 0 | 0 | 0 | 0 | 0 | 0 | 0 | 0 | 0 | 0 | 0 | 0 | 0 | 0 | 0 | 0 | 0 | 0 | 0 | 0 | 0 | 0 | 0 | 0 | 0
VIC1 | Brown Coal | 0 | 0 | 0 | 0 | 0 | 0 | 0 | 0 | 0 | 0 | 0 | 0 | 0 | 0 | 0 | 0 | 0 | 0 | 0 | 0 | 0 | 0 | 0 | 0 | 0
VIC1 | CCGT | 0 | 0.72047 | 0.074883 | 0.050252 | 0.0251 | 0.076872 | 0.0050111 | 0.073866 | 0.0018971 | 0.087174 | 0.10956 | 0.13127 | 0.11702 | 0.0035584 | 0.064924 | 0.00069568 | 0.011014 | 0.05353 | 0.068187 | 0.0050149 | 0.06389 | 0.0056058 | 0.23997 | 0.0094479 | 0.4064
VIC1 | Gas - Steam | 0 | 0 | 0 | 0 | 0 | 0 | 0 | 0 | 0 | 0 | 0 | 0 | 0 | 0 | 0 | 0 | 0 | 0 | 0 | 0 | 0 | 0 | 0 | 0 | 0
VIC1 | OCGT / Diesel | 1.8297 | 0.44944 | 0.025615 | 0.10875 | 0.022976 | 0.030585 | 0.026307 | 0.079319 | 0.055632 | 0.11149 | 0.26971 | 0.03734 | 1.4419 | 0.01674 | 0.030084 | 0.0077779 | 0.015906 | 0.023557 | 2.5805 | 0.0089189 | 0.025992 | 164803.9827 | 16100.9177 | 0.0092546 | 7148.7556
VIC1 | Hydro | 0 | 0 | 0 | 0 | 0 | 0 | 0 | 0 | 0 | 0 | 0 | 0 | 0 | 0 | 0 | 0 | 0 | 0 | 0 | 0 | 0 | 0 | 0 | 0 | 0
VIC1 | Hydrogen Turbine | 0 | 0 | 0 | 0 | 0 | 0 | 0 | 0 | 0 | 0 | 0 | 0 | 0 | 0 | 0 | 0 | 0 | 0 | 0 | 0 | 0 | 0 | 0 | 0 | 0
VIC1 | Wind | 14.242 | 1.7041 | 910838.0018 | 0.32795 | 0.28379 | 0.98343 | 0.32715 | 1.8089 | 0.37336 | 1.9391 | 565969.0718 | 129388.9125 | 176962.7546 | 521798.6468 | 448619.4888 | 224803.0748 | 31433.8934 | 213724.4035 | 34501.2422 | 379686.3892 | 61562.5335 | 2.366 | 104465.4792 | 58604.0463 | 32274.7051
VIC1 | Solar PV | 3.1142 | 0.4873 | 5.2401 | 0.051851 | 0.056291 | 0.058382 | 0.044556 | 0.13502 | 0.033335 | 0.77153 | 0.99802 | 1.4751 | 3.3693 | 0.92419 | 0.6527 | 3.3698 | 2.1419 | 1.6857 | 154789.9418 | 71691.3892 | 70154.9071 | 14882.1933 | 74529.2482 | 17293.9286 | 41303.201
VIC1 | Grid Battery | 8.5756 | 0.83328 | 0.31929 | 0.55495 | 0.01077 | 0.020628 | 0.14108 | 0.90756 | 0.24345 | 3.7852 | 4.2428 | 0.33803 | 38558.6095 | 0.21936 | 0.48043 | 0.10117 | 0.22463 | 21805.4739 | 253027.7577 | 0.13003 | 0.1129 | 0.11487 | 14999.6508 | 0.030369 | 19235.4184
VIC1 | Pumped Hydro | 0 | 0 | 10.8633 | 1.5358 | 0.21657 | 0.27388 | 0.30058 | 1.9708 | 0.1399 | 1.7365 | 5.3717 | 0.31807 | 8.3102 | 0.21774 | 0.18597 | 0.084985 | 0.097802 | 0.099829 | 3.6005 | 0.070855 | 0.073401 | 5.5434 | 0.9119 | 0.023533 | 0.0153
VIC1 | VPP | 0 | 0 | 0 | 0 | 0 | 0 | 0 | 0 | 0 | 0 | 0 | 0 | 0 | 0 | 0 | 0 | 0 | 0 | 0 | 0 | 0 | 0 | 0 | 0 | 0
Total excluding storage |  | 19.1859 | 3.3613 | 910843.3424 | 0.5388 | 0.38816 | 1.1493 | 0.40303 | 2.0971 | 0.46423 | 2.9093 | 565970.4491 | 129390.5562 | 176967.6828 | 521799.5912 | 448620.2365 | 224806.4532 | 31436.0622 | 213726.1663 | 189293.8327 | 451377.7923 | 131717.5305 | 179688.5476 | 195095.8851 | 75897.9936 | 80727.0682
Region | Technology | 2023-24 | 2024-25 | 2025-26 | 2026-27 | 2027-28 | 2028-29 | 2029-30 | 2030-31 | 2031-32 | 2032-33 | 2033-34 | 2034-35 | 2035-36 | 2036-37 | 2037-38 | 2038-39 | 2039-40 | 2040-41 | 2041-42 | 2042-43 | 2043-44 | 2044-45 | 2045-46 | 2046-47 | 2047-48
SA1 | Black Coal | 0 | 0 | 0 | 0 | 0 | 0 | 0 | 0 | 0 | 0 | 0 | 0 | 0 | 0 | 0 | 0 | 0 | 0 | 0 | 0 | 0 | 0 | 0 | 0 | 0
SA1 | Brown Coal | 0 | 0 | 0 | 0 | 0 | 0 | 0 | 0 | 0 | 0 | 0 | 0 | 0 | 0 | 0 | 0 | 0 | 0 | 0 | 0 | 0 | 0 | 0 | 0 | 0
SA1 | CCGT | 0 | 0.80166 | 0.030259 | 0.0071994 | 0.033596 | 0.065718 | 0.019723 | 0.099027 | 0.0048186 | 0.11127 | 0.088036 | 0.18741 | 0.048452 | 0.0050141 | 0.19295 | 0.0015112 | 0.0057241 | 0.005475 | 0.010498 | 0.0041286 | 0.099706 | 0.00035222 | 0.041884 | 0.0025071 | 0.002391
SA1 | Gas - Steam | 0 | 0 | 0 | 0 | 0 | 0 | 0 | 0 | 0 | 0 | 0 | 0 | 0 | 0 | 0 | 0 | 0 | 0 | 0 | 0 | 0 | 0 | 0 | 0 | 0
SA1 | OCGT / Diesel | 1.8738 | 0.089459 | 0.089394 | 0.080135 | 0.088743 | 0.095222 | 0.081996 | 0.10341 | 0.071809 | 0.10191 | 0.083594 | 0.20045 | 1.692 | 0.017565 | 0.48174 | 0.0075581 | 0.013821 | 0.017819 | 0.60964 | 0.0071186 | 4471.7168 | 44039.5341 | 0.013546 | 0.0034798 | 0.0015012
SA1 | Hydro | 0 | 0 | 0 | 0 | 0 | 0 | 0 | 0 | 0 | 0 | 0 | 0 | 0 | 0 | 0 | 0 | 0 | 0 | 0 | 0 | 0 | 0 | 0 | 0 | 0
SA1 | Hydrogen Turbine | 0 | 0 | 0 | 0 | 0 | 0 | 0 | 0 | 0 | 0 | 0 | 0 | 0 | 0 | 0 | 0 | 0 | 0 | 0 | 0 | 0 | 0 | 0 | 0 | 0
SA1 | Wind | 26.1843 | 1.5294 | 1.0814 | 1.6761 | 2.0712 | 3.167 | 1.7283 | 24.5865 | 3.6214 | 141814.2276 | 924876.4951 | 54.93 | 422868.6519 | 338760.9082 | 221741.3055 | 85660.9247 | 21442.9506 | 201166.1393 | 0.3819 | 54332.2892 | 2068.8682 | 44735.7315 | 49117.4862 | 103869.5228 | 36748.1702
SA1 | Solar PV | 5.2072 | 0.56651 | 0.63206 | 0.31951 | 0.66363 | 0.36353 | 0.46239 | 1.886 | 0.56833 | 2.5183 | 1.5452 | 6.5242 | 1.5838 | 10.7512 | 63084.5646 | 0.033387 | 6600.1876 | 0.80397 | 160100.9573 | 0.5918 | 96292.7673 | 0.034352 | 40437.1848 | 28806.3622 | 2643.8075
SA1 | Grid Battery | 10.1523 | 0.08608 | 0.16525 | 0.18011 | 0.018231 | 0.027347 | 0.28489 | 1.324 | 0.34655 | 5.4786 | 1.681 | 1.7661 | 188942.0393 | 0.26599 | 103865.7845 | 0.14213 | 0.25023 | 4919.1729 | 155055.088 | 0.063577 | 0.17503 | 9549.0171 | 33921.7872 | 0.041449 | 0.020672
SA1 | Pumped Hydro | 0 | 0 | 11.8491 | 0.83936 | 0.81149 | 0.73816 | 0.42707 | 1.9308 | 0.19523 | 2.2364 | 1.436 | 0.99101 | 5.2237 | 0.3276 | 0.69325 | 0.063375 | 0.088319 | 0.37188 | 0.79928 | 0.11013 | 0.23021 | 1.0124 | 0.80609 | 0.015762 | 0.01838
SA1 | VPP | 0 | 0 | 0 | 0 | 0 | 0 | 0 | 0 | 0 | 0 | 0 | 0 | 0 | 0 | 0 | 0 | 0 | 0 | 0 | 0 | 0 | 0 | 0 | 0 | 0
Total excluding storage |  | 33.2653 | 2.987 | 1.8331 | 2.0829 | 2.8571 | 3.6915 | 2.2924 | 26.6749 | 4.2664 | 141816.9591 | 924878.2119 | 61.8421 | 422871.9761 | 338771.682 | 284826.5448 | 85660.9672 | 28043.1577 | 201166.9665 | 160101.9593 | 54332.8922 | 102833.452 | 88775.3003 | 89554.7264 | 132675.891 | 39391.9816
Region | Technology | 2023-24 | 2024-25 | 2025-26 | 2026-27 | 2027-28 | 2028-29 | 2029-30 | 2030-31 | 2031-32 | 2032-33 | 2033-34 | 2034-35 | 2035-36 | 2036-37 | 2037-38 | 2038-39 | 2039-40 | 2040-41 | 2041-42 | 2042-43 | 2043-44 | 2044-45 | 2045-46 | 2046-47 | 2047-48
TAS1 | Black Coal | 0 | 0 | 0 | 0 | 0 | 0 | 0 | 0 | 0 | 0 | 0 | 0 | 0 | 0 | 0 | 0 | 0 | 0 | 0 | 0 | 0 | 0 | 0 | 0 | 0
TAS1 | Brown Coal | 0 | 0 | 0 | 0 | 0 | 0 | 0 | 0 | 0 | 0 | 0 | 0 | 0 | 0 | 0 | 0 | 0 | 0 | 0 | 0 | 0 | 0 | 0 | 0 | 0
TAS1 | CCGT | 0 | 0.57844 | 0.03838 | 0.029175 | 0.025693 | 0.028732 | 0.045801 | 0.036842 | 0.023619 | 0.056722 | 0.043494 | 0.053705 | 0.024723 | 0.0060533 | 0.051713 | 0.0014597 | 0.016294 | 0.0048258 | 0.026343 | 0.0033129 | 0.0093516 | 0.0073256 | 0.015931 | 0.0016142 | 0.0056223
TAS1 | Gas - Steam | 0 | 0 | 0 | 0 | 0 | 0 | 0 | 0 | 0 | 0 | 0 | 0 | 0 | 0 | 0 | 0 | 0 | 0 | 0 | 0 | 0 | 0 | 0 | 0 | 0
TAS1 | OCGT / Diesel | 1.7669 | 0.08892 | 0.089987 | 0.096659 | 0.079258 | 0.084935 | 0.09465 | 0.071142 | 0.072766 | 0.09466 | 0.070224 | 0.11225 | 0.52943 | 0.014706 | 0.16163 | 0.010785 | 0.011949 | 0.11786 | 0.46743 | 0.0073941 | 0.0098058 | 0.42542 | 0.14246 | 0.0024646 | 0.00379
TAS1 | Hydro | 0 | 0 | 0 | 0 | 0 | 0 | 0 | 0 | 0 | 0 | 0 | 0 | 0 | 0 | 0 | 0 | 0 | 0 | 0 | 0 | 0 | 0 | 0 | 0 | 0
TAS1 | Hydrogen Turbine | 0 | 0 | 0 | 0 | 0 | 0 | 0 | 0 | 0 | 0 | 0 | 0 | 0 | 0 | 0 | 0 | 0 | 0 | 0 | 0 | 0 | 0 | 0 | 0 | 0
TAS1 | Wind | 276951.5888 | 256189.4036 | 236592.4367 | 218134.5041 | 200843.3064 | 184417.1911 | 168992.775 | 165539.5978 | 152265.0288 | 202703.7054 | 98974.691 | 138102.4105 | 342561.9749 | 47350.7364 | 290551.7865 | 0.1405 | 0.19814 | 0.12713 | 1.6457 | 0.30324 | 0.050477 | 15391.7755 | 3512.1382 | 23492.406 | 625.7733
TAS1 | Solar PV | 2.1353 | 0.3115 | 0.176 | 0.24474 | 0.38368 | 0.071898 | 0.14155 | 0.3829 | 0.17708 | 0.3734 | 0.4935 | 0.43244 | 0.44323 | 0.15642 | 0.27469 | 0.027597 | 0.066697 | 0.027256 | 0.30687 | 0.23633 | 0.36933 | 0.27979 | 0.44921 | 0.010788 | 0.018986
TAS1 | Grid Battery | 7.5087 | 0.050181 | 0.61492 | 0.34855 | 0.010886 | 0.022473 | 0.57698 | 0.75073 | 0.51404 | 2.9129 | 1.0262 | 0.66733 | 3.3062 | 0.12778 | 2.0601 | 0.10754 | 0.14837 | 2.6355 | 0.53635 | 0.040404 | 0.097842 | 0.037131 | 0.030003 | 0.050254 | 0.10673
TAS1 | Pumped Hydro | 0 | 0 | 13.4263 | 1.0048 | 0.7848 | 0.89492 | 2.8869 | 3.567 | 1.8135 | 9.6236 | 27.3963 | 36655.4139 | 165842.5822 | 0.21001 | 88310.9289 | 0.09753 | 0.10328 | 971.6216 | 46889.1916 | 0.085991 | 0.08087 | 5407.259 | 23100.6314 | 0.022297 | 0.026241
TAS1 | VPP | 0 | 0 | 0 | 0 | 0 | 0 | 0 | 0 | 0 | 0 | 0 | 0 | 0 | 0 | 0 | 0 | 0 | 0 | 0 | 0 | 0 | 0 | 0 | 0 | 0
Total excluding storage |  | 276955.491 | 256190.3824 | 236592.7411 | 218134.8747 | 200843.795 | 184417.3766 | 168993.057 | 165540.0887 | 152265.3023 | 202704.2302 | 98975.2983 | 138103.0089 | 342562.9723 | 47350.9135 | 290552.2745 | 0.18034 | 0.29308 | 0.27707 | 2.4464 | 0.55028 | 0.43897 | 15392.488 | 3512.7458 | 23492.4208 | 625.8017

## Option 1_REHAB Cost
Rehabilition cost by technology ($000s) - Option 1, Progressive Change Scenario
REHAB | Real June 2021 dollars discounted to 1 July 2021
Explicitly modelled generation
Region | Technology | 2023-24 | 2024-25 | 2025-26 | 2026-27 | 2027-28 | 2028-29 | 2029-30 | 2030-31 | 2031-32 | 2032-33 | 2033-34 | 2034-35 | 2035-36 | 2036-37 | 2037-38 | 2038-39 | 2039-40 | 2040-41 | 2041-42 | 2042-43 | 2043-44 | 2044-45 | 2045-46 | 2046-47 | 2047-48
NEM | Black Coal | 0 | 0 | 60155.0213 | 8028.7158 | 12253.8736 | 7.9627e-05 | 12795.2269 | 0.073059 | 0.030185 | 0.0002416 | 7.9373e-06 | 2.0068e-05 | 1.4884e-05 | 0.0050421 | 2.0814e-05 | 0.0043168 | 0.00010174 | 5.041e-05 | 3.685e-05 | 4.2111e-05 | 2.6208e-05 | 0.0037473 | 2.2556e-05 | 1.5174e-05 | 0.00041431
NEM | Brown Coal | 0 | 0 | 25965.069 | 0.061395 | 1788.8047 | 0.00015391 | 6438.626 | 0.071015 | 0.0062267 | 0 | 0 | 0 | 3.3347e-06 | 1.7759e-05 | 2.0723e-05 | 4850.2768 | 0.00065853 | 0.0024494 | 0.00069354 | 1085.2936 | 2.846e-05 | 168.9509 | 2.6946e-06 | 1.2072e-06 | 0
NEM | CCGT | 0 | 0 | 0 | 0 | 0 | 0 | 0 | 0 | 0 | 0 | 0 | 0 | 0 | 0 | 0 | 0 | 0 | 0 | 0 | 0 | 0 | 0 | 0 | 0 | 0
NEM | Gas - Steam | 0 | 0 | 0 | 0 | 0 | 0 | 0 | 0 | 0 | 0 | 0 | 0 | 0 | 0 | 0 | 0 | 0 | 0 | 0 | 0 | 0 | 0 | 0 | 0 | 0
NEM | OCGT / Diesel | 0 | 0 | 0 | 0 | 0 | 0 | 0 | 0 | 0 | 0 | 0 | 0 | 0 | 0 | 0 | 0 | 0 | 0 | 0 | 0 | 0 | 0 | 0 | 0 | 0
NEM | Hydro | 0 | 0 | 0 | 0 | 0 | 0 | 0 | 0 | 0 | 0 | 0 | 0 | 0 | 0 | 0 | 0 | 0 | 0 | 0 | 0 | 0 | 0 | 0 | 0 | 0
NEM | Hydrogen Turbine | 0 | 0 | 0 | 0 | 0 | 0 | 0 | 0 | 0 | 0 | 0 | 0 | 0 | 0 | 0 | 0 | 0 | 0 | 0 | 0 | 0 | 0 | 0 | 0 | 0
NEM | Wind | 0 | 0 | 0 | 0 | 0 | 0 | 0 | 0 | 0 | 0 | 0 | 0 | 0 | 0 | 0 | 0 | 0 | 0 | 0 | 0 | 0 | 0 | 0 | 0 | 0
NEM | Solar PV | 0 | 0 | 0 | 0 | 0 | 0 | 0 | 0 | 0 | 0 | 0 | 0 | 0 | 0 | 0 | 0 | 0 | 0 | 0 | 0 | 0 | 0 | 0 | 0 | 0
NEM | Grid Battery | 0 | 0 | 0 | 0 | 0 | 0 | 0 | 0 | 0 | 0 | 0 | 0 | 0 | 0 | 0 | 0 | 0 | 0 | 0 | 0 | 0 | 0 | 0 | 0 | 0
NEM | Pumped Hydro | 0 | 0 | 0 | 0 | 0 | 0 | 0 | 0 | 0 | 0 | 0 | 0 | 0 | 0 | 0 | 0 | 0 | 0 | 0 | 0 | 0 | 0 | 0 | 0 | 0
NEM | VPP | 0 | 0 | 0 | 0 | 0 | 0 | 0 | 0 | 0 | 0 | 0 | 0 | 0 | 0 | 0 | 0 | 0 | 0 | 0 | 0 | 0 | 0 | 0 | 0 | 0
Total excluding storage |  | 0 | 0 | 86120.0904 | 8028.7772 | 14042.6783 | 0.00023354 | 19233.853 | 0.14407 | 0.036412 | 0.0002416 | 7.9373e-06 | 2.0068e-05 | 1.8219e-05 | 0.0050599 | 4.1537e-05 | 4850.2811 | 0.00076026 | 0.0024999 | 0.00073039 | 1085.2936 | 5.4668e-05 | 168.9547 | 2.5251e-05 | 1.6381e-05 | 0.00041431
Region | Technology | 2023-24 | 2024-25 | 2025-26 | 2026-27 | 2027-28 | 2028-29 | 2029-30 | 2030-31 | 2031-32 | 2032-33 | 2033-34 | 2034-35 | 2035-36 | 2036-37 | 2037-38 | 2038-39 | 2039-40 | 2040-41 | 2041-42 | 2042-43 | 2043-44 | 2044-45 | 2045-46 | 2046-47 | 2047-48
NSW1 | Black Coal | 0 | 0 | 1550.6494 | 5506.4229 | 10047.4846 | 3.9989e-05 | 320.6917 | 0.011482 | 0.030088 | 0.00021649 | 0 | 6.0628e-06 | 1.0359e-05 | 8.0799e-06 | 1.8409e-06 | 7.4064e-05 | 9.1803e-06 | 0 | 0 | 0 | 0 | 0 | 0 | 0 | 0
NSW1 | Brown Coal | 0 | 0 | 0 | 0 | 0 | 0 | 0 | 0 | 0 | 0 | 0 | 0 | 0 | 0 | 0 | 0 | 0 | 0 | 0 | 0 | 0 | 0 | 0 | 0 | 0
NSW1 | CCGT | 0 | 0 | 0 | 0 | 0 | 0 | 0 | 0 | 0 | 0 | 0 | 0 | 0 | 0 | 0 | 0 | 0 | 0 | 0 | 0 | 0 | 0 | 0 | 0 | 0
NSW1 | Gas - Steam | 0 | 0 | 0 | 0 | 0 | 0 | 0 | 0 | 0 | 0 | 0 | 0 | 0 | 0 | 0 | 0 | 0 | 0 | 0 | 0 | 0 | 0 | 0 | 0 | 0
NSW1 | OCGT / Diesel | 0 | 0 | 0 | 0 | 0 | 0 | 0 | 0 | 0 | 0 | 0 | 0 | 0 | 0 | 0 | 0 | 0 | 0 | 0 | 0 | 0 | 0 | 0 | 0 | 0
NSW1 | Hydro | 0 | 0 | 0 | 0 | 0 | 0 | 0 | 0 | 0 | 0 | 0 | 0 | 0 | 0 | 0 | 0 | 0 | 0 | 0 | 0 | 0 | 0 | 0 | 0 | 0
NSW1 | Hydrogen Turbine | 0 | 0 | 0 | 0 | 0 | 0 | 0 | 0 | 0 | 0 | 0 | 0 | 0 | 0 | 0 | 0 | 0 | 0 | 0 | 0 | 0 | 0 | 0 | 0 | 0
NSW1 | Wind | 0 | 0 | 0 | 0 | 0 | 0 | 0 | 0 | 0 | 0 | 0 | 0 | 0 | 0 | 0 | 0 | 0 | 0 | 0 | 0 | 0 | 0 | 0 | 0 | 0
NSW1 | Solar PV | 0 | 0 | 0 | 0 | 0 | 0 | 0 | 0 | 0 | 0 | 0 | 0 | 0 | 0 | 0 | 0 | 0 | 0 | 0 | 0 | 0 | 0 | 0 | 0 | 0
NSW1 | Grid Battery | 0 | 0 | 0 | 0 | 0 | 0 | 0 | 0 | 0 | 0 | 0 | 0 | 0 | 0 | 0 | 0 | 0 | 0 | 0 | 0 | 0 | 0 | 0 | 0 | 0
NSW1 | Pumped Hydro | 0 | 0 | 0 | 0 | 0 | 0 | 0 | 0 | 0 | 0 | 0 | 0 | 0 | 0 | 0 | 0 | 0 | 0 | 0 | 0 | 0 | 0 | 0 | 0 | 0
NSW1 | VPP | 0 | 0 | 0 | 0 | 0 | 0 | 0 | 0 | 0 | 0 | 0 | 0 | 0 | 0 | 0 | 0 | 0 | 0 | 0 | 0 | 0 | 0 | 0 | 0 | 0
Total excluding storage |  | 0 | 0 | 1550.6494 | 5506.4229 | 10047.4846 | 3.9989e-05 | 320.6917 | 0.011482 | 0.030088 | 0.00021649 | 0 | 6.0628e-06 | 1.0359e-05 | 8.0799e-06 | 1.8409e-06 | 7.4064e-05 | 9.1803e-06 | 0 | 0 | 0 | 0 | 0 | 0 | 0 | 0
Region | Technology | 2023-24 | 2024-25 | 2025-26 | 2026-27 | 2027-28 | 2028-29 | 2029-30 | 2030-31 | 2031-32 | 2032-33 | 2033-34 | 2034-35 | 2035-36 | 2036-37 | 2037-38 | 2038-39 | 2039-40 | 2040-41 | 2041-42 | 2042-43 | 2043-44 | 2044-45 | 2045-46 | 2046-47 | 2047-48
QLD1 | Black Coal | 0 | 0 | 58604.3719 | 2522.2929 | 2206.389 | 3.9638e-05 | 12474.5352 | 0.061577 | 9.6975e-05 | 2.5113e-05 | 7.9373e-06 | 1.4006e-05 | 4.5252e-06 | 0.0050341 | 1.8973e-05 | 0.0042427 | 9.2558e-05 | 5.041e-05 | 3.685e-05 | 4.2111e-05 | 2.6208e-05 | 0.0037473 | 2.2556e-05 | 1.5174e-05 | 0.00041431
QLD1 | Brown Coal | 0 | 0 | 0 | 0 | 0 | 0 | 0 | 0 | 0 | 0 | 0 | 0 | 0 | 0 | 0 | 0 | 0 | 0 | 0 | 0 | 0 | 0 | 0 | 0 | 0
QLD1 | CCGT | 0 | 0 | 0 | 0 | 0 | 0 | 0 | 0 | 0 | 0 | 0 | 0 | 0 | 0 | 0 | 0 | 0 | 0 | 0 | 0 | 0 | 0 | 0 | 0 | 0
QLD1 | Gas - Steam | 0 | 0 | 0 | 0 | 0 | 0 | 0 | 0 | 0 | 0 | 0 | 0 | 0 | 0 | 0 | 0 | 0 | 0 | 0 | 0 | 0 | 0 | 0 | 0 | 0
QLD1 | OCGT / Diesel | 0 | 0 | 0 | 0 | 0 | 0 | 0 | 0 | 0 | 0 | 0 | 0 | 0 | 0 | 0 | 0 | 0 | 0 | 0 | 0 | 0 | 0 | 0 | 0 | 0
QLD1 | Hydro | 0 | 0 | 0 | 0 | 0 | 0 | 0 | 0 | 0 | 0 | 0 | 0 | 0 | 0 | 0 | 0 | 0 | 0 | 0 | 0 | 0 | 0 | 0 | 0 | 0
QLD1 | Hydrogen Turbine | 0 | 0 | 0 | 0 | 0 | 0 | 0 | 0 | 0 | 0 | 0 | 0 | 0 | 0 | 0 | 0 | 0 | 0 | 0 | 0 | 0 | 0 | 0 | 0 | 0
QLD1 | Wind | 0 | 0 | 0 | 0 | 0 | 0 | 0 | 0 | 0 | 0 | 0 | 0 | 0 | 0 | 0 | 0 | 0 | 0 | 0 | 0 | 0 | 0 | 0 | 0 | 0
QLD1 | Solar PV | 0 | 0 | 0 | 0 | 0 | 0 | 0 | 0 | 0 | 0 | 0 | 0 | 0 | 0 | 0 | 0 | 0 | 0 | 0 | 0 | 0 | 0 | 0 | 0 | 0
QLD1 | Grid Battery | 0 | 0 | 0 | 0 | 0 | 0 | 0 | 0 | 0 | 0 | 0 | 0 | 0 | 0 | 0 | 0 | 0 | 0 | 0 | 0 | 0 | 0 | 0 | 0 | 0
QLD1 | Pumped Hydro | 0 | 0 | 0 | 0 | 0 | 0 | 0 | 0 | 0 | 0 | 0 | 0 | 0 | 0 | 0 | 0 | 0 | 0 | 0 | 0 | 0 | 0 | 0 | 0 | 0
QLD1 | VPP | 0 | 0 | 0 | 0 | 0 | 0 | 0 | 0 | 0 | 0 | 0 | 0 | 0 | 0 | 0 | 0 | 0 | 0 | 0 | 0 | 0 | 0 | 0 | 0 | 0
Total excluding storage |  | 0 | 0 | 58604.3719 | 2522.2929 | 2206.389 | 3.9638e-05 | 12474.5352 | 0.061577 | 9.6975e-05 | 2.5113e-05 | 7.9373e-06 | 1.4006e-05 | 4.5252e-06 | 0.0050341 | 1.8973e-05 | 0.0042427 | 9.2558e-05 | 5.041e-05 | 3.685e-05 | 4.2111e-05 | 2.6208e-05 | 0.0037473 | 2.2556e-05 | 1.5174e-05 | 0.00041431
Region | Technology | 2023-24 | 2024-25 | 2025-26 | 2026-27 | 2027-28 | 2028-29 | 2029-30 | 2030-31 | 2031-32 | 2032-33 | 2033-34 | 2034-35 | 2035-36 | 2036-37 | 2037-38 | 2038-39 | 2039-40 | 2040-41 | 2041-42 | 2042-43 | 2043-44 | 2044-45 | 2045-46 | 2046-47 | 2047-48
VIC1 | Black Coal | 0 | 0 | 0 | 0 | 0 | 0 | 0 | 0 | 0 | 0 | 0 | 0 | 0 | 0 | 0 | 0 | 0 | 0 | 0 | 0 | 0 | 0 | 0 | 0 | 0
VIC1 | Brown Coal | 0 | 0 | 25965.069 | 0.061395 | 1788.8047 | 0.00015391 | 6438.626 | 0.071015 | 0.0062267 | 0 | 0 | 0 | 3.3347e-06 | 1.7759e-05 | 2.0723e-05 | 4850.2768 | 0.00065853 | 0.0024494 | 0.00069354 | 1085.2936 | 2.846e-05 | 168.9509 | 2.6946e-06 | 1.2072e-06 | 0
VIC1 | CCGT | 0 | 0 | 0 | 0 | 0 | 0 | 0 | 0 | 0 | 0 | 0 | 0 | 0 | 0 | 0 | 0 | 0 | 0 | 0 | 0 | 0 | 0 | 0 | 0 | 0
VIC1 | Gas - Steam | 0 | 0 | 0 | 0 | 0 | 0 | 0 | 0 | 0 | 0 | 0 | 0 | 0 | 0 | 0 | 0 | 0 | 0 | 0 | 0 | 0 | 0 | 0 | 0 | 0
VIC1 | OCGT / Diesel | 0 | 0 | 0 | 0 | 0 | 0 | 0 | 0 | 0 | 0 | 0 | 0 | 0 | 0 | 0 | 0 | 0 | 0 | 0 | 0 | 0 | 0 | 0 | 0 | 0
VIC1 | Hydro | 0 | 0 | 0 | 0 | 0 | 0 | 0 | 0 | 0 | 0 | 0 | 0 | 0 | 0 | 0 | 0 | 0 | 0 | 0 | 0 | 0 | 0 | 0 | 0 | 0
VIC1 | Hydrogen Turbine | 0 | 0 | 0 | 0 | 0 | 0 | 0 | 0 | 0 | 0 | 0 | 0 | 0 | 0 | 0 | 0 | 0 | 0 | 0 | 0 | 0 | 0 | 0 | 0 | 0
VIC1 | Wind | 0 | 0 | 0 | 0 | 0 | 0 | 0 | 0 | 0 | 0 | 0 | 0 | 0 | 0 | 0 | 0 | 0 | 0 | 0 | 0 | 0 | 0 | 0 | 0 | 0
VIC1 | Solar PV | 0 | 0 | 0 | 0 | 0 | 0 | 0 | 0 | 0 | 0 | 0 | 0 | 0 | 0 | 0 | 0 | 0 | 0 | 0 | 0 | 0 | 0 | 0 | 0 | 0
VIC1 | Grid Battery | 0 | 0 | 0 | 0 | 0 | 0 | 0 | 0 | 0 | 0 | 0 | 0 | 0 | 0 | 0 | 0 | 0 | 0 | 0 | 0 | 0 | 0 | 0 | 0 | 0
VIC1 | Pumped Hydro | 0 | 0 | 0 | 0 | 0 | 0 | 0 | 0 | 0 | 0 | 0 | 0 | 0 | 0 | 0 | 0 | 0 | 0 | 0 | 0 | 0 | 0 | 0 | 0 | 0
VIC1 | VPP | 0 | 0 | 0 | 0 | 0 | 0 | 0 | 0 | 0 | 0 | 0 | 0 | 0 | 0 | 0 | 0 | 0 | 0 | 0 | 0 | 0 | 0 | 0 | 0 | 0
Total excluding storage |  | 0 | 0 | 25965.069 | 0.061395 | 1788.8047 | 0.00015391 | 6438.626 | 0.071015 | 0.0062267 | 0 | 0 | 0 | 3.3347e-06 | 1.7759e-05 | 2.0723e-05 | 4850.2768 | 0.00065853 | 0.0024494 | 0.00069354 | 1085.2936 | 2.846e-05 | 168.9509 | 2.6946e-06 | 1.2072e-06 | 0
Region | Technology | 2023-24 | 2024-25 | 2025-26 | 2026-27 | 2027-28 | 2028-29 | 2029-30 | 2030-31 | 2031-32 | 2032-33 | 2033-34 | 2034-35 | 2035-36 | 2036-37 | 2037-38 | 2038-39 | 2039-40 | 2040-41 | 2041-42 | 2042-43 | 2043-44 | 2044-45 | 2045-46 | 2046-47 | 2047-48
SA1 | Black Coal | 0 | 0 | 0 | 0 | 0 | 0 | 0 | 0 | 0 | 0 | 0 | 0 | 0 | 0 | 0 | 0 | 0 | 0 | 0 | 0 | 0 | 0 | 0 | 0 | 0
SA1 | Brown Coal | 0 | 0 | 0 | 0 | 0 | 0 | 0 | 0 | 0 | 0 | 0 | 0 | 0 | 0 | 0 | 0 | 0 | 0 | 0 | 0 | 0 | 0 | 0 | 0 | 0
SA1 | CCGT | 0 | 0 | 0 | 0 | 0 | 0 | 0 | 0 | 0 | 0 | 0 | 0 | 0 | 0 | 0 | 0 | 0 | 0 | 0 | 0 | 0 | 0 | 0 | 0 | 0
SA1 | Gas - Steam | 0 | 0 | 0 | 0 | 0 | 0 | 0 | 0 | 0 | 0 | 0 | 0 | 0 | 0 | 0 | 0 | 0 | 0 | 0 | 0 | 0 | 0 | 0 | 0 | 0
SA1 | OCGT / Diesel | 0 | 0 | 0 | 0 | 0 | 0 | 0 | 0 | 0 | 0 | 0 | 0 | 0 | 0 | 0 | 0 | 0 | 0 | 0 | 0 | 0 | 0 | 0 | 0 | 0
SA1 | Hydro | 0 | 0 | 0 | 0 | 0 | 0 | 0 | 0 | 0 | 0 | 0 | 0 | 0 | 0 | 0 | 0 | 0 | 0 | 0 | 0 | 0 | 0 | 0 | 0 | 0
SA1 | Hydrogen Turbine | 0 | 0 | 0 | 0 | 0 | 0 | 0 | 0 | 0 | 0 | 0 | 0 | 0 | 0 | 0 | 0 | 0 | 0 | 0 | 0 | 0 | 0 | 0 | 0 | 0
SA1 | Wind | 0 | 0 | 0 | 0 | 0 | 0 | 0 | 0 | 0 | 0 | 0 | 0 | 0 | 0 | 0 | 0 | 0 | 0 | 0 | 0 | 0 | 0 | 0 | 0 | 0
SA1 | Solar PV | 0 | 0 | 0 | 0 | 0 | 0 | 0 | 0 | 0 | 0 | 0 | 0 | 0 | 0 | 0 | 0 | 0 | 0 | 0 | 0 | 0 | 0 | 0 | 0 | 0
SA1 | Grid Battery | 0 | 0 | 0 | 0 | 0 | 0 | 0 | 0 | 0 | 0 | 0 | 0 | 0 | 0 | 0 | 0 | 0 | 0 | 0 | 0 | 0 | 0 | 0 | 0 | 0
SA1 | Pumped Hydro | 0 | 0 | 0 | 0 | 0 | 0 | 0 | 0 | 0 | 0 | 0 | 0 | 0 | 0 | 0 | 0 | 0 | 0 | 0 | 0 | 0 | 0 | 0 | 0 | 0
SA1 | VPP | 0 | 0 | 0 | 0 | 0 | 0 | 0 | 0 | 0 | 0 | 0 | 0 | 0 | 0 | 0 | 0 | 0 | 0 | 0 | 0 | 0 | 0 | 0 | 0 | 0
Total excluding storage |  | 0 | 0 | 0 | 0 | 0 | 0 | 0 | 0 | 0 | 0 | 0 | 0 | 0 | 0 | 0 | 0 | 0 | 0 | 0 | 0 | 0 | 0 | 0 | 0 | 0
Region | Technology | 2023-24 | 2024-25 | 2025-26 | 2026-27 | 2027-28 | 2028-29 | 2029-30 | 2030-31 | 2031-32 | 2032-33 | 2033-34 | 2034-35 | 2035-36 | 2036-37 | 2037-38 | 2038-39 | 2039-40 | 2040-41 | 2041-42 | 2042-43 | 2043-44 | 2044-45 | 2045-46 | 2046-47 | 2047-48
TAS1 | Black Coal | 0 | 0 | 0 | 0 | 0 | 0 | 0 | 0 | 0 | 0 | 0 | 0 | 0 | 0 | 0 | 0 | 0 | 0 | 0 | 0 | 0 | 0 | 0 | 0 | 0
TAS1 | Brown Coal | 0 | 0 | 0 | 0 | 0 | 0 | 0 | 0 | 0 | 0 | 0 | 0 | 0 | 0 | 0 | 0 | 0 | 0 | 0 | 0 | 0 | 0 | 0 | 0 | 0
TAS1 | CCGT | 0 | 0 | 0 | 0 | 0 | 0 | 0 | 0 | 0 | 0 | 0 | 0 | 0 | 0 | 0 | 0 | 0 | 0 | 0 | 0 | 0 | 0 | 0 | 0 | 0
TAS1 | Gas - Steam | 0 | 0 | 0 | 0 | 0 | 0 | 0 | 0 | 0 | 0 | 0 | 0 | 0 | 0 | 0 | 0 | 0 | 0 | 0 | 0 | 0 | 0 | 0 | 0 | 0
TAS1 | OCGT / Diesel | 0 | 0 | 0 | 0 | 0 | 0 | 0 | 0 | 0 | 0 | 0 | 0 | 0 | 0 | 0 | 0 | 0 | 0 | 0 | 0 | 0 | 0 | 0 | 0 | 0
TAS1 | Hydro | 0 | 0 | 0 | 0 | 0 | 0 | 0 | 0 | 0 | 0 | 0 | 0 | 0 | 0 | 0 | 0 | 0 | 0 | 0 | 0 | 0 | 0 | 0 | 0 | 0
TAS1 | Hydrogen Turbine | 0 | 0 | 0 | 0 | 0 | 0 | 0 | 0 | 0 | 0 | 0 | 0 | 0 | 0 | 0 | 0 | 0 | 0 | 0 | 0 | 0 | 0 | 0 | 0 | 0
TAS1 | Wind | 0 | 0 | 0 | 0 | 0 | 0 | 0 | 0 | 0 | 0 | 0 | 0 | 0 | 0 | 0 | 0 | 0 | 0 | 0 | 0 | 0 | 0 | 0 | 0 | 0
TAS1 | Solar PV | 0 | 0 | 0 | 0 | 0 | 0 | 0 | 0 | 0 | 0 | 0 | 0 | 0 | 0 | 0 | 0 | 0 | 0 | 0 | 0 | 0 | 0 | 0 | 0 | 0
TAS1 | Grid Battery | 0 | 0 | 0 | 0 | 0 | 0 | 0 | 0 | 0 | 0 | 0 | 0 | 0 | 0 | 0 | 0 | 0 | 0 | 0 | 0 | 0 | 0 | 0 | 0 | 0
TAS1 | Pumped Hydro | 0 | 0 | 0 | 0 | 0 | 0 | 0 | 0 | 0 | 0 | 0 | 0 | 0 | 0 | 0 | 0 | 0 | 0 | 0 | 0 | 0 | 0 | 0 | 0 | 0
TAS1 | VPP | 0 | 0 | 0 | 0 | 0 | 0 | 0 | 0 | 0 | 0 | 0 | 0 | 0 | 0 | 0 | 0 | 0 | 0 | 0 | 0 | 0 | 0 | 0 | 0 | 0
Total excluding storage |  | 0 | 0 | 0 | 0 | 0 | 0 | 0 | 0 | 0 | 0 | 0 | 0 | 0 | 0 | 0 | 0 | 0 | 0 | 0 | 0 | 0 | 0 | 0 | 0 | 0

## Option 1_REZ Tx Cost
REZ transmission expansion cost by region ($000s) - Option 1, Progressive Change Scenario
REZ Expansion | Real June 2021 dollars discounted to 1 July 2021. As with the total capital costs, the REZ transmission expansion costs are annualised for modelling purposes.
Explicitly modelled generation
Region | Technology | 2023-24 | 2024-25 | 2025-26 | 2026-27 | 2027-28 | 2028-29 | 2029-30 | 2030-31 | 2031-32 | 2032-33 | 2033-34 | 2034-35 | 2035-36 | 2036-37 | 2037-38 | 2038-39 | 2039-40 | 2040-41 | 2041-42 | 2042-43 | 2043-44 | 2044-45 | 2045-46 | 2046-47 | 2047-48
NSW1 | Transmission | 0.36079 | 0.032506 | 0.070159 | 0.031658 | 0.036527 | 0.050439 | 0.086379 | 0.1092 | 0.043744 | 0.07857 | 164130.5274 | 36140.654 | 14766.1532 | 18647.9849 | 0.035056 | 0.038326 | 0.029403 | 0.047729 | 0.055592 | 0.065615 | 107.8932 | 317.4788 | 32337.7463 | 46583.8179 | 1247.1414
QLD1 | Transmission | 991.0757 | 4.9186 | 5.7594 | 0.12229 | 0.22671 | 305.6106 | 16.8855 | 3822.5249 | 7.1025 | 0.13079 | 96.8803 | 91383.9129 | 119627.6828 | 100617.9865 | 278969.5817 | 10.0146 | 4275.8373 | 20785.0934 | 51856.0783 | 61845.5806 | 98075.6269 | 14762.9275 | 127994.0979 | 85392.8889 | 23085.4191
VIC1 | Transmission | 0.15518 | 0.01147 | 0.023743 | 0.0089045 | 0.008083 | 0.0094946 | 0.012153 | 0.016024 | 0.014442 | 0.017393 | 0.025553 | 0.024566 | 0.044784 | 0.061031 | 0.022929 | 0.016026 | 0.014762 | 0.14658 | 0.023684 | 62274.1358 | 0.008238 | 0.010255 | 0.03464 | 0.18362 | 4445.2156
SA1 | Transmission | 809.5242 | 0.16237 | 0.20688 | 0.21572 | 0.2179 | 0.30043 | 0.19335 | 1.1595 | 0.15662 | 46.621 | 18256.6459 | 2.0661 | 100.1835 | 6699.0286 | 32.6794 | 734.2573 | 1673.9774 | 14793.5991 | 173.6614 | 2374.2697 | 3446.7144 | 12565.8217 | 4587.6827 | 33562.8244 | 6613.6331
TAS1 | Transmission | 0.1475 | 0.029165 | 0.046111 | 0.017561 | 0.016038 | 0.016042 | 0.019872 | 0.020771 | 0.016395 | 0.027787 | 0.047962 | 0.047881 | 0.020854 | 0.13029 | 0.022255 | 0.016906 | 0.015464 | 0.014921 | 0.017217 | 0.02476 | 0.011526 | 0.0094807 | 0.026738 | 3613.8032 | 0.014915
NEM | Total | 1801.2634 | 5.1541 | 6.1063 | 0.39613 | 0.50525 | 305.987 | 17.1973 | 3823.8304 | 7.3337 | 46.8755 | 182484.1271 | 127526.7055 | 134494.0852 | 125965.1914 | 279002.3414 | 744.3431 | 5949.8742 | 35578.9017 | 52029.8362 | 126494.0764 | 101630.2543 | 27646.2477 | 164919.5883 | 169153.518 | 35391.4241

## Option 1_USE+DSP Cost
USE and USE / DSP cost by region ($000s) - Option 1, Progressive Change Scenario
USE / DSP | Real June 2021 dollars discounted to 1 July 2021
Explicitly modelled generation
Region | Technology | 2023-24 | 2024-25 | 2025-26 | 2026-27 | 2027-28 | 2028-29 | 2029-30 | 2030-31 | 2031-32 | 2032-33 | 2033-34 | 2034-35 | 2035-36 | 2036-37 | 2037-38 | 2038-39 | 2039-40 | 2040-41 | 2041-42 | 2042-43 | 2043-44 | 2044-45 | 2045-46 | 2046-47 | 2047-48
NSW1 | USE / DSP | 14580.6588 | 15853.6999 | 61127.4294 | 2149.1809 | 2845.247 | 16015.8201 | 12712.6734 | 45583.2077 | 116.183 | 10116.2172 | 36170.5767 | 47888.176 | 6.5299 | 2.3819 | 13010.4197 | 2.3775 | 62.1733 | 17.4581 | 12145.5467 | 9.2375 | 391.4834 | 444.7362 | 298.5702 | 1174.2434 | 112.7494
QLD1 | USE / DSP | 0.28308 | 0.28197 | 0.2851 | 0.28471 | 0.28541 | 59325.9177 | 1157.6353 | 1868.2408 | 0.29471 | 4819.8356 | 2749.3762 | 5243.3016 | 14075.1419 | 0.30961 | 77284.5764 | 0.30935 | 928.6623 | 107.5205 | 1264.6114 | 407.3807 | 7079.0709 | 827.3523 | 828.9337 | 2760.5635 | 132.602
VIC1 | USE / DSP | 4.1748 | 2772.3776 | 26.6191 | 3190.3326 | 29.0201 | 3.1216 | 2.693 | 24.3292 | 2.7608 | 53.9373 | 352.6972 | 99.2097 | 7781.4015 | 463.0164 | 7762.0227 | 2.9086 | 146.7178 | 580.981 | 8040.8113 | 405.0437 | 681.053 | 678.2846 | 852.3003 | 247.2118 | 920.8417
SA1 | USE / DSP | 2.9123 | 0.32184 | 11.2754 | 3.1769 | 1.8598 | 0.31692 | 0.31328 | 10.6581 | 0.3239 | 18.9312 | 0.33467 | 61.6541 | 815.4833 | 822.4602 | 1295.7272 | 0.34386 | 68.4532 | 846.7507 | 1043.0181 | 46.7608 | 341.7932 | 329.8653 | 375.8987 | 112.7959 | 409.4987
TAS1 | USE / DSP | 0.19418 | 0.19341 | 0.19343 | 0.19316 | 0.19358 | 0.19328 | 0.19599 | 5.8626 | 0.20283 | 22.3893 | 0.20948 | 28.1172 | 47.6531 | 0.21052 | 40.7451 | 0.2103 | 56.2228 | 43.7512 | 74.5389 | 0.21021 | 152.4691 | 173.8457 | 154.9611 | 29.1759 | 194.5468
NEM | Total | 14588.2232 | 18626.8747 | 61165.8025 | 5343.1682 | 2876.6059 | 75345.3695 | 13873.5109 | 47492.2984 | 119.7651 | 15031.3105 | 39273.1941 | 53320.4586 | 22726.2098 | 1288.3787 | 99393.491 | 6.1496 | 1262.2295 | 1596.4615 | 22568.5263 | 868.6329 | 8645.8697 | 2454.0841 | 2510.664 | 4323.9904 | 1770.2385

## Option 2_Generation
Annual sent-out generation by technology (GWh) - Option 2, Progressive Change Scenario
Explicitly modelled generation
Region | Technology | 2023-24 | 2024-25 | 2025-26 | 2026-27 | 2027-28 | 2028-29 | 2029-30 | 2030-31 | 2031-32 | 2032-33 | 2033-34 | 2034-35 | 2035-36 | 2036-37 | 2037-38 | 2038-39 | 2039-40 | 2040-41 | 2041-42 | 2042-43 | 2043-44 | 2044-45 | 2045-46 | 2046-47 | 2047-48
NEM | Black Coal | 72728.6236 | 70333.6019 | 67405.3559 | 60511.258 | 56311.9348 | 55811.8964 | 48873.7803 | 48173.3904 | 47074.6032 | 52206.7455 | 41020.0176 | 41821.6683 | 38755.6847 | 34649.5255 | 30331.7177 | 28111.1127 | 27234.1421 | 19919.4032 | 20360.565 | 16124.0141 | 14856.7846 | 11954.995 | 9827.8145 | 8813.1401 | 8530.9317
NEM | Brown Coal | 29424.7171 | 28248.0128 | 22952.4591 | 21947.492 | 20058.1325 | 19846.9888 | 20424.937 | 18492.1612 | 17697.3197 | 18721.9321 | 19116.2076 | 19698.6708 | 18563.3863 | 18535.6868 | 19463.7379 | 18070.0974 | 17457.2805 | 16273.6314 | 16287.5749 | 15176.3647 | 15504.5007 | 12766.0492 | 4483.0381 | 6691.0269 | 0
NEM | CCGT | 1471.0807 | 1431.8889 | 1455.3116 | 1370.8661 | 1178.0894 | 1253.9429 | 1212.6103 | 1763.2127 | 1309.4511 | 2317.3148 | 5057.4741 | 5915.1317 | 4822.9003 | 5068.3416 | 5013.897 | 3906.7628 | 3774.1662 | 4298.7475 | 3689.4722 | 4400.2636 | 3258.0856 | 3194.7271 | 1508.0955 | 1010.7824 | 1035.256
NEM | Gas - Steam | 50.679 | 58.578 | 108.5444 | 106.8606 | 128.5542 | 164.7509 | 28.3318 | 95.2399 | 45.8474 | 125.5011 | 154.9175 | 577.0521 | 140.1978 | 159.6292 | 284.5214 | 145.7124 | 0 | 0 | 0 | 0 | 0 | 0 | 0 | 0 | 0
NEM | OCGT / Diesel | 85.8649 | 108.4397 | 119.1619 | 130.5779 | 124.6679 | 135.5698 | 46.735 | 173.6411 | 55.3754 | 222.1023 | 968.9247 | 1812.8477 | 748.914 | 1536.5149 | 2687.4498 | 1108.5182 | 2941.4005 | 5991.2193 | 2937.9167 | 4131.0978 | 7389.173 | 5970.261 | 8468.7239 | 13425.0896 | 16933.1557
NEM | Hydro | 13829.9156 | 14619.0939 | 15732.5967 | 14437.5582 | 13346.9787 | 16180.5816 | 16115.7261 | 16578.1269 | 16837.1736 | 17010.9462 | 18697.5117 | 18905.1982 | 17487.8694 | 15519.4792 | 17807.0728 | 15444.545 | 15086.6591 | 15330.6894 | 14683.25 | 15508.3418 | 16348.5747 | 15383.2661 | 13863.3837 | 17498.5233 | 17333.7707
NEM | Hydrogen Turbine | 0 | 0 | 0 | 0 | 0 | 0 | 0 | 0 | 0 | 0 | 0 | 0 | 0 | 0 | 0 | 0 | 0 | 0 | 0 | 0 | 0 | 0 | 0 | 0 | 0
NEM | Wind | 30902.9699 | 33870.1526 | 40872.7223 | 49095.441 | 57736.5066 | 62365.7689 | 67032.3279 | 67263.0045 | 71256.3549 | 71042.0272 | 81643.1125 | 86927.1475 | 98415.1459 | 110621.4046 | 119416.0184 | 128689.5389 | 127655.5011 | 131152.976 | 134393.9047 | 139240.4467 | 137846.886 | 143378.7459 | 154584.5105 | 169760.2343 | 180057.5019
NEM | Solar PV | 19034.6163 | 18231.7566 | 20280.0806 | 20124.7645 | 20674.6416 | 19167.3432 | 21256.6774 | 21989.4647 | 22911.7202 | 22833.859 | 29753.556 | 29865.6865 | 33537.5028 | 35143.2156 | 38210.0876 | 40789.4031 | 44551.8526 | 49306.513 | 55747.3387 | 61356.22 | 67491.6186 | 69778.0514 | 76896.5589 | 82710.9923 | 93176.5872
NEM | Grid Battery | 489.8361 | 492.554 | 531.0461 | 517.8755 | 504.6591 | 768.8607 | 805.8378 | 799.1957 | 770.7231 | 1454.3366 | 3899.0345 | 3896.6784 | 5683.6641 | 5677.6268 | 9758.368 | 10000.3273 | 10282.9123 | 9861.4752 | 16137.8476 | 15665.9067 | 15526.5679 | 16741.0778 | 18025.3992 | 17756.7286 | 19120.6322
NEM | Pumped Hydro | 846.9723 | 1010.9793 | 3433.5005 | 3949.8558 | 5586.4394 | 5438.2632 | 5832.6944 | 6531.9885 | 5705.4672 | 6186.3801 | 7103.3195 | 7137.8344 | 9780.7609 | 9845.5702 | 9358.4824 | 9643.0012 | 10934.6072 | 10874.2708 | 10695.513 | 11001.4359 | 11274.0092 | 12608.2571 | 13622.7958 | 14912.9901 | 14983.5207
NEM | VPP | 111.4105 | 175.8683 | 274.9757 | 390.193 | 524.1423 | 640.4117 | 830.2527 | 983.9185 | 1201.5743 | 1518.1982 | 1819.7769 | 2081.96 | 2473.8711 | 2855.1549 | 3125.0804 | 3506.8936 | 3914.8229 | 4078.6235 | 4537.4859 | 4861.991 | 5107.974 | 5581.9265 | 5916.4196 | 6042.886 | 6404.2101
Total excluding storage |  | 167528.467 | 166901.5243 | 168926.2325 | 167724.8184 | 169559.5057 | 174926.8424 | 174991.1258 | 174528.2414 | 177187.8455 | 184480.4283 | 196411.7217 | 205523.4027 | 212471.6013 | 221233.7974 | 233214.5027 | 236265.6904 | 238701.0021 | 242273.1799 | 248100.0223 | 255936.7486 | 262695.6231 | 262426.0957 | 269632.1252 | 299909.789 | 317067.2031
Region | Technology | 2023-24 | 2024-25 | 2025-26 | 2026-27 | 2027-28 | 2028-29 | 2029-30 | 2030-31 | 2031-32 | 2032-33 | 2033-34 | 2034-35 | 2035-36 | 2036-37 | 2037-38 | 2038-39 | 2039-40 | 2040-41 | 2041-42 | 2042-43 | 2043-44 | 2044-45 | 2045-46 | 2046-47 | 2047-48
NSW1 | Black Coal | 32537.5703 | 30138.8573 | 29050.6033 | 25868.3753 | 22527.1736 | 22110.3386 | 17203.0117 | 17358.275 | 17542.2314 | 20178.1975 | 8081.0169 | 8349.5154 | 7966.6487 | 6882.1255 | 8388.9995 | 7246.8408 | 6793.0948 | 0 | 0 | 0 | 0 | 0 | 0 | 0 | 0
NSW1 | Brown Coal | 0 | 0 | 0 | 0 | 0 | 0 | 0 | 0 | 0 | 0 | 0 | 0 | 0 | 0 | 0 | 0 | 0 | 0 | 0 | 0 | 0 | 0 | 0 | 0 | 0
NSW1 | CCGT | 4.9487 | 6.2248 | 124.8901 | 67.2418 | 50.4546 | 33.7499 | 55.3951 | 206.116 | 87.0503 | 250.7477 | 1249.186 | 1429.3057 | 983.8146 | 1130.8241 | 1431.3272 | 1051.7925 | 1103.5247 | 1264.1457 | 1099.548 | 1274.926 | 0.021571 | 0.021066 | 0.023943 | 0.042024 | 0.042531
NSW1 | Gas - Steam | 0 | 0 | 0 | 0 | 0 | 0 | 0 | 0 | 0 | 0 | 0 | 0 | 0 | 0 | 0 | 0 | 0 | 0 | 0 | 0 | 0 | 0 | 0 | 0 | 0
NSW1 | OCGT / Diesel | 2.4755 | 5.0384 | 37.0478 | 32.067 | 23.7656 | 13.1638 | 15.8094 | 74.9728 | 22.8826 | 60.6357 | 645.1416 | 961.0559 | 244.9978 | 440.7262 | 561.1489 | 130.8966 | 894.4568 | 2904.7237 | 1365.2255 | 1612.6891 | 3872.6563 | 2338.0815 | 3411.0883 | 4685.1982 | 6053.1073
NSW1 | Hydro | 2377.2484 | 2903.5237 | 3255.6487 | 3011.1531 | 2438.6627 | 3575.6024 | 2979.4689 | 2785.705 | 2568.0251 | 2446.3435 | 3117.6632 | 3300.3943 | 3023.1349 | 2611.5643 | 3739.9341 | 3144.5342 | 2966.8818 | 2973.9141 | 2556.3072 | 3037.6504 | 3250.7803 | 3075.6501 | 2570.7894 | 3774.4196 | 3750.4298
NSW1 | Hydrogen Turbine | 0 | 0 | 0 | 0 | 0 | 0 | 0 | 0 | 0 | 0 | 0 | 0 | 0 | 0 | 0 | 0 | 0 | 0 | 0 | 0 | 0 | 0 | 0 | 0 | 0
NSW1 | Wind | 7057.5379 | 9922.7325 | 13363.468 | 17720.1909 | 22591.5779 | 26778.5329 | 28059.1109 | 28436.3686 | 28866.0782 | 28956.0093 | 30991.2713 | 32992.6673 | 35105.1289 | 36476.94 | 37846.7821 | 45498.8168 | 45929.6763 | 43434.1414 | 47351.3255 | 45795.4725 | 44436.4616 | 47832.6501 | 49891.0348 | 54745.5577 | 56825.9182
NSW1 | Solar PV | 8612.4365 | 8142.4436 | 8790.5528 | 9080.4792 | 9331.7114 | 8879.264 | 10811.9967 | 11573.4944 | 11706.4946 | 11763.0913 | 18371.7615 | 18491.7146 | 21070.8242 | 22247.2875 | 20016.9113 | 20685.4386 | 23805.3931 | 27347.6985 | 28194.5323 | 29073.4146 | 30372.1519 | 32542.051 | 34140.1717 | 35398.7399 | 36871.3464
NSW1 | Grid Battery | 33.0436 | 31.4771 | 34.6506 | 33.8903 | 31.5315 | 329.877 | 384.348 | 384.1455 | 375.5839 | 1042.919 | 3204.7894 | 3121.7206 | 3224.4786 | 3214.7542 | 3028.675 | 3109.0935 | 3211.8059 | 3017.4483 | 5199.7468 | 5023.6091 | 4782.9954 | 5631.9169 | 5747.6192 | 6124.1781 | 6133.902
NSW1 | Pumped Hydro | 234.7935 | 257.5023 | 2440.8394 | 2837.2746 | 4517.558 | 4523.9381 | 4779.579 | 5432.6329 | 4654.793 | 5078.8845 | 5383.8286 | 5348.4097 | 7615.883 | 7707.1268 | 7231.6991 | 7372.5693 | 8444.3583 | 8356.804 | 7785.8986 | 7830.7547 | 7613.147 | 8761.3283 | 8765.392 | 8408.4414 | 7848.5183
NSW1 | VPP | 27.0118 | 49.7732 | 88.8947 | 132.169 | 174.0719 | 216.1536 | 291.45 | 351.8638 | 429.0317 | 512.2831 | 601.9221 | 699.9271 | 836.2541 | 962.7749 | 1047.1296 | 1178.4396 | 1310.5968 | 1348.3357 | 1496.0434 | 1575.352 | 1617.4905 | 1813.2751 | 1887.3436 | 1971.1918 | 2089.5214
Total excluding storage |  | 50592.2173 | 51118.8203 | 54622.2108 | 55779.5073 | 56963.3458 | 61390.6516 | 59124.7927 | 60434.9317 | 60792.7622 | 63655.025 | 62456.0405 | 65524.6531 | 68394.5492 | 69789.4675 | 71985.1031 | 77758.3196 | 81493.0274 | 77924.6233 | 80566.9385 | 80794.1526 | 81932.0717 | 85788.4539 | 90013.1082 | 98603.9575 | 103500.8443
Region | Technology | 2023-24 | 2024-25 | 2025-26 | 2026-27 | 2027-28 | 2028-29 | 2029-30 | 2030-31 | 2031-32 | 2032-33 | 2033-34 | 2034-35 | 2035-36 | 2036-37 | 2037-38 | 2038-39 | 2039-40 | 2040-41 | 2041-42 | 2042-43 | 2043-44 | 2044-45 | 2045-46 | 2046-47 | 2047-48
QLD1 | Black Coal | 40191.0533 | 40194.7446 | 38354.7526 | 34642.8827 | 33784.7612 | 33701.5578 | 31670.7686 | 30815.1154 | 29532.3718 | 32028.548 | 32939.0007 | 33472.1529 | 30789.036 | 27767.4 | 21942.7182 | 20864.2719 | 20441.0473 | 19919.4032 | 20360.565 | 16124.0141 | 14856.7846 | 11954.995 | 9827.8145 | 8813.1401 | 8530.9317
QLD1 | Brown Coal | 0 | 0 | 0 | 0 | 0 | 0 | 0 | 0 | 0 | 0 | 0 | 0 | 0 | 0 | 0 | 0 | 0 | 0 | 0 | 0 | 0 | 0 | 0 | 0 | 0
QLD1 | CCGT | 807.9586 | 847.348 | 1097.5424 | 1129.8977 | 980.9222 | 997.6509 | 1060.0877 | 1349.5903 | 1124.2905 | 1657.1512 | 2983.8038 | 3103.7828 | 3098.557 | 3028.5563 | 3582.5447 | 2854.9455 | 2670.6159 | 3034.5754 | 2589.8956 | 3125.3085 | 3258.029 | 3194.6711 | 1508.0194 | 1010.6849 | 1035.0759
QLD1 | Gas - Steam | 0 | 0 | 0 | 0 | 0 | 0 | 0 | 0 | 0 | 0 | 0 | 0 | 0 | 0 | 0 | 0 | 0 | 0 | 0 | 0 | 0 | 0 | 0 | 0 | 0
QLD1 | OCGT / Diesel | 0.94767 | 0.0043126 | 3.0597 | 11.3667 | 5.0927 | 12.2988 | 9.6907 | 27.2777 | 3.2002 | 42.3265 | 105.6386 | 221.2575 | 66.0666 | 622.2484 | 1160.0834 | 460.5282 | 1055.4953 | 1887.1343 | 783.5214 | 1704.6065 | 1816.1699 | 2048.9381 | 2226.2359 | 4386.4018 | 5368.5686
QLD1 | Hydro | 705.8554 | 715.8737 | 739.012 | 704.06 | 722.8399 | 731.6185 | 717.3939 | 718.9184 | 724.4244 | 719.6552 | 728.8705 | 730.1926 | 737.9513 | 736.2086 | 264.0443 | 267.0826 | 264.3516 | 251.1099 | 235.1116 | 0 | 0 | 0 | 0 | 0 | 0
QLD1 | Hydrogen Turbine | 0 | 0 | 0 | 0 | 0 | 0 | 0 | 0 | 0 | 0 | 0 | 0 | 0 | 0 | 0 | 0 | 0 | 0 | 0 | 0 | 0 | 0 | 0 | 0 | 0
QLD1 | Wind | 3818.025 | 3566.9792 | 4045.1403 | 6361.7237 | 9279.9553 | 11513.9946 | 13701.4276 | 13882.2668 | 13904.4616 | 15092.9967 | 17969.715 | 20136.9479 | 23177.9709 | 29288.2327 | 34534.7627 | 34135.6801 | 34812.6518 | 33880.5999 | 36358.9424 | 37669.099 | 39596.7682 | 39194.1594 | 46298.3512 | 53304.4746 | 55500.6659
QLD1 | Solar PV | 7419.587 | 7335.9362 | 8488.0693 | 8143.6634 | 8355.35 | 7400.5301 | 7623.4057 | 7610.7626 | 8344.9597 | 8134.1045 | 8547.9154 | 8491.3502 | 9321.3434 | 9783.2433 | 14727.7762 | 16384.4384 | 16876.6874 | 18200.5972 | 19306.4466 | 23449.2628 | 25627.6534 | 25633.7243 | 26856.9446 | 31617.5417 | 37100.7459
QLD1 | Grid Battery | 59.3248 | 59.2827 | 64.2154 | 63.7001 | 60.7488 | 59.1917 | 60.7487 | 58.6777 | 56.5912 | 56.628 | 372.4632 | 492.1434 | 1422.6287 | 1428.8874 | 5273.3946 | 5393.8379 | 5520.675 | 5440.4603 | 6412.9933 | 6370.1268 | 6546.5701 | 6713.5701 | 6687.2061 | 6544.7481 | 7078.7823
QLD1 | Pumped Hydro | 612.1787 | 753.477 | 992.5984 | 1112.5125 | 1068.8092 | 914.2498 | 1053.0309 | 1099.262 | 1050.5731 | 1107.3573 | 1719.2635 | 1700.6513 | 1590.6462 | 1545.4534 | 1095.1092 | 1221.8158 | 1363.3159 | 1332.8919 | 1691.4266 | 1951.1642 | 2448.8891 | 2558.6716 | 3245.0168 | 4941.9608 | 5454.9004
QLD1 | VPP | 12.6457 | 20.7387 | 38.5077 | 59.15 | 84.2538 | 114.9408 | 165.4564 | 200.01 | 269.5485 | 363.8874 | 451.174 | 528.77 | 632.0059 | 729.0682 | 814.0964 | 927.6107 | 1046.536 | 1143.579 | 1288.7388 | 1433.6924 | 1543.8108 | 1643.8733 | 1762.5786 | 1782.6794 | 1922.5977
Total excluding storage |  | 52943.4269 | 52660.8861 | 52727.5763 | 50993.5941 | 53128.9213 | 54357.6505 | 54782.7742 | 54403.9312 | 53633.7083 | 57674.7821 | 63274.944 | 66155.6839 | 67190.9252 | 71225.8894 | 76211.9296 | 74966.9467 | 76120.8492 | 77173.4199 | 79634.4825 | 82072.291 | 85155.4051 | 82026.4879 | 86717.3655 | 99132.2432 | 107535.9881
Region | Technology | 2023-24 | 2024-25 | 2025-26 | 2026-27 | 2027-28 | 2028-29 | 2029-30 | 2030-31 | 2031-32 | 2032-33 | 2033-34 | 2034-35 | 2035-36 | 2036-37 | 2037-38 | 2038-39 | 2039-40 | 2040-41 | 2041-42 | 2042-43 | 2043-44 | 2044-45 | 2045-46 | 2046-47 | 2047-48
VIC1 | Black Coal | 0 | 0 | 0 | 0 | 0 | 0 | 0 | 0 | 0 | 0 | 0 | 0 | 0 | 0 | 0 | 0 | 0 | 0 | 0 | 0 | 0 | 0 | 0 | 0 | 0
VIC1 | Brown Coal | 29424.7171 | 28248.0128 | 22952.4591 | 21947.492 | 20058.1325 | 19846.9888 | 20424.937 | 18492.1612 | 17697.3197 | 18721.9321 | 19116.2076 | 19698.6708 | 18563.3863 | 18535.6868 | 19463.7379 | 18070.0974 | 17457.2805 | 16273.6314 | 16287.5749 | 15176.3647 | 15504.5007 | 12766.0492 | 4483.0381 | 6691.0269 | 0
VIC1 | CCGT | 0 | 0.0026684 | 0.0030262 | 0.0031511 | 0.0033355 | 0.0037537 | 0.0037775 | 0.0042666 | 0.0042332 | 0.0048996 | 0.0056336 | 0.0070894 | 0.0076659 | 0.0077795 | 0.0091661 | 0.0089811 | 0.0093204 | 0.010186 | 0.011527 | 0.011744 | 0.014042 | 0.014001 | 0.028082 | 0.030258 | 0.11116
VIC1 | Gas - Steam | 8.7235 | 7.4613 | 46.4447 | 49.642 | 68.9667 | 97.0566 | 14.2851 | 39.1848 | 16.2484 | 44.1194 | 45.3167 | 109.706 | 140.1978 | 159.6292 | 284.5214 | 145.7124 | 0 | 0 | 0 | 0 | 0 | 0 | 0 | 0 | 0
VIC1 | OCGT / Diesel | 9.3129 | 10.6977 | 19.5134 | 35.9076 | 38.7807 | 36.6808 | 4.4764 | 22.9849 | 10.6961 | 28.381 | 16.5708 | 96.3439 | 135.6197 | 112.4461 | 182.2808 | 41.3899 | 250.1608 | 330.0449 | 194.3545 | 150.2002 | 602.6047 | 845.4435 | 2003.2423 | 3472.4706 | 4618.4701
VIC1 | Hydro | 2735.6524 | 3311.7775 | 3419.7333 | 3242.7003 | 2712.1138 | 4066.6266 | 3391.2089 | 2934.904 | 2933.1037 | 2678.0418 | 3271.4649 | 3376.3141 | 3215.1515 | 2689.8412 | 4044.9986 | 3382.4365 | 2926.7314 | 2923.6342 | 2670.9377 | 3258.571 | 3374.2293 | 3199.2154 | 2683.5651 | 4032.6633 | 4040.3649
VIC1 | Hydrogen Turbine | 0 | 0 | 0 | 0 | 0 | 0 | 0 | 0 | 0 | 0 | 0 | 0 | 0 | 0 | 0 | 0 | 0 | 0 | 0 | 0 | 0 | 0 | 0 | 0 | 0
VIC1 | Wind | 11123.9317 | 10936.4198 | 13202.6656 | 13515.715 | 13755.6312 | 12573.2892 | 13024.6004 | 12618.904 | 14308.1766 | 12536.9806 | 14838.6326 | 15312.6527 | 16695.1905 | 19329.6331 | 20165.0164 | 22529.0043 | 21739.0214 | 24887.6263 | 23081.7109 | 27929.6526 | 27308.3195 | 27503.5755 | 28534.3326 | 28194.6399 | 31569.9472
VIC1 | Solar PV | 1868.137 | 1714.1901 | 1873.5244 | 1851.7211 | 1889.06 | 1843.8223 | 1807.2939 | 1808.5765 | 1823.0168 | 1915.6574 | 1858.8381 | 1848.0293 | 1985.9054 | 1943.6947 | 1907.6214 | 2180.5272 | 2214.8113 | 2135.1987 | 4342.0135 | 5196.6037 | 6228.2133 | 6768.9086 | 9304.8059 | 8805.9637 | 12254.9925
VIC1 | Grid Battery | 196.106 | 196.5424 | 217.0851 | 212.046 | 208.6278 | 190.0335 | 177.2065 | 178.8087 | 162.2682 | 178.0452 | 143.1398 | 134.0433 | 137.2569 | 136.3444 | 124.6437 | 204.3979 | 213.3329 | 214.6253 | 2065.5436 | 1993.0391 | 1939.4099 | 2044.7005 | 2451.2969 | 2227.5433 | 3280.6523
VIC1 | Pumped Hydro | 0 | 0 | 0.017357 | 0.019317 | 0.019586 | 0.019793 | 0.020667 | 0.023302 | 0.023357 | 0.027153 | 0.033936 | 0.035761 | 0.036829 | 0.043591 | 0.053519 | 0.054097 | 0.057919 | 0.05848 | 0.09122 | 0.09141 | 0.093436 | 0.1684 | 0.17867 | 0.17117 | 0.16742
VIC1 | VPP | 14.7557 | 25.0512 | 42.6445 | 70.5184 | 112.5412 | 137.3406 | 172.7446 | 208.4426 | 239.6735 | 332.4535 | 404.8997 | 466.2488 | 562.8023 | 666.9843 | 734.4049 | 828.9315 | 939.1972 | 959.022 | 1082.45 | 1151.8546 | 1227.3073 | 1363.1154 | 1449.0419 | 1464.8545 | 1559.4784
Total excluding storage |  | 45170.4746 | 44228.5618 | 41514.3436 | 40643.1812 | 38522.6882 | 38464.468 | 38666.8053 | 35916.7196 | 36788.5656 | 35925.1171 | 39147.0363 | 40441.7239 | 40735.4588 | 42770.9389 | 46048.1857 | 46349.1766 | 44588.0148 | 46550.1457 | 46576.603 | 51711.404 | 53017.8815 | 51083.2062 | 47009.0121 | 51196.7947 | 52483.8859
Region | Technology | 2023-24 | 2024-25 | 2025-26 | 2026-27 | 2027-28 | 2028-29 | 2029-30 | 2030-31 | 2031-32 | 2032-33 | 2033-34 | 2034-35 | 2035-36 | 2036-37 | 2037-38 | 2038-39 | 2039-40 | 2040-41 | 2041-42 | 2042-43 | 2043-44 | 2044-45 | 2045-46 | 2046-47 | 2047-48
SA1 | Black Coal | 0 | 0 | 0 | 0 | 0 | 0 | 0 | 0 | 0 | 0 | 0 | 0 | 0 | 0 | 0 | 0 | 0 | 0 | 0 | 0 | 0 | 0 | 0 | 0 | 0
SA1 | Brown Coal | 0 | 0 | 0 | 0 | 0 | 0 | 0 | 0 | 0 | 0 | 0 | 0 | 0 | 0 | 0 | 0 | 0 | 0 | 0 | 0 | 0 | 0 | 0 | 0 | 0
SA1 | CCGT | 658.1734 | 578.3113 | 232.8737 | 173.7212 | 146.7069 | 222.5358 | 97.1209 | 207.4991 | 98.1029 | 409.4073 | 824.4746 | 1382.0315 | 740.5163 | 908.9487 | 0.010511 | 0.010287 | 0.010615 | 0.010561 | 0.010789 | 0.010986 | 0.01436 | 0.013989 | 0.016377 | 0.017082 | 0.017351
SA1 | Gas - Steam | 41.9555 | 51.1167 | 62.0998 | 57.2186 | 59.5875 | 67.6943 | 14.0467 | 56.0552 | 29.599 | 81.3817 | 109.6009 | 467.3461 | 0 | 0 | 0 | 0 | 0 | 0 | 0 | 0 | 0 | 0 | 0 | 0 | 0
SA1 | OCGT / Diesel | 73.1266 | 92.6971 | 59.5387 | 51.2341 | 57.0263 | 73.4237 | 16.7556 | 47.9171 | 18.5932 | 89.7844 | 201.5697 | 531.4057 | 296.3622 | 358.6782 | 774.2917 | 474.2486 | 738.4603 | 868.6041 | 592.2189 | 663.5972 | 1095.3171 | 734.1785 | 825.5012 | 878.9889 | 887.7322
SA1 | Hydro | 0 | 0 | 0 | 0 | 0 | 0 | 0 | 0 | 0 | 0 | 0 | 0 | 0 | 0 | 0 | 0 | 0 | 0 | 0 | 0 | 0 | 0 | 0 | 0 | 0
SA1 | Hydrogen Turbine | 0 | 0 | 0 | 0 | 0 | 0 | 0 | 0 | 0 | 0 | 0 | 0 | 0 | 0 | 0 | 0 | 0 | 0 | 0 | 0 | 0 | 0 | 0 | 0 | 0
SA1 | Wind | 6415.5567 | 6444.6211 | 6410.9987 | 6985.7946 | 7032.0294 | 6553.9237 | 6300.9747 | 6059.6924 | 6531.6604 | 6353.575 | 9578.5812 | 9022.6879 | 11679.3572 | 12681.3724 | 13273.0826 | 13343.5913 | 12248.0642 | 14870.6047 | 13804.8045 | 14689.0571 | 12865.0429 | 15079.6998 | 15386.4533 | 18142.7731 | 21160.5789
SA1 | Solar PV | 1134.4543 | 1039.1846 | 1127.9319 | 1048.8982 | 1098.5172 | 1043.7242 | 1013.9781 | 996.627 | 1037.2448 | 1021.0002 | 975.0332 | 1034.5832 | 1159.4183 | 1168.9784 | 1557.767 | 1538.9868 | 1654.9478 | 1623.0066 | 3904.3309 | 3636.9196 | 5263.5752 | 4833.3359 | 6594.5921 | 6888.7079 | 6949.4598
SA1 | Grid Battery | 201.3452 | 205.2351 | 215.0769 | 208.2199 | 203.7316 | 189.7391 | 183.5135 | 177.5411 | 176.2552 | 176.7084 | 178.6023 | 148.7286 | 899.2416 | 897.5806 | 1331.5831 | 1292.9235 | 1337.0196 | 1188.8394 | 2459.4594 | 2279.0231 | 2257.4846 | 2350.7795 | 3139.1674 | 2860.1477 | 2627.1729
SA1 | Pumped Hydro | 0 | 0 | 0.013789 | 0.015067 | 0.016169 | 0.017032 | 0.017699 | 0.02019 | 0.02066 | 0.02467 | 0.02707 | 0.028705 | 0.04151 | 0.043237 | 0.042817 | 0.043708 | 0.044881 | 0.046937 | 0.051139 | 0.051127 | 0.053647 | 0.064276 | 0.075995 | 0.073387 | 0.077205
SA1 | VPP | 56.6357 | 79.2774 | 102.998 | 124.3816 | 147.4931 | 163.4212 | 186.0601 | 207.3564 | 240.9586 | 278.7617 | 324.2991 | 347.2237 | 400.1834 | 448.7006 | 478.1523 | 518.4347 | 551.3094 | 554.0845 | 602.9337 | 624.593 | 639.586 | 678.2668 | 730.3822 | 734.0616 | 735.1356
Total excluding storage |  | 8323.2665 | 8205.9308 | 7893.4428 | 8316.8667 | 8393.8672 | 7961.3017 | 7442.8759 | 7367.7908 | 7715.2002 | 7955.1487 | 11689.2596 | 12438.0544 | 13875.654 | 15117.9777 | 15605.1518 | 15356.837 | 14641.483 | 17362.226 | 18301.3651 | 18989.5849 | 19223.9497 | 20647.2282 | 22806.5629 | 25910.487 | 28997.7882
Region | Technology | 2023-24 | 2024-25 | 2025-26 | 2026-27 | 2027-28 | 2028-29 | 2029-30 | 2030-31 | 2031-32 | 2032-33 | 2033-34 | 2034-35 | 2035-36 | 2036-37 | 2037-38 | 2038-39 | 2039-40 | 2040-41 | 2041-42 | 2042-43 | 2043-44 | 2044-45 | 2045-46 | 2046-47 | 2047-48
TAS1 | Black Coal | 0 | 0 | 0 | 0 | 0 | 0 | 0 | 0 | 0 | 0 | 0 | 0 | 0 | 0 | 0 | 0 | 0 | 0 | 0 | 0 | 0 | 0 | 0 | 0 | 0
TAS1 | Brown Coal | 0 | 0 | 0 | 0 | 0 | 0 | 0 | 0 | 0 | 0 | 0 | 0 | 0 | 0 | 0 | 0 | 0 | 0 | 0 | 0 | 0 | 0 | 0 | 0 | 0
TAS1 | CCGT | 0 | 0.0021126 | 0.0022655 | 0.0023787 | 0.0025042 | 0.0026343 | 0.0028838 | 0.0031124 | 0.0032864 | 0.0036956 | 0.0040521 | 0.0044978 | 0.0046941 | 0.0047526 | 0.0054446 | 0.0055 | 0.005633 | 0.0056594 | 0.0063232 | 0.0063889 | 0.0066341 | 0.0069131 | 0.0077475 | 0.0080399 | 0.0089982
TAS1 | Gas - Steam | 0 | 0 | 0 | 0 | 0 | 0 | 0 | 0 | 0 | 0 | 0 | 0 | 0 | 0 | 0 | 0 | 0 | 0 | 0 | 0 | 0 | 0 | 0 | 0 | 0
TAS1 | OCGT / Diesel | 0.0021573 | 0.0022192 | 0.0023468 | 0.0024646 | 0.0025935 | 0.0027464 | 0.0029932 | 0.48866 | 0.003216 | 0.97471 | 0.0039603 | 2.7847 | 5.8678 | 2.416 | 9.6449 | 1.4549 | 2.8273 | 0.71229 | 2.5965 | 0.004706 | 2.4249 | 3.6194 | 2.6562 | 2.0301 | 5.2774
TAS1 | Hydro | 8011.1593 | 7687.919 | 8318.2026 | 7479.6449 | 7473.3623 | 7806.7341 | 9027.6544 | 10138.5994 | 10611.6204 | 11166.9057 | 11579.513 | 11498.2972 | 10511.6317 | 9481.8651 | 9758.0957 | 8650.4917 | 8928.6944 | 9182.0312 | 9220.8936 | 9212.1203 | 9723.565 | 9108.4006 | 8609.0292 | 9691.4404 | 9542.976
TAS1 | Hydrogen Turbine | 0 | 0 | 0 | 0 | 0 | 0 | 0 | 0 | 0 | 0 | 0 | 0 | 0 | 0 | 0 | 0 | 0 | 0 | 0 | 0 | 0 | 0 | 0 | 0 | 0
TAS1 | Wind | 2487.9186 | 2999.3999 | 3850.4497 | 4512.0169 | 5077.3128 | 4946.0284 | 5946.2143 | 6265.7728 | 7645.9781 | 8102.4656 | 8264.9125 | 9462.1917 | 11757.4983 | 12845.2264 | 13596.3746 | 13182.4464 | 12926.0875 | 14080.0039 | 13797.1215 | 13157.1655 | 13640.2937 | 13768.6612 | 14474.3386 | 15372.789 | 15000.3919
TAS1 | Solar PV | 0.0016011 | 0.0020702 | 0.002188 | 0.0025822 | 0.0030074 | 0.0026156 | 0.0030685 | 0.0040901 | 0.0041934 | 0.0054645 | 0.0076812 | 0.0092444 | 0.011559 | 0.011712 | 0.011765 | 0.012097 | 0.012993 | 0.012005 | 0.01544 | 0.01925 | 0.024795 | 0.031506 | 0.044684 | 0.03905 | 0.042439
TAS1 | Grid Battery | 0.016542 | 0.016825 | 0.018139 | 0.01919 | 0.019382 | 0.019384 | 0.021048 | 0.022619 | 0.024626 | 0.036046 | 0.039911 | 0.042563 | 0.058257 | 0.060192 | 0.071566 | 0.074516 | 0.07899 | 0.10203 | 0.10462 | 0.10856 | 0.10788 | 0.11078 | 0.10958 | 0.11149 | 0.12258
TAS1 | Pumped Hydro | 0 | 0 | 0.031549 | 0.034221 | 0.036438 | 0.038586 | 0.046144 | 0.050077 | 0.057099 | 0.086443 | 0.16637 | 88.709 | 574.1534 | 592.9033 | 1031.5777 | 1048.5183 | 1126.8302 | 1184.4695 | 1218.0455 | 1219.3746 | 1211.826 | 1288.0245 | 1612.1323 | 1562.3433 | 1679.8574
TAS1 | VPP | 0.36161 | 1.0278 | 1.9308 | 3.974 | 5.7824 | 8.5556 | 14.5416 | 16.2457 | 22.362 | 30.8126 | 37.4819 | 39.7903 | 42.6255 | 47.6269 | 51.2971 | 53.4771 | 67.1834 | 73.6023 | 67.32 | 76.499 | 79.7793 | 83.3959 | 87.0733 | 90.0986 | 97.4771
Total excluding storage |  | 10499.0817 | 10687.3253 | 12168.6591 | 11991.6692 | 12550.6832 | 12752.7705 | 14973.8777 | 16404.8681 | 18257.6092 | 19270.3552 | 19844.4412 | 20963.2873 | 22275.014 | 22329.524 | 23364.1325 | 21834.4106 | 21857.6278 | 23262.765 | 23020.6333 | 22369.3162 | 23366.3151 | 22880.7196 | 23086.0764 | 25066.3066 | 24548.6967
Explicitly modelled pumping
Region | Technology | 2023-24 | 2024-25 | 2025-26 | 2026-27 | 2027-28 | 2028-29 | 2029-30 | 2030-31 | 2031-32 | 2032-33 | 2033-34 | 2034-35 | 2035-36 | 2036-37 | 2037-38 | 2038-39 | 2039-40 | 2040-41 | 2041-42 | 2042-43 | 2043-44 | 2044-45 | 2045-46 | 2046-47 | 2047-48
NEM | Grid Battery pump | 580.4251 | 585.2272 | 630.2894 | 614.4415 | 600.3387 | 916.9954 | 965.5432 | 952.6167 | 923.2046 | 1724.6889 | 4623.3308 | 4620.0571 | 6768.5084 | 6763.9563 | 11709.001 | 11971.9093 | 12286.2339 | 11841.2225 | 19348.9206 | 18821.7133 | 18607.882 | 20095.1411 | 21687.0035 | 21299.9933 | 22953.7022
NEM | Pumped Hydro Pump | 2168.8777 | 2470.2817 | 5861.1105 | 6703.1176 | 8666.7433 | 8067.1287 | 9197.0313 | 9502.6297 | 9011.4837 | 9318.772 | 10801.4333 | 10477.4611 | 14254.5515 | 14828.2145 | 13247.5853 | 14225.2246 | 15740.6534 | 16176.3828 | 15198.9694 | 16225.152 | 15772.4292 | 18114.3642 | 19602.2263 | 20793.6572 | 20699.4429
NEM | VPP pump | 130.9241 | 207.0548 | 323.373 | 458.9777 | 617.3636 | 752.7363 | 978.8835 | 1155.3989 | 1416.5126 | 1784.5353 | 2140.9018 | 2449.5073 | 2909.0035 | 3359.5333 | 3680.6236 | 4131.0434 | 4595.7882 | 4811.0725 | 5328.6773 | 5726.382 | 5999.8382 | 6566.9824 | 6973.0181 | 7100.3877 | 7530.7192
Region | Technology | 2023-24 | 2024-25 | 2025-26 | 2026-27 | 2027-28 | 2028-29 | 2029-30 | 2030-31 | 2031-32 | 2032-33 | 2033-34 | 2034-35 | 2035-36 | 2036-37 | 2037-38 | 2038-39 | 2039-40 | 2040-41 | 2041-42 | 2042-43 | 2043-44 | 2044-45 | 2045-46 | 2046-47 | 2047-48
NSW1 | Grid Battery pump | 39.2481 | 37.5616 | 41.1612 | 40.3454 | 37.5376 | 397.0169 | 463.9394 | 461.1372 | 453.3608 | 1236.4067 | 3803.0383 | 3704.8661 | 3824.5839 | 3815.1422 | 3598.2844 | 3694.9511 | 3800.5737 | 3591.2793 | 6203.1518 | 5992.7282 | 5705.9297 | 6727.6781 | 6886.4759 | 7306.1447 | 7335.7399
NSW1 | Pumped Hydro Pump | 1290.4678 | 1401.3084 | 4483.3214 | 5156.8217 | 7180.6662 | 6797.0746 | 7733.4873 | 7973.6177 | 7553.312 | 7783.5441 | 8465.6238 | 8050.0875 | 11352.8648 | 11946.4166 | 10415.9434 | 11210.1695 | 12423.7431 | 12791.128 | 11334.6988 | 12010.6441 | 10939.32 | 13008.0225 | 13105.5786 | 12248.298 | 11297.1165
NSW1 | VPP pump | 31.7396 | 58.6926 | 104.4462 | 155.493 | 204.8313 | 254.2575 | 343.6998 | 413.14 | 506.0238 | 601.4055 | 708.3406 | 824.1941 | 982.8806 | 1132.6763 | 1233.838 | 1388.398 | 1537.9594 | 1590.9253 | 1756.4712 | 1852.9943 | 1902.2231 | 2133.2646 | 2225.0891 | 2314.3641 | 2458.2605
Region | Technology | 2023-24 | 2024-25 | 2025-26 | 2026-27 | 2027-28 | 2028-29 | 2029-30 | 2030-31 | 2031-32 | 2032-33 | 2033-34 | 2034-35 | 2035-36 | 2036-37 | 2037-38 | 2038-39 | 2039-40 | 2040-41 | 2041-42 | 2042-43 | 2043-44 | 2044-45 | 2045-46 | 2046-47 | 2047-48
QLD1 | Grid Battery pump | 70.4462 | 70.5745 | 76.4468 | 75.8333 | 72.32 | 70.4661 | 72.4249 | 69.7491 | 67.5402 | 67.2421 | 438.9627 | 580.1564 | 1700.5791 | 1708.4317 | 6361.5778 | 6473.7519 | 6629.9343 | 6559.6034 | 7703.9179 | 7667.5125 | 7866.0854 | 8073.5039 | 8042.8215 | 7888.7399 | 8500.6822
QLD1 | Pumped Hydro Pump | 878.4099 | 1068.9733 | 1377.7064 | 1546.2058 | 1485.9819 | 1269.9551 | 1463.4323 | 1528.8893 | 1458.0383 | 1535.0456 | 2335.51 | 2309.3858 | 2147.3005 | 2092.6135 | 1483.1099 | 1634.6133 | 1834.7877 | 1810.5825 | 2261.1048 | 2619.2617 | 3243.2459 | 3413.3499 | 4347.6772 | 6516.7361 | 7191.6657
QLD1 | VPP pump | 14.8556 | 24.3985 | 45.3031 | 69.5882 | 99.1221 | 135.2245 | 194.8938 | 235.0666 | 317.9175 | 427.3013 | 530.7929 | 622.4409 | 743.191 | 857.7141 | 960.4228 | 1090.1051 | 1229.758 | 1347.8842 | 1515.4211 | 1687.689 | 1813.5011 | 1933.9769 | 2073.6133 | 2100.9158 | 2258.2336
Region | Technology | 2023-24 | 2024-25 | 2025-26 | 2026-27 | 2027-28 | 2028-29 | 2029-30 | 2030-31 | 2031-32 | 2032-33 | 2033-34 | 2034-35 | 2035-36 | 2036-37 | 2037-38 | 2038-39 | 2039-40 | 2040-41 | 2041-42 | 2042-43 | 2043-44 | 2044-45 | 2045-46 | 2046-47 | 2047-48
VIC1 | Grid Battery pump | 232.9995 | 234.5435 | 258.3194 | 251.9863 | 248.951 | 225.6456 | 211.5448 | 212.2828 | 193.761 | 211.7328 | 170.24 | 159.3808 | 163.3991 | 162.333 | 148.3633 | 243.8193 | 253.1777 | 256.1798 | 2486.8591 | 2409.2371 | 2326.1541 | 2462.2103 | 2962.6815 | 2672.9844 | 3952.4257
VIC1 | Pumped Hydro Pump | 0 | 0 | 0.022889 | 0.025374 | 0.025852 | 0.025973 | 0.027298 | 0.030577 | 0.030803 | 0.035726 | 0.04471 | 0.046954 | 0.048406 | 0.05752 | 0.070406 | 0.071252 | 0.075982 | 0.077392 | 0.1197 | 0.12079 | 0.12239 | 0.22156 | 0.23672 | 0.22355 | 0.22027
VIC1 | VPP pump | 17.3396 | 29.5333 | 50.1817 | 82.8898 | 132.6675 | 161.3111 | 203.7181 | 244.7375 | 282.7273 | 390.9467 | 476.6651 | 547.6319 | 662.1203 | 784.976 | 863.7333 | 977.906 | 1102.2291 | 1131.6018 | 1270.1299 | 1359.0879 | 1439.9261 | 1603.665 | 1709.7438 | 1718.3693 | 1834.6805
Region | Technology | 2023-24 | 2024-25 | 2025-26 | 2026-27 | 2027-28 | 2028-29 | 2029-30 | 2030-31 | 2031-32 | 2032-33 | 2033-34 | 2034-35 | 2035-36 | 2036-37 | 2037-38 | 2038-39 | 2039-40 | 2040-41 | 2041-42 | 2042-43 | 2043-44 | 2044-45 | 2045-46 | 2046-47 | 2047-48
SA1 | Grid Battery pump | 237.7116 | 242.5275 | 254.3405 | 246.2538 | 241.5071 | 223.8437 | 217.6092 | 209.4207 | 208.5134 | 209.2645 | 211.0424 | 175.6032 | 1079.8771 | 1077.9777 | 1600.6904 | 1559.2984 | 1602.4543 | 1434.0386 | 2954.8675 | 2752.1066 | 2709.5845 | 2831.6171 | 3794.8941 | 3431.9919 | 3164.7087
SA1 | Pumped Hydro Pump | 0 | 0 | 0.018166 | 0.019805 | 0.021354 | 0.022336 | 0.023375 | 0.026506 | 0.027195 | 0.032491 | 0.035643 | 0.037683 | 0.054611 | 0.056976 | 0.056283 | 0.057666 | 0.058868 | 0.062041 | 0.067007 | 0.067532 | 0.070378 | 0.084628 | 0.10038 | 0.096066 | 0.1017
SA1 | VPP pump | 66.5624 | 93.2212 | 121.1741 | 146.3313 | 173.913 | 191.8685 | 219.4505 | 243.3924 | 283.5355 | 328.5343 | 381.1046 | 408.288 | 470.804 | 527.946 | 562.4692 | 611.6197 | 646.9028 | 653.7731 | 707.4248 | 736.9395 | 750.3298 | 797.9609 | 861.699 | 861.1761 | 864.8657
Region | Technology | 2023-24 | 2024-25 | 2025-26 | 2026-27 | 2027-28 | 2028-29 | 2029-30 | 2030-31 | 2031-32 | 2032-33 | 2033-34 | 2034-35 | 2035-36 | 2036-37 | 2037-38 | 2038-39 | 2039-40 | 2040-41 | 2041-42 | 2042-43 | 2043-44 | 2044-45 | 2045-46 | 2046-47 | 2047-48
TAS1 | Grid Battery pump | 0.019649 | 0.019975 | 0.021528 | 0.022778 | 0.023009 | 0.02301 | 0.024991 | 0.026841 | 0.029256 | 0.042832 | 0.047414 | 0.050603 | 0.069159 | 0.071596 | 0.08501 | 0.088625 | 0.093827 | 0.12142 | 0.12435 | 0.12901 | 0.12825 | 0.13169 | 0.13047 | 0.13232 | 0.14574
TAS1 | Pumped Hydro Pump | 0 | 0 | 0.041626 | 0.045022 | 0.048008 | 0.050744 | 0.060918 | 0.065656 | 0.075336 | 0.11406 | 0.2192 | 117.9032 | 754.2832 | 789.0699 | 1348.4053 | 1380.3129 | 1481.9877 | 1574.5329 | 1602.979 | 1595.0579 | 1589.6705 | 1692.6856 | 2148.6333 | 2028.3036 | 2210.3388
TAS1 | VPP pump | 0.42686 | 1.2092 | 2.2679 | 4.6754 | 6.8297 | 10.0748 | 17.1214 | 19.0624 | 26.3085 | 36.3476 | 43.9986 | 46.9524 | 50.0075 | 56.2208 | 60.1603 | 63.0147 | 78.9388 | 86.8882 | 79.2303 | 89.6713 | 93.858 | 98.115 | 102.8728 | 105.5624 | 114.6789
Non-controllable capacity
Region | Technology | 2023-24 | 2024-25 | 2025-26 | 2026-27 | 2027-28 | 2028-29 | 2029-30 | 2030-31 | 2031-32 | 2032-33 | 2033-34 | 2034-35 | 2035-36 | 2036-37 | 2037-38 | 2038-39 | 2039-40 | 2040-41 | 2041-42 | 2042-43 | 2043-44 | 2044-45 | 2045-46 | 2046-47 | 2047-48
NEM | Distributed PV | 27028.8939 | 28768.8113 | 30213.7039 | 34850.4735 | 37417.3588 | 35602.322 | 39185.6526 | 42663.5936 | 45696.2895 | 48264.5629 | 49391.9628 | 50269.5477 | 56259.8121 | 58550.0824 | 54383.1744 | 59090.2653 | 63619.3422 | 66607.0443 | 68440.1469 | 68382.3309 | 68032.5936 | 74728.7126 | 76929.6844 | 71011.0356 | 76824.7651
NEM | Behind the meter battery | 356.5682 | 473.328 | 594.7444 | 757.032 | 926.2117 | 1056.7381 | 1233.2407 | 1392.7578 | 1662.8579 | 1934.0875 | 2210.3303 | 2494.7306 | 2761.3681 | 3007.0367 | 3248.1504 | 3458.3931 | 3610.6796 | 3707.3314 | 3832.4058 | 3933.9396 | 3996.3524 | 4028.7483 | 4047.3212 | 4044.1409 | 4038.7997
NEM | Behind the meter battery pump | 419.7907 | 557.164 | 699.9769 | 891.129 | 1090.0671 | 1244.0558 | 1451.4338 | 1638.8866 | 1957.4728 | 2276.5602 | 2601.4314 | 2936.5844 | 3250.3979 | 3539.5238 | 3822.2237 | 4071.3623 | 4250.8148 | 4364.1903 | 4511.5203 | 4630.4575 | 4704.2076 | 4742.1508 | 4764.3333 | 4760.7853 | 4755.14
Region | Technology | 2023-24 | 2024-25 | 2025-26 | 2026-27 | 2027-28 | 2028-29 | 2029-30 | 2030-31 | 2031-32 | 2032-33 | 2033-34 | 2034-35 | 2035-36 | 2036-37 | 2037-38 | 2038-39 | 2039-40 | 2040-41 | 2041-42 | 2042-43 | 2043-44 | 2044-45 | 2045-46 | 2046-47 | 2047-48
NSW1 | Distributed PV | 8424.7328 | 9097.8958 | 9525.4331 | 11318.9575 | 11957.9205 | 11327.6522 | 12296.3078 | 13719.1844 | 15132.3235 | 15515.9637 | 16127.9014 | 16338.2885 | 18780.3157 | 19211.9417 | 17712.9355 | 18839.9018 | 20646.7408 | 22128.2451 | 22077.2876 | 22357.3952 | 22137.4478 | 24981.114 | 25341.4474 | 23261.7384 | 24668.5269
NSW1 | Behind the meter battery | 133.59 | 194.7768 | 253.5396 | 316.24 | 372.6608 | 419.4249 | 490.1318 | 552.7239 | 644.191 | 732.2475 | 823.81 | 926.2632 | 1021.1994 | 1100.9212 | 1175.2256 | 1241.3495 | 1281.6071 | 1301.3891 | 1323.469 | 1331.6999 | 1328.6786 | 1333.0742 | 1339.1239 | 1339.0233 | 1340.0485
NSW1 | Behind the meter battery pump | 157.3114 | 229.3287 | 298.3165 | 372.3107 | 438.6271 | 493.7687 | 576.7121 | 650.3958 | 758.5034 | 862.0114 | 969.6543 | 1090.1287 | 1202.3863 | 1296.4571 | 1382.6657 | 1461.7352 | 1508.9376 | 1532.4858 | 1558.4624 | 1567.6632 | 1564.469 | 1569.4047 | 1576.1804 | 1576.5486 | 1577.4697
Region | Technology | 2023-24 | 2024-25 | 2025-26 | 2026-27 | 2027-28 | 2028-29 | 2029-30 | 2030-31 | 2031-32 | 2032-33 | 2033-34 | 2034-35 | 2035-36 | 2036-37 | 2037-38 | 2038-39 | 2039-40 | 2040-41 | 2041-42 | 2042-43 | 2043-44 | 2044-45 | 2045-46 | 2046-47 | 2047-48
QLD1 | Distributed PV | 8444.0819 | 8727.8569 | 9387.7798 | 10588.6304 | 11233.4778 | 9950.4588 | 11296.3351 | 12201.0992 | 13491.8597 | 14099.4281 | 14288.7223 | 15172.4989 | 16869.5783 | 17564.4623 | 15361.745 | 17291.1281 | 18537.9716 | 20024.5767 | 20316.0061 | 20041.6887 | 20739.2738 | 22497.7139 | 23121.0707 | 20003.5714 | 22363.348
QLD1 | Behind the meter battery | 68.254 | 84.6289 | 112.6463 | 146.2592 | 185.7816 | 221.6253 | 270.215 | 314.6937 | 406.9618 | 502.2534 | 595.6003 | 683.1659 | 764.1412 | 834.4612 | 901.8028 | 964.152 | 1016.5218 | 1061.2384 | 1120.2283 | 1177.3744 | 1217.6262 | 1234.2876 | 1240.4297 | 1235.0961 | 1221.5488
QLD1 | Behind the meter battery pump | 80.3689 | 99.5866 | 132.5744 | 172.1468 | 218.6795 | 260.8892 | 317.9825 | 370.2693 | 479.0052 | 591.0508 | 700.9679 | 804.4299 | 899.4899 | 981.9193 | 1061.2211 | 1135.0177 | 1196.3817 | 1248.6769 | 1318.2882 | 1385.4977 | 1432.6887 | 1452.5841 | 1460.2966 | 1453.471 | 1438.2675
Region | Technology | 2023-24 | 2024-25 | 2025-26 | 2026-27 | 2027-28 | 2028-29 | 2029-30 | 2030-31 | 2031-32 | 2032-33 | 2033-34 | 2034-35 | 2035-36 | 2036-37 | 2037-38 | 2038-39 | 2039-40 | 2040-41 | 2041-42 | 2042-43 | 2043-44 | 2044-45 | 2045-46 | 2046-47 | 2047-48
VIC1 | Distributed PV | 6161.2738 | 6781.8726 | 7101.9683 | 8316.5091 | 9209.2269 | 9295.0762 | 10141.5083 | 10996.4601 | 11078.5076 | 12218.5954 | 12455.7362 | 12302.2416 | 13633.7137 | 14358.5515 | 14014.4787 | 15127.2169 | 16256.6917 | 16087.8327 | 17275.6136 | 17278.2038 | 16708.2989 | 18242.7157 | 18983.4137 | 18468.0463 | 19881.3113
VIC1 | Behind the meter battery | 74.3056 | 92.44 | 111.7344 | 156.8119 | 212.09 | 243.6602 | 282.6219 | 319.434 | 377.8895 | 439.4914 | 505.2185 | 572.8675 | 639.1484 | 714.1982 | 795.0575 | 858.1453 | 908.5127 | 935.1099 | 971.8935 | 1005.2009 | 1028.9371 | 1040.4307 | 1046.8501 | 1051.4154 | 1058.0828
VIC1 | Behind the meter battery pump | 87.4501 | 108.8465 | 131.5376 | 184.5847 | 249.5654 | 286.8384 | 332.788 | 375.8552 | 444.8213 | 517.3706 | 594.5868 | 674.2645 | 752.1378 | 840.4146 | 935.8569 | 1009.9236 | 1069.8581 | 1100.7998 | 1144.0157 | 1183.0999 | 1211.4056 | 1224.7479 | 1232.417 | 1237.8581 | 1245.9798
Region | Technology | 2023-24 | 2024-25 | 2025-26 | 2026-27 | 2027-28 | 2028-29 | 2029-30 | 2030-31 | 2031-32 | 2032-33 | 2033-34 | 2034-35 | 2035-36 | 2036-37 | 2037-38 | 2038-39 | 2039-40 | 2040-41 | 2041-42 | 2042-43 | 2043-44 | 2044-45 | 2045-46 | 2046-47 | 2047-48
SA1 | Distributed PV | 3686.0805 | 3814.2687 | 3837.7269 | 4211.5584 | 4573.0931 | 4564.7688 | 4955.5626 | 5212.4683 | 5433.7491 | 5819.2761 | 5875.1165 | 5810.3299 | 6258.3674 | 6671.7631 | 6543.0423 | 7049.8156 | 7350.78 | 7523.4267 | 7881.5336 | 7790.2875 | 7552.1072 | 8025.0433 | 8474.1539 | 8258.704 | 8853.3293
SA1 | Behind the meter battery | 71.0192 | 89.6673 | 101.7879 | 119.0914 | 133.3156 | 146.5653 | 160.4315 | 172.1233 | 193.4864 | 213.6313 | 233.2561 | 254.1035 | 272.9282 | 288.5968 | 302.4709 | 316.6818 | 322.4368 | 324.9961 | 328.8503 | 329.3369 | 329.16 | 328.7858 | 328.2839 | 326.0934 | 326.3788
SA1 | Behind the meter battery pump | 83.5976 | 105.4994 | 119.845 | 140.1663 | 156.8845 | 172.5952 | 188.8314 | 202.6048 | 227.6558 | 251.4252 | 274.468 | 299.1179 | 321.125 | 339.6593 | 355.8732 | 372.7692 | 379.5602 | 382.628 | 387.265 | 387.8524 | 387.4805 | 386.9109 | 386.3605 | 383.9947 | 384.2929
Region | Technology | 2023-24 | 2024-25 | 2025-26 | 2026-27 | 2027-28 | 2028-29 | 2029-30 | 2030-31 | 2031-32 | 2032-33 | 2033-34 | 2034-35 | 2035-36 | 2036-37 | 2037-38 | 2038-39 | 2039-40 | 2040-41 | 2041-42 | 2042-43 | 2043-44 | 2044-45 | 2045-46 | 2046-47 | 2047-48
TAS1 | Distributed PV | 312.7249 | 346.9174 | 360.7958 | 414.8181 | 443.6406 | 464.3661 | 495.9387 | 534.3816 | 559.8497 | 611.2996 | 644.4863 | 646.1889 | 717.837 | 743.3638 | 750.9728 | 782.203 | 827.1581 | 842.963 | 889.706 | 914.7558 | 895.466 | 982.1257 | 1009.5987 | 1018.9754 | 1058.2496
TAS1 | Behind the meter battery | 9.3993 | 11.8151 | 15.0362 | 18.6296 | 22.3637 | 25.4624 | 29.8406 | 33.7829 | 40.3291 | 46.464 | 52.4454 | 58.3304 | 63.9508 | 68.8593 | 73.5936 | 78.0644 | 81.6012 | 84.5979 | 87.9648 | 90.3275 | 91.9504 | 92.17 | 92.6337 | 92.5128 | 92.7409
TAS1 | Behind the meter battery pump | 11.0628 | 13.9029 | 17.7034 | 21.9205 | 26.3105 | 29.9642 | 35.1198 | 39.7616 | 47.4871 | 54.7023 | 61.7545 | 68.6434 | 75.2589 | 81.0734 | 86.6068 | 91.9166 | 96.0772 | 99.5998 | 103.4889 | 106.3442 | 108.1638 | 108.5032 | 109.0789 | 108.9129 | 109.1302

## Option 2_Capacity
Installed capacity by technology (MW) - Option 2, Progressive Change Scenario
Capacity calculated on 1 July. In early study years some wind and solar projects enter later in the financial year and are therefore reflected in the following financial year's capacity.
Explicitly modelled generation
Region | Technology | 2023-24 | 2024-25 | 2025-26 | 2026-27 | 2027-28 | 2028-29 | 2029-30 | 2030-31 | 2031-32 | 2032-33 | 2033-34 | 2034-35 | 2035-36 | 2036-37 | 2037-38 | 2038-39 | 2039-40 | 2040-41 | 2041-42 | 2042-43 | 2043-44 | 2044-45 | 2045-46 | 2046-47 | 2047-48
NEM | Black Coal | 16456 | 16456 | 13751.9618 | 11952.8109 | 11144.6803 | 11144.6299 | 9938.9238 | 9938.9224 | 9938.92 | 9938.92 | 7416.4776 | 7416.4776 | 7135.9959 | 6435.9974 | 5285.9997 | 5285.9995 | 5285.9995 | 3895.9995 | 3895.9995 | 3151.9996 | 2786.9998 | 2421.9986 | 2056.9996 | 1691.9999 | 1691.9999
NEM | Brown Coal | 4835 | 4835 | 3624.3122 | 3604.1971 | 3325.6789 | 3254.1714 | 3181.6043 | 3181.6024 | 3181.6023 | 3181.6023 | 3181.6023 | 3181.6023 | 3181.6023 | 3181.6023 | 3181.6023 | 3033.2144 | 3033.2144 | 3033.2142 | 3033.2141 | 2926.7388 | 2926.7388 | 2862.6082 | 1159.9853 | 1159.9853 | 0
NEM | CCGT | 2954.9 | 2774.9026 | 2774.903 | 2774.903 | 2774.9032 | 2774.9036 | 2774.9038 | 2774.9042 | 2774.9043 | 2774.9051 | 2774.9072 | 2774.9082 | 2774.9088 | 2389.9089 | 1860.9107 | 1860.9108 | 1716.5109 | 1716.5111 | 1716.512 | 1716.5122 | 1276.514 | 1276.5141 | 632.0179 | 388.0234 | 388.0375
NEM | Gas - Steam | 1300 | 1300 | 1300 | 1300 | 1300 | 1300 | 1300 | 1300 | 1300 | 1300 | 1300 | 1300 | 500 | 500 | 500 | 500 | 0 | 0 | 0 | 0 | 0 | 0 | 0 | 0 | 0
NEM | OCGT / Diesel | 7382.1689 | 8397.0462 | 8621.9658 | 8621.9662 | 8621.9665 | 8621.9696 | 8621.9756 | 8735.8547 | 8735.8551 | 8458.996 | 8490.9947 | 9086.3196 | 9006.331 | 9006.3312 | 9006.3476 | 9006.3477 | 8566.348 | 8446.3487 | 8446.3759 | 8352.3762 | 8389.2406 | 9993.584 | 10301.1984 | 11333.8845 | 11134.2807
NEM | Hydro | 7507.42 | 7507.42 | 7507.42 | 7507.42 | 7507.42 | 7507.42 | 7507.42 | 7507.42 | 7507.42 | 7507.42 | 7507.42 | 7507.42 | 7507.42 | 7507.42 | 7421.02 | 7421.02 | 7421.02 | 7421.02 | 7421.02 | 7355.02 | 7355.02 | 7355.02 | 7355.02 | 7355.02 | 7355.02
NEM | Hydrogen Turbine | 0 | 0 | 0 | 0 | 0 | 0 | 0 | 0 | 0 | 0 | 0 | 0 | 0 | 0 | 0 | 0 | 0 | 0 | 0 | 0 | 0 | 0 | 0 | 0 | 0
NEM | Wind | 10568.1644 | 12007.0532 | 13676.9325 | 15682.3015 | 17741.9429 | 20110.8046 | 21871.4331 | 21895.4946 | 22032.7165 | 22883.2328 | 26698.0968 | 28316.4535 | 30051.5362 | 33718.5346 | 38025.8127 | 40952.6121 | 40755.7852 | 41263.6166 | 43033.242 | 45918.9617 | 46022.658 | 46261.0667 | 49065.9068 | 55108.9923 | 59395.3302
NEM | Solar PV | 9555.0076 | 9955.0143 | 9955.0217 | 9955.0338 | 9955.0404 | 10196.3139 | 11059.5482 | 11059.5543 | 11053.4363 | 11053.4472 | 14116.5246 | 14339.1108 | 14822.8799 | 15743.1635 | 19768.1836 | 19617.9028 | 20267.0289 | 22452.3284 | 25359.825 | 28560.6538 | 33026.0713 | 32806.5753 | 36802.6184 | 46685.5592 | 50044.5402
NEM | Grid Battery | 1004.6432 | 1004.6479 | 1004.6614 | 1004.6624 | 1004.6643 | 1134.6572 | 1159.0391 | 1129.0545 | 1129.0571 | 1670.2231 | 3427.1367 | 3508.5215 | 4270.2084 | 4220.213 | 6495.914 | 6995.9174 | 6995.9229 | 7005.5149 | 9963.839 | 9963.8439 | 9896.0798 | 10151.0143 | 10905.7306 | 11063.1032 | 11824.1986
NEM | Pumped Hydro | 810 | 810 | 2002.8299 | 2002.8327 | 4625.0153 | 4895.0384 | 4945.6624 | 4945.6703 | 4945.6733 | 4945.7401 | 5216.862 | 5278.7001 | 5573.2832 | 5573.2868 | 5842.7634 | 5842.7644 | 5842.7656 | 5842.7671 | 6203.8732 | 6203.8753 | 6473.6714 | 6865.6858 | 7509.3735 | 8527.3241 | 8527.3266
NEM | VPP | 147.505 | 233.726 | 341.185 | 499.254 | 694.248 | 914.655 | 1207.518 | 1463.328 | 1850.787 | 2292.603 | 2793.529 | 3356.326 | 3965.785 | 4611.247 | 5307.57 | 6042.26 | 6743.424 | 7427.66 | 8128.819 | 8833.502 | 9521.793 | 10184.092 | 10839.15 | 11484.627 | 12143.078
Total excluding storage |  | 60558.6609 | 63232.4363 | 61212.5169 | 61398.6326 | 62371.6322 | 64910.2131 | 66255.8087 | 66393.7525 | 66524.8545 | 67098.5234 | 71486.023 | 73922.2919 | 74980.6739 | 78482.9579 | 85049.8767 | 87678.0074 | 87045.9068 | 88229.0385 | 92906.1886 | 97982.2623 | 101783.2425 | 102977.3669 | 107373.7465 | 123723.4646 | 130009.2085
Region | Technology | 2023-24 | 2024-25 | 2025-26 | 2026-27 | 2027-28 | 2028-29 | 2029-30 | 2030-31 | 2031-32 | 2032-33 | 2033-34 | 2034-35 | 2035-36 | 2036-37 | 2037-38 | 2038-39 | 2039-40 | 2040-41 | 2041-42 | 2042-43 | 2043-44 | 2044-45 | 2045-46 | 2046-47 | 2047-48
NSW1 | Black Coal | 8330 | 8330 | 6738.3606 | 5161.8177 | 4703.4221 | 4703.4221 | 3912.4448 | 3912.4448 | 3912.4425 | 3912.4425 | 1390 | 1390 | 1390 | 1390 | 1390 | 1390 | 1390 | 0 | 0 | 0 | 0 | 0 | 0 | 0 | 0
NSW1 | Brown Coal | 0 | 0 | 0 | 0 | 0 | 0 | 0 | 0 | 0 | 0 | 0 | 0 | 0 | 0 | 0 | 0 | 0 | 0 | 0 | 0 | 0 | 0 | 0 | 0 | 0
NSW1 | CCGT | 440 | 440.0006 | 440.0008 | 440.0008 | 440.0008 | 440.0008 | 440.0009 | 440.0011 | 440.0011 | 440.0013 | 440.0026 | 440.0026 | 440.0026 | 440.0026 | 440.0026 | 440.0026 | 440.0026 | 440.0027 | 440.0031 | 440.0032 | 0.0038516 | 0.0038794 | 0.0043649 | 0.0074301 | 0.0074612
NSW1 | Gas - Steam | 0 | 0 | 0 | 0 | 0 | 0 | 0 | 0 | 0 | 0 | 0 | 0 | 0 | 0 | 0 | 0 | 0 | 0 | 0 | 0 | 0 | 0 | 0 | 0 | 0
NSW1 | OCGT / Diesel | 1889.0017 | 2903.8784 | 3128.7975 | 3128.7975 | 3128.7975 | 3128.7975 | 3128.803 | 3625.1817 | 3625.1817 | 3625.1817 | 4250.674 | 4250.674 | 4250.674 | 4250.674 | 4250.6741 | 4250.6741 | 4250.6742 | 4250.6743 | 4250.6744 | 4250.6744 | 4250.6746 | 3401.6817 | 3401.682 | 3401.6826 | 3401.6828
NSW1 | Hydro | 2525 | 2525 | 2525 | 2525 | 2525 | 2525 | 2525 | 2525 | 2525 | 2525 | 2525 | 2525 | 2525 | 2525 | 2525 | 2525 | 2525 | 2525 | 2525 | 2525 | 2525 | 2525 | 2525 | 2525 | 2525
NSW1 | Hydrogen Turbine | 0 | 0 | 0 | 0 | 0 | 0 | 0 | 0 | 0 | 0 | 0 | 0 | 0 | 0 | 0 | 0 | 0 | 0 | 0 | 0 | 0 | 0 | 0 | 0 | 0
NSW1 | Wind | 2220.7324 | 3360.0543 | 4381.2331 | 5711.7944 | 6993.4676 | 8453.3333 | 9415.2498 | 9415.2508 | 9415.2509 | 9415.2519 | 10345.4281 | 11166.3597 | 11166.395 | 11768.1273 | 12312.7762 | 15298.1629 | 15298.1639 | 15024.0962 | 15768.8945 | 15787.9179 | 15567.679 | 16015.9544 | 16897.6262 | 18161.8101 | 19919.4813
NSW1 | Solar PV | 4201.0162 | 4455.0212 | 4455.0218 | 4455.029 | 4455.0309 | 4696.3025 | 5559.533 | 5559.5346 | 5559.5348 | 5559.5366 | 8622.5943 | 8845.1507 | 9246.7145 | 9873.168 | 10341.26 | 10190.9624 | 10806.6282 | 12647.2015 | 13025.3546 | 13617.1679 | 15012.7672 | 15179.3304 | 16145.8371 | 19720.7447 | 19962.5626
NSW1 | Grid Battery | 50.0224 | 50.0262 | 50.038 | 50.0382 | 50.0401 | 180.0292 | 204.4099 | 204.4212 | 204.422 | 745.4499 | 2301.405 | 2301.4079 | 2301.4105 | 2251.413 | 2251.4355 | 2501.4372 | 2501.4394 | 2501.4427 | 3554.452 | 3554.4542 | 3554.4359 | 3739.2772 | 3877.6546 | 4081.2457 | 4081.2466
NSW1 | Pumped Hydro | 240 | 240 | 1182.8024 | 1182.8026 | 3804.9836 | 4074.9945 | 4125.6145 | 4125.6151 | 4125.6152 | 4125.6156 | 4125.9961 | 4125.9962 | 4125.9963 | 4125.9964 | 4125.9965 | 4125.9968 | 4125.997 | 4125.9972 | 4126.0006 | 4126.001 | 4126.0013 | 4485.6018 | 4485.6023 | 4485.6027 | 4485.6029
NSW1 | VPP | 35.03 | 66.47 | 108.385 | 164.936 | 231.892 | 309.833 | 419.293 | 513.868 | 645.85 | 793.288 | 960.428 | 1151.337 | 1358.675 | 1573.175 | 1800.084 | 2041.852 | 2261.248 | 2472.415 | 2678.062 | 2873.125 | 3061.828 | 3253.437 | 3451.644 | 3655.963 | 3874.157
Total excluding storage |  | 19605.7504 | 22013.9544 | 21668.4138 | 21422.4393 | 22245.7189 | 23946.8563 | 24981.0315 | 25477.413 | 25477.4111 | 25477.4141 | 27573.699 | 28617.187 | 29018.7861 | 30246.9719 | 31259.713 | 34094.8021 | 34710.469 | 34886.9747 | 36009.9266 | 36620.7633 | 37356.1247 | 37121.9704 | 38970.1496 | 43809.2449 | 45808.7342
Region | Technology | 2023-24 | 2024-25 | 2025-26 | 2026-27 | 2027-28 | 2028-29 | 2029-30 | 2030-31 | 2031-32 | 2032-33 | 2033-34 | 2034-35 | 2035-36 | 2036-37 | 2037-38 | 2038-39 | 2039-40 | 2040-41 | 2041-42 | 2042-43 | 2043-44 | 2044-45 | 2045-46 | 2046-47 | 2047-48
QLD1 | Black Coal | 8126 | 8126 | 7013.6011 | 6790.9932 | 6441.2583 | 6441.2079 | 6026.479 | 6026.4776 | 6026.4776 | 6026.4776 | 6026.4776 | 6026.4776 | 5745.9959 | 5045.9974 | 3895.9997 | 3895.9995 | 3895.9995 | 3895.9995 | 3895.9995 | 3151.9996 | 2786.9998 | 2421.9986 | 2056.9996 | 1691.9999 | 1691.9999
QLD1 | Brown Coal | 0 | 0 | 0 | 0 | 0 | 0 | 0 | 0 | 0 | 0 | 0 | 0 | 0 | 0 | 0 | 0 | 0 | 0 | 0 | 0 | 0 | 0 | 0 | 0 | 0
QLD1 | CCGT | 1597.9 | 1597.9005 | 1597.9006 | 1597.9006 | 1597.9007 | 1597.9009 | 1597.9009 | 1597.901 | 1597.901 | 1597.9012 | 1597.9017 | 1597.9021 | 1597.9024 | 1212.9024 | 1212.9035 | 1212.9035 | 1068.5035 | 1068.5035 | 1068.5035 | 1068.5036 | 1068.5037 | 1068.5037 | 424.0038 | 180.0059 | 180.0059
QLD1 | Gas - Steam | 0 | 0 | 0 | 0 | 0 | 0 | 0 | 0 | 0 | 0 | 0 | 0 | 0 | 0 | 0 | 0 | 0 | 0 | 0 | 0 | 0 | 0 | 0 | 0 | 0
QLD1 | OCGT / Diesel | 1954.5018 | 1954.5019 | 1954.502 | 1954.5022 | 1954.5023 | 1954.505 | 1954.5051 | 1954.5051 | 1954.5051 | 1954.5054 | 1531.0113 | 2126.335 | 2126.3358 | 2126.3358 | 2126.35 | 2126.35 | 2126.35 | 2126.35 | 2126.3502 | 2126.3502 | 2126.3503 | 2126.3503 | 2126.3526 | 3313.0377 | 3313.0378
QLD1 | Hydro | 152.4 | 152.4 | 152.4 | 152.4 | 152.4 | 152.4 | 152.4 | 152.4 | 152.4 | 152.4 | 152.4 | 152.4 | 152.4 | 152.4 | 66 | 66 | 66 | 66 | 66 | 0 | 0 | 0 | 0 | 0 | 0
QLD1 | Hydrogen Turbine | 0 | 0 | 0 | 0 | 0 | 0 | 0 | 0 | 0 | 0 | 0 | 0 | 0 | 0 | 0 | 0 | 0 | 0 | 0 | 0 | 0 | 0 | 0 | 0 | 0
QLD1 | Wind | 1126.424 | 1299.4245 | 1299.4277 | 1847.6699 | 2532.0683 | 3314.4967 | 4077.393 | 4077.3944 | 4077.395 | 4548.3991 | 5704.8314 | 6328.7019 | 7130.7628 | 8752.8543 | 10841.8599 | 10841.8601 | 10841.8603 | 10841.8608 | 11758.796 | 13004.0838 | 13559.8346 | 13429.6948 | 15190.8485 | 17493.8636 | 18348.0588
QLD1 | Solar PV | 3707.7898 | 3853.7903 | 3853.7913 | 3853.7955 | 3853.7987 | 3853.7999 | 3853.8027 | 3853.803 | 3853.8033 | 3853.8042 | 3853.8165 | 3853.8252 | 3936.0168 | 4229.8247 | 7583.242 | 7583.242 | 7583.2422 | 7927.9506 | 8411.355 | 10484.6534 | 11867.7827 | 11666.6834 | 12576.1947 | 17553.703 | 18466.6839
QLD1 | Grid Battery | 100.005 | 100.0052 | 100.0061 | 100.0062 | 100.0062 | 100.01 | 100.01 | 100.0103 | 100.0106 | 100.1285 | 356.4103 | 462.7825 | 878.8393 | 878.8396 | 2924.2065 | 2924.2069 | 2924.2075 | 2924.2082 | 3359.4081 | 3359.4089 | 3555.9449 | 3555.9455 | 3555.946 | 3759.7246 | 3759.7259
QLD1 | Pumped Hydro | 570 | 570 | 820.0066 | 820.0074 | 820.0077 | 820.0183 | 820.0186 | 820.0188 | 820.0189 | 820.0687 | 1090.7696 | 1107.7554 | 1107.7562 | 1107.7564 | 1107.9434 | 1107.9436 | 1107.9437 | 1107.9438 | 1327.7317 | 1327.7324 | 1597.5267 | 1597.5271 | 2030.6355 | 3048.5849 | 3048.5853
QLD1 | VPP | 18.839 | 30.972 | 50.94 | 79.949 | 118.984 | 166.928 | 232.955 | 293.171 | 401.006 | 528.819 | 672.521 | 830.615 | 1001.178 | 1179.758 | 1370.761 | 1575.428 | 1781.484 | 1996.105 | 2224.29 | 2464.134 | 2698.938 | 2914.556 | 3118.301 | 3309.404 | 3496.463
Total excluding storage |  | 16665.0156 | 16984.0173 | 15871.6227 | 16197.2614 | 16531.9282 | 17314.3105 | 17662.4806 | 17662.4811 | 17662.482 | 18133.4874 | 18866.4385 | 20085.6417 | 20689.4136 | 21520.3148 | 25726.355 | 25726.3551 | 25581.9556 | 25926.6645 | 27327.0042 | 29835.5907 | 31409.471 | 30713.2308 | 32374.3991 | 40232.6102 | 41999.7864
Region | Technology | 2023-24 | 2024-25 | 2025-26 | 2026-27 | 2027-28 | 2028-29 | 2029-30 | 2030-31 | 2031-32 | 2032-33 | 2033-34 | 2034-35 | 2035-36 | 2036-37 | 2037-38 | 2038-39 | 2039-40 | 2040-41 | 2041-42 | 2042-43 | 2043-44 | 2044-45 | 2045-46 | 2046-47 | 2047-48
VIC1 | Black Coal | 0 | 0 | 0 | 0 | 0 | 0 | 0 | 0 | 0 | 0 | 0 | 0 | 0 | 0 | 0 | 0 | 0 | 0 | 0 | 0 | 0 | 0 | 0 | 0 | 0
VIC1 | Brown Coal | 4835 | 4835 | 3624.3122 | 3604.1971 | 3325.6789 | 3254.1714 | 3181.6043 | 3181.6024 | 3181.6023 | 3181.6023 | 3181.6023 | 3181.6023 | 3181.6023 | 3181.6023 | 3181.6023 | 3033.2144 | 3033.2144 | 3033.2142 | 3033.2141 | 2926.7388 | 2926.7388 | 2862.6082 | 1159.9853 | 1159.9853 | 0
VIC1 | CCGT | 0 | 0.00050371 | 0.00056347 | 0.00058919 | 0.00062031 | 0.00069483 | 0.00070341 | 0.00078648 | 0.00079079 | 0.00090582 | 0.0010357 | 0.0012894 | 0.0014224 | 0.0014423 | 0.0016714 | 0.0016749 | 0.001706 | 0.0018779 | 0.0021568 | 0.0021839 | 0.0025641 | 0.0026105 | 0.0052172 | 0.0053784 | 0.019192
VIC1 | Gas - Steam | 500 | 500 | 500 | 500 | 500 | 500 | 500 | 500 | 500 | 500 | 500 | 500 | 500 | 500 | 500 | 500 | 0 | 0 | 0 | 0 | 0 | 0 | 0 | 0 | 0
VIC1 | OCGT / Diesel | 1900.0018 | 1900.0023 | 1900.0023 | 1900.0023 | 1900.0023 | 1900.0024 | 1900.0025 | 1900.0027 | 1900.0028 | 1900.003 | 1730.0032 | 1730.0036 | 1730.0071 | 1730.0072 | 1730.0073 | 1730.0074 | 1290.0074 | 1290.0077 | 1290.0268 | 1196.0269 | 1196.0272 | 3284.4362 | 3592.0454 | 3592.0455 | 3392.4413
VIC1 | Hydro | 2279.02 | 2279.02 | 2279.02 | 2279.02 | 2279.02 | 2279.02 | 2279.02 | 2279.02 | 2279.02 | 2279.02 | 2279.02 | 2279.02 | 2279.02 | 2279.02 | 2279.02 | 2279.02 | 2279.02 | 2279.02 | 2279.02 | 2279.02 | 2279.02 | 2279.02 | 2279.02 | 2279.02 | 2279.02
VIC1 | Hydrogen Turbine | 0 | 0 | 0 | 0 | 0 | 0 | 0 | 0 | 0 | 0 | 0 | 0 | 0 | 0 | 0 | 0 | 0 | 0 | 0 | 0 | 0 | 0 | 0 | 0 | 0
VIC1 | Wind | 4181.3674 | 4181.3684 | 4703.501 | 4703.5013 | 4703.5015 | 4703.5023 | 4703.5027 | 4703.5044 | 4703.5047 | 4703.507 | 5295.2121 | 5291.7949 | 5413.0576 | 6278.5499 | 7288.8139 | 7252.5324 | 7319.8102 | 7543.6369 | 7651.5212 | 9063.1989 | 9034.2302 | 8722.2442 | 8769.2825 | 9572.5185 | 10201.1873
VIC1 | Solar PV | 1081.5756 | 1081.576 | 1081.5811 | 1081.5812 | 1081.5813 | 1081.5813 | 1081.5814 | 1081.5816 | 1081.5817 | 1081.5836 | 1081.586 | 1081.5901 | 1081.5978 | 1081.6009 | 1081.6059 | 1081.6223 | 1081.6314 | 1081.6444 | 2030.9403 | 2566.6503 | 3300.7048 | 3385.7405 | 4721.9016 | 5197.3284 | 7315.82
VIC1 | Grid Battery | 375.3352 | 375.3358 | 375.336 | 375.3362 | 375.3362 | 375.3363 | 375.3364 | 375.3377 | 375.338 | 375.3443 | 320.0167 | 320.0209 | 320.2186 | 320.2192 | 320.2211 | 570.2215 | 570.2224 | 579.7991 | 1411.2173 | 1411.2181 | 1411.214 | 1411.215 | 1626.9197 | 1376.9202 | 2138.0064
VIC1 | Pumped Hydro | 0 | 0 | 0.0057587 | 0.0063449 | 0.0065232 | 0.0067634 | 0.0071285 | 0.0087774 | 0.0089105 | 0.010507 | 0.013392 | 0.014396 | 0.014882 | 0.017518 | 0.02289 | 0.023087 | 0.023355 | 0.023664 | 0.038794 | 0.039104 | 0.039463 | 0.067715 | 0.072796 | 0.073084 | 0.073517
VIC1 | VPP | 18.14 | 30.966 | 48.356 | 81.886 | 130.08 | 178.929 | 243.189 | 298.85 | 380.501 | 475.761 | 587.452 | 715.438 | 858.697 | 1021.476 | 1205.085 | 1393.239 | 1583.141 | 1759.539 | 1945.965 | 2139.656 | 2332.826 | 2516.465 | 2694.652 | 2867.767 | 3041.66
Total excluding storage |  | 14776.9648 | 14776.9672 | 14088.4171 | 14068.3024 | 13789.7845 | 13718.2782 | 13645.7116 | 13645.7118 | 13645.7122 | 13645.7168 | 14067.4246 | 14064.0121 | 14185.2862 | 15050.7816 | 16061.0511 | 15876.3982 | 15003.6851 | 15227.5251 | 16284.7246 | 18031.6371 | 18736.7236 | 20534.0517 | 20522.2401 | 21800.9031 | 23188.4878
Region | Technology | 2023-24 | 2024-25 | 2025-26 | 2026-27 | 2027-28 | 2028-29 | 2029-30 | 2030-31 | 2031-32 | 2032-33 | 2033-34 | 2034-35 | 2035-36 | 2036-37 | 2037-38 | 2038-39 | 2039-40 | 2040-41 | 2041-42 | 2042-43 | 2043-44 | 2044-45 | 2045-46 | 2046-47 | 2047-48
SA1 | Black Coal | 0 | 0 | 0 | 0 | 0 | 0 | 0 | 0 | 0 | 0 | 0 | 0 | 0 | 0 | 0 | 0 | 0 | 0 | 0 | 0 | 0 | 0 | 0 | 0 | 0
SA1 | Brown Coal | 0 | 0 | 0 | 0 | 0 | 0 | 0 | 0 | 0 | 0 | 0 | 0 | 0 | 0 | 0 | 0 | 0 | 0 | 0 | 0 | 0 | 0 | 0 | 0 | 0
SA1 | CCGT | 709 | 529.0006 | 529.0006 | 529.0006 | 529.0006 | 529.0007 | 529.0007 | 529.0008 | 529.0008 | 529.001 | 529.0011 | 529.0014 | 529.0015 | 529.0015 | 0.0019137 | 0.0019182 | 0.0019387 | 0.001948 | 0.0020124 | 0.0020327 | 0.0026247 | 0.0026305 | 0.0030779 | 0.0031175 | 0.0031909
SA1 | Gas - Steam | 800 | 800 | 800 | 800 | 800 | 800 | 800 | 800 | 800 | 800 | 800 | 800 | 0 | 0 | 0 | 0 | 0 | 0 | 0 | 0 | 0 | 0 | 0 | 0 | 0
SA1 | OCGT / Diesel | 1460.6618 | 1460.6619 | 1460.662 | 1460.6621 | 1460.6622 | 1460.6624 | 1460.6625 | 1078.1627 | 1078.1628 | 801.303 | 801.3032 | 801.3037 | 721.3092 | 721.3092 | 721.3103 | 721.3104 | 721.3104 | 721.3105 | 721.3152 | 721.3153 | 758.1791 | 1123.1008 | 1123.101 | 969.101 | 969.1011
SA1 | Hydro | 0 | 0 | 0 | 0 | 0 | 0 | 0 | 0 | 0 | 0 | 0 | 0 | 0 | 0 | 0 | 0 | 0 | 0 | 0 | 0 | 0 | 0 | 0 | 0 | 0
SA1 | Hydrogen Turbine | 0 | 0 | 0 | 0 | 0 | 0 | 0 | 0 | 0 | 0 | 0 | 0 | 0 | 0 | 0 | 0 | 0 | 0 | 0 | 0 | 0 | 0 | 0 | 0 | 0
SA1 | Wind | 2349.7245 | 2349.7254 | 2349.7262 | 2349.7274 | 2316.729 | 2316.7315 | 2225.9831 | 2114.0077 | 2114.0117 | 2290.8528 | 3313.317 | 3313.3672 | 3636.3099 | 4022.716 | 4398.9331 | 4376.6268 | 4112.5206 | 4670.5924 | 4670.5944 | 4880.324 | 4677.4767 | 4959.2978 | 5046.2007 | 6418.7115 | 7448.7483
SA1 | Solar PV | 564.6243 | 564.6248 | 564.6254 | 564.6258 | 564.6267 | 564.6272 | 564.6279 | 564.6312 | 558.5123 | 558.5178 | 558.5217 | 558.5378 | 558.5425 | 558.5611 | 762.0658 | 762.066 | 795.5166 | 795.5213 | 1892.1624 | 1892.1675 | 2844.7978 | 2574.7983 | 3358.6528 | 4213.7506 | 4299.4402
SA1 | Grid Battery | 479.2762 | 479.2762 | 479.2763 | 479.2765 | 479.2765 | 479.2765 | 479.2769 | 449.2785 | 449.2789 | 449.288 | 449.2905 | 424.2946 | 769.7156 | 769.7164 | 1000.0181 | 1000.0187 | 1000.0198 | 1000.021 | 1638.7129 | 1638.7135 | 1374.4394 | 1444.5307 | 1845.1638 | 1845.165 | 1845.1661
SA1 | Pumped Hydro | 0 | 0 | 0.004334 | 0.0046604 | 0.0050276 | 0.0053902 | 0.0056293 | 0.0067657 | 0.0068901 | 0.0084752 | 0.0094503 | 0.010348 | 0.015422 | 0.015752 | 0.016322 | 0.016417 | 0.01656 | 0.017103 | 0.018566 | 0.018868 | 0.01947 | 0.022864 | 0.026648 | 0.026789 | 0.027145
SA1 | VPP | 73.309 | 101.551 | 127.312 | 163.025 | 199.606 | 240.464 | 286.775 | 326.415 | 383.775 | 445.521 | 513.296 | 587.389 | 662.828 | 739.025 | 819.479 | 904.197 | 974.713 | 1040.888 | 1105.8 | 1166.083 | 1221.982 | 1278.505 | 1338.987 | 1401.095 | 1464.679
Total excluding storage |  | 5884.0106 | 5704.0127 | 5704.0142 | 5704.0159 | 5671.0185 | 5671.0217 | 5580.2742 | 5085.8024 | 5079.6876 | 4979.6746 | 6002.143 | 6002.2101 | 5445.163 | 5831.5878 | 5882.3111 | 5860.0051 | 5629.3496 | 6187.4262 | 7284.074 | 7493.8089 | 8280.4562 | 8657.1995 | 9527.9576 | 11601.5663 | 12717.2927
Region | Technology | 2023-24 | 2024-25 | 2025-26 | 2026-27 | 2027-28 | 2028-29 | 2029-30 | 2030-31 | 2031-32 | 2032-33 | 2033-34 | 2034-35 | 2035-36 | 2036-37 | 2037-38 | 2038-39 | 2039-40 | 2040-41 | 2041-42 | 2042-43 | 2043-44 | 2044-45 | 2045-46 | 2046-47 | 2047-48
TAS1 | Black Coal | 0 | 0 | 0 | 0 | 0 | 0 | 0 | 0 | 0 | 0 | 0 | 0 | 0 | 0 | 0 | 0 | 0 | 0 | 0 | 0 | 0 | 0 | 0 | 0 | 0
TAS1 | Brown Coal | 0 | 0 | 0 | 0 | 0 | 0 | 0 | 0 | 0 | 0 | 0 | 0 | 0 | 0 | 0 | 0 | 0 | 0 | 0 | 0 | 0 | 0 | 0 | 0 | 0
TAS1 | CCGT | 208 | 208.0004 | 208.0004 | 208.0004 | 208.0005 | 208.0005 | 208.0005 | 208.0006 | 208.0006 | 208.0007 | 208.0008 | 208.0008 | 208.0009 | 208.0009 | 208.001 | 208.001 | 208.0011 | 208.0011 | 208.0012 | 208.0012 | 208.0013 | 208.0013 | 208.0015 | 208.0015 | 208.0017
TAS1 | Gas - Steam | 0 | 0 | 0 | 0 | 0 | 0 | 0 | 0 | 0 | 0 | 0 | 0 | 0 | 0 | 0 | 0 | 0 | 0 | 0 | 0 | 0 | 0 | 0 | 0 | 0
TAS1 | OCGT / Diesel | 178.0017 | 178.0018 | 178.0019 | 178.002 | 178.0022 | 178.0023 | 178.0024 | 178.0025 | 178.0027 | 178.0029 | 178.003 | 178.0033 | 178.0049 | 178.0049 | 178.0059 | 178.0059 | 178.006 | 58.0061 | 58.0093 | 58.0094 | 58.0095 | 58.0149 | 58.0175 | 58.0175 | 58.0177
TAS1 | Hydro | 2551 | 2551 | 2551 | 2551 | 2551 | 2551 | 2551 | 2551 | 2551 | 2551 | 2551 | 2551 | 2551 | 2551 | 2551 | 2551 | 2551 | 2551 | 2551 | 2551 | 2551 | 2551 | 2551 | 2551 | 2551
TAS1 | Hydrogen Turbine | 0 | 0 | 0 | 0 | 0 | 0 | 0 | 0 | 0 | 0 | 0 | 0 | 0 | 0 | 0 | 0 | 0 | 0 | 0 | 0 | 0 | 0 | 0 | 0 | 0
TAS1 | Wind | 689.9161 | 816.4806 | 943.0446 | 1069.6086 | 1196.1766 | 1322.7407 | 1449.3046 | 1585.3372 | 1722.5542 | 1925.222 | 2039.3081 | 2216.2298 | 2705.0109 | 2896.2871 | 3183.4296 | 3183.4298 | 3183.4301 | 3183.4303 | 3183.4359 | 3183.4371 | 3183.4375 | 3133.8755 | 3161.9489 | 3462.0885 | 3477.8544
TAS1 | Solar PV | 0.0016665 | 0.0019302 | 0.0020951 | 0.0023945 | 0.0028211 | 0.0029055 | 0.0031675 | 0.0037711 | 0.0041075 | 0.0049079 | 0.0061049 | 0.0071529 | 0.0083628 | 0.0087803 | 0.0099989 | 0.010114 | 0.010439 | 0.010596 | 0.012682 | 0.014676 | 0.018809 | 0.022691 | 0.032248 | 0.032562 | 0.033615
TAS1 | Grid Battery | 0.0045196 | 0.0045457 | 0.0050036 | 0.0052748 | 0.0052857 | 0.0053065 | 0.0059355 | 0.0068583 | 0.0075595 | 0.012455 | 0.014121 | 0.015625 | 0.024527 | 0.024919 | 0.032737 | 0.033142 | 0.03375 | 0.043989 | 0.048767 | 0.049147 | 0.045599 | 0.045943 | 0.046499 | 0.047697 | 0.053577
TAS1 | Pumped Hydro | 0 | 0 | 0.010884 | 0.011734 | 0.012495 | 0.013409 | 0.016616 | 0.02092 | 0.023392 | 0.036907 | 0.073575 | 44.9238 | 339.5004 | 339.5009 | 608.7843 | 608.7846 | 608.785 | 608.7853 | 750.0836 | 750.084 | 750.0846 | 782.4663 | 993.0362 | 993.0366 | 993.0377
TAS1 | VPP | 2.187 | 3.767 | 6.192 | 9.458 | 13.686 | 18.501 | 25.306 | 31.024 | 39.655 | 49.214 | 59.832 | 71.547 | 84.407 | 97.813 | 112.161 | 127.544 | 142.838 | 158.713 | 174.702 | 190.504 | 206.219 | 221.129 | 235.566 | 250.398 | 266.119
Total excluding storage |  | 3626.9195 | 3753.4847 | 3880.049 | 4006.6135 | 4133.1821 | 4259.7464 | 4386.3107 | 4522.3441 | 4659.5616 | 4862.2305 | 4976.318 | 5153.2411 | 5642.025 | 5833.3018 | 6120.4465 | 6120.4469 | 6120.4475 | 6000.4481 | 6000.4591 | 6000.4623 | 6000.467 | 5950.9144 | 5979.0001 | 6279.1401 | 6294.9074
Explicitly modelled pumping
Region | Technology | 2023-24 | 2024-25 | 2025-26 | 2026-27 | 2027-28 | 2028-29 | 2029-30 | 2030-31 | 2031-32 | 2032-33 | 2033-34 | 2034-35 | 2035-36 | 2036-37 | 2037-38 | 2038-39 | 2039-40 | 2040-41 | 2041-42 | 2042-43 | 2043-44 | 2044-45 | 2045-46 | 2046-47 | 2047-48
NEM | Grid Battery pump | 1004.6432 | 1004.6479 | 1004.6614 | 1004.6624 | 1004.6643 | 1134.6572 | 1159.0391 | 1129.0545 | 1129.0571 | 1670.2231 | 3427.1367 | 3508.5215 | 4270.2084 | 4220.213 | 6495.914 | 6995.9174 | 6995.9229 | 7005.5149 | 9963.839 | 9963.8439 | 9896.0798 | 10151.0143 | 10905.7306 | 11063.1032 | 11824.1986
NEM | Pumped Hydro Pump | 1310 | 1310 | 2502.8299 | 2502.8327 | 5125.0153 | 5395.0384 | 5445.6624 | 5445.6703 | 5445.6733 | 5445.7401 | 5716.862 | 5778.7001 | 6073.2832 | 6073.2868 | 6342.7634 | 6342.7644 | 6342.7656 | 6342.7671 | 6703.8732 | 6703.8753 | 6973.6714 | 7365.6858 | 8009.3735 | 9027.3241 | 9027.3266
NEM | VPP pump | 147.505 | 233.726 | 341.185 | 499.254 | 694.248 | 914.655 | 1207.518 | 1463.328 | 1850.787 | 2292.603 | 2793.529 | 3356.326 | 3965.785 | 4611.247 | 5307.57 | 6042.26 | 6743.424 | 7427.66 | 8128.819 | 8833.502 | 9521.793 | 10184.092 | 10839.15 | 11484.627 | 12143.078
Region | Technology | 2023-24 | 2024-25 | 2025-26 | 2026-27 | 2027-28 | 2028-29 | 2029-30 | 2030-31 | 2031-32 | 2032-33 | 2033-34 | 2034-35 | 2035-36 | 2036-37 | 2037-38 | 2038-39 | 2039-40 | 2040-41 | 2041-42 | 2042-43 | 2043-44 | 2044-45 | 2045-46 | 2046-47 | 2047-48
NSW1 | Grid Battery pump | 50.0224 | 50.0262 | 50.038 | 50.0382 | 50.0401 | 180.0292 | 204.4099 | 204.4212 | 204.422 | 745.4499 | 2301.405 | 2301.4079 | 2301.4105 | 2251.413 | 2251.4355 | 2501.4372 | 2501.4394 | 2501.4427 | 3554.452 | 3554.4542 | 3554.4359 | 3739.2772 | 3877.6546 | 4081.2457 | 4081.2466
NSW1 | Pumped Hydro Pump | 840 | 840 | 1782.8024 | 1782.8026 | 4404.9836 | 4674.9945 | 4725.6145 | 4725.6151 | 4725.6152 | 4725.6156 | 4725.9961 | 4725.9962 | 4725.9963 | 4725.9964 | 4725.9965 | 4725.9968 | 4725.997 | 4725.9972 | 4726.0006 | 4726.001 | 4726.0013 | 5085.6018 | 5085.6023 | 5085.6027 | 5085.6029
NSW1 | VPP pump | 35.03 | 66.47 | 108.385 | 164.936 | 231.892 | 309.833 | 419.293 | 513.868 | 645.85 | 793.288 | 960.428 | 1151.337 | 1358.675 | 1573.175 | 1800.084 | 2041.852 | 2261.248 | 2472.415 | 2678.062 | 2873.125 | 3061.828 | 3253.437 | 3451.644 | 3655.963 | 3874.157
Region | Technology | 2023-24 | 2024-25 | 2025-26 | 2026-27 | 2027-28 | 2028-29 | 2029-30 | 2030-31 | 2031-32 | 2032-33 | 2033-34 | 2034-35 | 2035-36 | 2036-37 | 2037-38 | 2038-39 | 2039-40 | 2040-41 | 2041-42 | 2042-43 | 2043-44 | 2044-45 | 2045-46 | 2046-47 | 2047-48
QLD1 | Grid Battery pump | 100.005 | 100.0052 | 100.0061 | 100.0062 | 100.0062 | 100.01 | 100.01 | 100.0103 | 100.0106 | 100.1285 | 356.4103 | 462.7825 | 878.8393 | 878.8396 | 2924.2065 | 2924.2069 | 2924.2075 | 2924.2082 | 3359.4081 | 3359.4089 | 3555.9449 | 3555.9455 | 3555.946 | 3759.7246 | 3759.7259
QLD1 | Pumped Hydro Pump | 470 | 470 | 720.0066 | 720.0074 | 720.0077 | 720.0183 | 720.0186 | 720.0188 | 720.0189 | 720.0687 | 990.7696 | 1007.7554 | 1007.7562 | 1007.7564 | 1007.9434 | 1007.9436 | 1007.9437 | 1007.9438 | 1227.7317 | 1227.7324 | 1497.5267 | 1497.5271 | 1930.6355 | 2948.5849 | 2948.5853
QLD1 | VPP pump | 18.839 | 30.972 | 50.94 | 79.949 | 118.984 | 166.928 | 232.955 | 293.171 | 401.006 | 528.819 | 672.521 | 830.615 | 1001.178 | 1179.758 | 1370.761 | 1575.428 | 1781.484 | 1996.105 | 2224.29 | 2464.134 | 2698.938 | 2914.556 | 3118.301 | 3309.404 | 3496.463
Region | Technology | 2023-24 | 2024-25 | 2025-26 | 2026-27 | 2027-28 | 2028-29 | 2029-30 | 2030-31 | 2031-32 | 2032-33 | 2033-34 | 2034-35 | 2035-36 | 2036-37 | 2037-38 | 2038-39 | 2039-40 | 2040-41 | 2041-42 | 2042-43 | 2043-44 | 2044-45 | 2045-46 | 2046-47 | 2047-48
VIC1 | Grid Battery pump | 375.3352 | 375.3358 | 375.336 | 375.3362 | 375.3362 | 375.3363 | 375.3364 | 375.3377 | 375.338 | 375.3443 | 320.0167 | 320.0209 | 320.2186 | 320.2192 | 320.2211 | 570.2215 | 570.2224 | 579.7991 | 1411.2173 | 1411.2181 | 1411.214 | 1411.215 | 1626.9197 | 1376.9202 | 2138.0064
VIC1 | Pumped Hydro Pump | 0 | 0 | 0.0057587 | 0.0063449 | 0.0065232 | 0.0067634 | 0.0071285 | 0.0087774 | 0.0089105 | 0.010507 | 0.013392 | 0.014396 | 0.014882 | 0.017518 | 0.02289 | 0.023087 | 0.023355 | 0.023664 | 0.038794 | 0.039104 | 0.039463 | 0.067715 | 0.072796 | 0.073084 | 0.073517
VIC1 | VPP pump | 18.14 | 30.966 | 48.356 | 81.886 | 130.08 | 178.929 | 243.189 | 298.85 | 380.501 | 475.761 | 587.452 | 715.438 | 858.697 | 1021.476 | 1205.085 | 1393.239 | 1583.141 | 1759.539 | 1945.965 | 2139.656 | 2332.826 | 2516.465 | 2694.652 | 2867.767 | 3041.66
Region | Technology | 2023-24 | 2024-25 | 2025-26 | 2026-27 | 2027-28 | 2028-29 | 2029-30 | 2030-31 | 2031-32 | 2032-33 | 2033-34 | 2034-35 | 2035-36 | 2036-37 | 2037-38 | 2038-39 | 2039-40 | 2040-41 | 2041-42 | 2042-43 | 2043-44 | 2044-45 | 2045-46 | 2046-47 | 2047-48
SA1 | Grid Battery pump | 479.2762 | 479.2762 | 479.2763 | 479.2765 | 479.2765 | 479.2765 | 479.2769 | 449.2785 | 449.2789 | 449.288 | 449.2905 | 424.2946 | 769.7156 | 769.7164 | 1000.0181 | 1000.0187 | 1000.0198 | 1000.021 | 1638.7129 | 1638.7135 | 1374.4394 | 1444.5307 | 1845.1638 | 1845.165 | 1845.1661
SA1 | Pumped Hydro Pump | 0 | 0 | 0.004334 | 0.0046604 | 0.0050276 | 0.0053902 | 0.0056293 | 0.0067657 | 0.0068901 | 0.0084752 | 0.0094503 | 0.010348 | 0.015422 | 0.015752 | 0.016322 | 0.016417 | 0.01656 | 0.017103 | 0.018566 | 0.018868 | 0.01947 | 0.022864 | 0.026648 | 0.026789 | 0.027145
SA1 | VPP pump | 73.309 | 101.551 | 127.312 | 163.025 | 199.606 | 240.464 | 286.775 | 326.415 | 383.775 | 445.521 | 513.296 | 587.389 | 662.828 | 739.025 | 819.479 | 904.197 | 974.713 | 1040.888 | 1105.8 | 1166.083 | 1221.982 | 1278.505 | 1338.987 | 1401.095 | 1464.679
Region | Technology | 2023-24 | 2024-25 | 2025-26 | 2026-27 | 2027-28 | 2028-29 | 2029-30 | 2030-31 | 2031-32 | 2032-33 | 2033-34 | 2034-35 | 2035-36 | 2036-37 | 2037-38 | 2038-39 | 2039-40 | 2040-41 | 2041-42 | 2042-43 | 2043-44 | 2044-45 | 2045-46 | 2046-47 | 2047-48
TAS1 | Grid Battery pump | 0.0045196 | 0.0045457 | 0.0050036 | 0.0052748 | 0.0052857 | 0.0053065 | 0.0059355 | 0.0068583 | 0.0075595 | 0.012455 | 0.014121 | 0.015625 | 0.024527 | 0.024919 | 0.032737 | 0.033142 | 0.03375 | 0.043989 | 0.048767 | 0.049147 | 0.045599 | 0.045943 | 0.046499 | 0.047697 | 0.053577
TAS1 | Pumped Hydro Pump | 0 | 0 | 0.010884 | 0.011734 | 0.012495 | 0.013409 | 0.016616 | 0.02092 | 0.023392 | 0.036907 | 0.073575 | 44.9238 | 339.5004 | 339.5009 | 608.7843 | 608.7846 | 608.785 | 608.7853 | 750.0836 | 750.084 | 750.0846 | 782.4663 | 993.0362 | 993.0366 | 993.0377
TAS1 | VPP pump | 2.187 | 3.767 | 6.192 | 9.458 | 13.686 | 18.501 | 25.306 | 31.024 | 39.655 | 49.214 | 59.832 | 71.547 | 84.407 | 97.813 | 112.161 | 127.544 | 142.838 | 158.713 | 174.702 | 190.504 | 206.219 | 221.129 | 235.566 | 250.398 | 266.119
Non-controllable capacity
Region | Technology | 2023-24 | 2024-25 | 2025-26 | 2026-27 | 2027-28 | 2028-29 | 2029-30 | 2030-31 | 2031-32 | 2032-33 | 2033-34 | 2034-35 | 2035-36 | 2036-37 | 2037-38 | 2038-39 | 2039-40 | 2040-41 | 2041-42 | 2042-43 | 2043-44 | 2044-45 | 2045-46 | 2046-47 | 2047-48
NEM | Distributed PV | 19612.644 | 21356.0886 | 23089.896 | 24768.0806 | 26406.502 | 27736.0481 | 28800.692 | 29772.9057 | 31044.0825 | 32320.1702 | 33578.086 | 34817.6264 | 35932.495 | 36964.9362 | 37971.8979 | 38944.3172 | 39891.8042 | 40788.6995 | 41676.3494 | 42602.5514 | 43546.1732 | 44719.549 | 46001.5839 | 47326.2073 | 48630.1029
NEM | Behind the meter battery | 744.916 | 917.1465 | 1214.503 | 1523.354 | 1933.941 | 2354.63 | 2716.4505 | 3174.1105 | 3609.2435 | 4287.7985 | 5010.698 | 5755.6655 | 6520.6945 | 7237.922 | 7943.767 | 8631.897 | 9281.092 | 9756.6515 | 10166.7125 | 10528.134 | 10830.553 | 11013.404 | 11152.464 | 11231.6745 | 11258.357
NEM | Behind the meter battery pump | 744.916 | 917.1465 | 1214.503 | 1523.354 | 1933.941 | 2354.63 | 2716.4505 | 3174.1105 | 3609.2435 | 4287.7985 | 5010.698 | 5755.6655 | 6520.6945 | 7237.922 | 7943.767 | 8631.897 | 9281.092 | 9756.6515 | 10166.7125 | 10528.134 | 10830.553 | 11013.404 | 11152.464 | 11231.6745 | 11258.357
Region | Technology | 2023-24 | 2024-25 | 2025-26 | 2026-27 | 2027-28 | 2028-29 | 2029-30 | 2030-31 | 2031-32 | 2032-33 | 2033-34 | 2034-35 | 2035-36 | 2036-37 | 2037-38 | 2038-39 | 2039-40 | 2040-41 | 2041-42 | 2042-43 | 2043-44 | 2044-45 | 2045-46 | 2046-47 | 2047-48
NSW1 | Distributed PV | 6242.9296 | 6773.4568 | 7314.9002 | 7845.6317 | 8363.8364 | 8849.7288 | 9251.2415 | 9616.8764 | 10054.4429 | 10479.0237 | 10892.0426 | 11295.8069 | 11655.128 | 11981.6055 | 12299.0904 | 12606.157 | 12903.746 | 13190.144 | 13471.1311 | 13775.3154 | 14089.4021 | 14489.3265 | 14927.893 | 15382.1953 | 15829.1463
NSW1 | Behind the meter battery | 272.86 | 342.408 | 492.3885 | 638.0985 | 797.9705 | 941.9675 | 1074.9155 | 1258.761 | 1431.83 | 1668.596 | 1912.4335 | 2164.4295 | 2429.6735 | 2676.2475 | 2908.6255 | 3127.774 | 3338.674 | 3468.225 | 3574.1655 | 3651.5285 | 3696.841 | 3704.378 | 3716.8415 | 3724.723 | 3727.139
NSW1 | Behind the meter battery pump | 272.86 | 342.408 | 492.3885 | 638.0985 | 797.9705 | 941.9675 | 1074.9155 | 1258.761 | 1431.83 | 1668.596 | 1912.4335 | 2164.4295 | 2429.6735 | 2676.2475 | 2908.6255 | 3127.774 | 3338.674 | 3468.225 | 3574.1655 | 3651.5285 | 3696.841 | 3704.378 | 3716.8415 | 3724.723 | 3727.139
Region | Technology | 2023-24 | 2024-25 | 2025-26 | 2026-27 | 2027-28 | 2028-29 | 2029-30 | 2030-31 | 2031-32 | 2032-33 | 2033-34 | 2034-35 | 2035-36 | 2036-37 | 2037-38 | 2038-39 | 2039-40 | 2040-41 | 2041-42 | 2042-43 | 2043-44 | 2044-45 | 2045-46 | 2046-47 | 2047-48
QLD1 | Distributed PV | 5939.9612 | 6352.8331 | 6760.5777 | 7139.2175 | 7501.0502 | 7837.1768 | 8124.6055 | 8391.4809 | 8796.307 | 9218.9554 | 9636.7446 | 10046.3577 | 10414.7278 | 10756.8525 | 11091.3003 | 11411.603 | 11719.7176 | 12012.4217 | 12294.8837 | 12573.0513 | 12847.2008 | 13162.2168 | 13501.7569 | 13853.2947 | 14200.9776
QLD1 | Behind the meter battery | 142.0015 | 176.6905 | 220.383 | 291.1405 | 375.918 | 473.9345 | 567.999 | 689.927 | 806.7055 | 1028.584 | 1271.1665 | 1515.414 | 1755.8155 | 1977.0935 | 2187.738 | 2389.4565 | 2584.657 | 2742.619 | 2898.823 | 3049.6635 | 3191.7325 | 3290.658 | 3358.1235 | 3395.029 | 3404.2585
QLD1 | Behind the meter battery pump | 142.0015 | 176.6905 | 220.383 | 291.1405 | 375.918 | 473.9345 | 567.999 | 689.927 | 806.7055 | 1028.584 | 1271.1665 | 1515.414 | 1755.8155 | 1977.0935 | 2187.738 | 2389.4565 | 2584.657 | 2742.619 | 2898.823 | 3049.6635 | 3191.7325 | 3290.658 | 3358.1235 | 3395.029 | 3404.2585
Region | Technology | 2023-24 | 2024-25 | 2025-26 | 2026-27 | 2027-28 | 2028-29 | 2029-30 | 2030-31 | 2031-32 | 2032-33 | 2033-34 | 2034-35 | 2035-36 | 2036-37 | 2037-38 | 2038-39 | 2039-40 | 2040-41 | 2041-42 | 2042-43 | 2043-44 | 2044-45 | 2045-46 | 2046-47 | 2047-48
VIC1 | Distributed PV | 4723.1182 | 5337.1599 | 5941.9148 | 6536.5577 | 7126.021 | 7475.258 | 7735.8329 | 7973.1932 | 8258.9928 | 8547.7246 | 8837.9126 | 9132.4387 | 9405.0617 | 9663.9884 | 9914.2876 | 10157.4921 | 10399.9533 | 10619.9196 | 10846.0931 | 11090.6474 | 11342.2021 | 11673.9437 | 12040.7341 | 12420.6857 | 12795.2814
VIC1 | Behind the meter battery | 157.114 | 192.197 | 240.648 | 291.604 | 401.518 | 532.503 | 620.0425 | 723.538 | 824.236 | 973.984 | 1138.355 | 1315.6435 | 1502.1965 | 1684.529 | 1883.4225 | 2091.261 | 2276.7615 | 2429.2325 | 2546.262 | 2657.9365 | 2760.1385 | 2832.114 | 2886.242 | 2919.858 | 2935.631
VIC1 | Behind the meter battery pump | 157.114 | 192.197 | 240.648 | 291.604 | 401.518 | 532.503 | 620.0425 | 723.538 | 824.236 | 973.984 | 1138.355 | 1315.6435 | 1502.1965 | 1684.529 | 1883.4225 | 2091.261 | 2276.7615 | 2429.2325 | 2546.262 | 2657.9365 | 2760.1385 | 2832.114 | 2886.242 | 2919.858 | 2935.631
Region | Technology | 2023-24 | 2024-25 | 2025-26 | 2026-27 | 2027-28 | 2028-29 | 2029-30 | 2030-31 | 2031-32 | 2032-33 | 2033-34 | 2034-35 | 2035-36 | 2036-37 | 2037-38 | 2038-39 | 2039-40 | 2040-41 | 2041-42 | 2042-43 | 2043-44 | 2044-45 | 2045-46 | 2046-47 | 2047-48
SA1 | Distributed PV | 2413.5445 | 2572.1313 | 2724.0524 | 2871.2922 | 3013.9956 | 3147.2871 | 3242.6169 | 3326.1717 | 3443.323 | 3558.8946 | 3672.1593 | 3781.2551 | 3876.1797 | 3962.8478 | 4049.4277 | 4133.3341 | 4214.7051 | 4294.2704 | 4373.0913 | 4452.2831 | 4535.4369 | 4635.9168 | 4744.9674 | 4855.5598 | 4962.7933
SA1 | Behind the meter battery | 152.874 | 181.5835 | 230.4295 | 263.601 | 310.372 | 348.613 | 387.5035 | 424.69 | 458.704 | 512.6815 | 568.376 | 623.418 | 679.906 | 731.431 | 780.534 | 825.6865 | 869.45 | 894.354 | 914.7415 | 927.4025 | 933.213 | 933.121 | 934.8725 | 933.9995 | 932.102
SA1 | Behind the meter battery pump | 152.874 | 181.5835 | 230.4295 | 263.601 | 310.372 | 348.613 | 387.5035 | 424.69 | 458.704 | 512.6815 | 568.376 | 623.418 | 679.906 | 731.431 | 780.534 | 825.6865 | 869.45 | 894.354 | 914.7415 | 927.4025 | 933.213 | 933.121 | 934.8725 | 933.9995 | 932.102
Region | Technology | 2023-24 | 2024-25 | 2025-26 | 2026-27 | 2027-28 | 2028-29 | 2029-30 | 2030-31 | 2031-32 | 2032-33 | 2033-34 | 2034-35 | 2035-36 | 2036-37 | 2037-38 | 2038-39 | 2039-40 | 2040-41 | 2041-42 | 2042-43 | 2043-44 | 2044-45 | 2045-46 | 2046-47 | 2047-48
TAS1 | Distributed PV | 293.0905 | 320.5075 | 348.4509 | 375.3815 | 401.5988 | 426.5975 | 446.3952 | 465.1836 | 491.0168 | 515.5719 | 539.2269 | 561.768 | 581.3977 | 599.642 | 617.7919 | 635.7309 | 653.6822 | 671.9438 | 691.1501 | 711.2541 | 731.9313 | 758.1452 | 786.2325 | 814.4718 | 841.9042
TAS1 | Behind the meter battery | 20.0665 | 24.2675 | 30.654 | 38.91 | 48.1625 | 57.612 | 65.99 | 77.1945 | 87.768 | 103.953 | 120.367 | 136.7605 | 153.103 | 168.621 | 183.447 | 197.719 | 211.5495 | 222.221 | 232.7205 | 241.603 | 248.628 | 253.133 | 256.3845 | 258.065 | 259.2265
TAS1 | Behind the meter battery pump | 20.0665 | 24.2675 | 30.654 | 38.91 | 48.1625 | 57.612 | 65.99 | 77.1945 | 87.768 | 103.953 | 120.367 | 136.7605 | 153.103 | 168.621 | 183.447 | 197.719 | 211.5495 | 222.221 | 232.7205 | 241.603 | 248.628 | 253.133 | 256.3845 | 258.065 | 259.2265

## Option 2_VOM Cost
VOM cost by technology ($000s) - Option 2, Progressive Change Scenario
VOM | Real June 2021 dollars discounted to 1 July 2021
Explicitly modelled generation
Region | Technology | 2023-24 | 2024-25 | 2025-26 | 2026-27 | 2027-28 | 2028-29 | 2029-30 | 2030-31 | 2031-32 | 2032-33 | 2033-34 | 2034-35 | 2035-36 | 2036-37 | 2037-38 | 2038-39 | 2039-40 | 2040-41 | 2041-42 | 2042-43 | 2043-44 | 2044-45 | 2045-46 | 2046-47 | 2047-48
NEM | Black Coal | 283258.6382 | 259603.7507 | 235778.409 | 200584.0878 | 176806.5746 | 166113.1086 | 137770.2749 | 128776.2846 | 119197.6921 | 125311.0083 | 93073.2229 | 89962.0734 | 78983.0755 | 66961.3396 | 55639.1967 | 48814.0828 | 44854.0979 | 30933.4655 | 29971.1588 | 22506.3596 | 19650.0732 | 14999.85 | 11675.3584 | 9940.206 | 9104.6426
NEM | Brown Coal | 108392.374 | 98655.0655 | 75913.4336 | 68883.1207 | 59580.1955 | 55955.5645 | 54553.5585 | 46793.786 | 42418.115 | 42559.33 | 41208.8765 | 40239.735 | 35959.9425 | 33992.958 | 33864.6823 | 29784.6238 | 27273.0155 | 24080.3174 | 22857.5541 | 20192.3035 | 19537.2177 | 15267.2366 | 5077.9064 | 7183.2077 | 0
NEM | CCGT | 9964.9224 | 9202.8139 | 8834.1015 | 7910.8505 | 6445.481 | 6498.8599 | 5948.7463 | 8172.6144 | 5776.7225 | 9640.9118 | 20009.176 | 22130.9057 | 17131.1589 | 17022.612 | 15997.2506 | 11819.9494 | 10827.4161 | 11657.1616 | 9483.3138 | 10746.6381 | 7539.2254 | 7007.8376 | 3139.5688 | 1993.6841 | 1939.3033
NEM | Gas - Steam | 107.6717 | 118.9812 | 207.8099 | 192.8155 | 221.2096 | 270.7412 | 43.5952 | 140.3064 | 64.2431 | 164.5584 | 194.5061 | 676.0586 | 155.299 | 168.4661 | 287.6772 | 139.3055 | 0 | 0 | 0 | 0 | 0 | 0 | 0 | 0 | 0
NEM | OCGT / Diesel | 804.403 | 967.2432 | 821.9499 | 859.779 | 835.94 | 933.937 | 257.0794 | 815.9806 | 235.8869 | 1045.4147 | 2669.6598 | 4960.3656 | 2527.9036 | 4084.2155 | 7954.2079 | 2999.3092 | 7195.0383 | 11859.9134 | 5996.8006 | 7809.2858 | 13041.4246 | 8222.4531 | 11582.3304 | 14375.0633 | 14278.0052
NEM | Hydro | 91313.4894 | 91492.372 | 93192.7753 | 81070.5256 | 71068.0292 | 81624.6527 | 77009.3038 | 75108.361 | 72247.3229 | 69196.573 | 72205.9014 | 69022.4425 | 60530.4436 | 50877.6303 | 55458.4337 | 45556.1189 | 42174.4508 | 40517.3495 | 36822.0092 | 36956.3902 | 36829.9936 | 32893.6533 | 28066.2003 | 33625.9226 | 31563.2265
NEM | Hydrogen Turbine | 0 | 0 | 0 | 0 | 0 | 0 | 0 | 0 | 0 | 0 | 0 | 0 | 0 | 0 | 0 | 0 | 0 | 0 | 0 | 0 | 0 | 0 | 0 | 0 | 0
NEM | Wind | 2704.224 | 2807.7808 | 3219.3496 | 3659.5142 | 4080.0758 | 4176.1848 | 4254.5133 | 4047.0694 | 4064.6448 | 3839.5146 | 4178.2815 | 4224.7322 | 4528.4615 | 4824.5168 | 4936.4256 | 5042.4449 | 4741.4715 | 4619.4796 | 4484.1251 | 4400.1707 | 4135.8794 | 4072.1438 | 4161.7246 | 4332.7966 | 4355.1079
NEM | Solar PV | 1664.6349 | 1511.2913 | 1592.5574 | 1498.3272 | 1459.5583 | 1282.2629 | 1348.4481 | 1321.7333 | 1305.7167 | 1233.4803 | 1524.2381 | 1448.4706 | 1542.8614 | 1532.6271 | 1578.4316 | 1597.8728 | 1653.8864 | 1735.3901 | 1859.7768 | 1940.8203 | 2020.5334 | 1981.4274 | 2070.1615 | 2109.7746 | 2253.7591
NEM | Grid Battery | 42.8795 | 40.8668 | 41.7592 | 38.6179 | 35.6592 | 75.681 | 78.325 | 73.669 | 67.8428 | 143.5811 | 411.9426 | 392.3749 | 552.5244 | 524.5123 | 870.6783 | 838.1549 | 816.0157 | 744.2692 | 1169.1118 | 1077.1667 | 1012.9659 | 1036.9466 | 1060.7468 | 993.2484 | 1015.2883
NEM | Pumped Hydro | 5596.1335 | 6326.443 | 7704.6333 | 9733.3851 | 12062.9478 | 10381.8304 | 10349.285 | 12230.3589 | 9346.104 | 10158.2484 | 10804.1222 | 11181.0462 | 16553.3674 | 15809.9479 | 14870.4513 | 14549.4367 | 15697.5898 | 15045.6902 | 13353.6491 | 13309.7761 | 12439.7679 | 11980.6805 | 11211.3716 | 10753.9989 | 9436.0048
NEM | VPP | 9.7469 | 14.5805 | 21.606 | 29.0764 | 37.0103 | 42.855 | 52.6698 | 59.1588 | 68.4545 | 81.9831 | 93.1549 | 101.0155 | 113.7866 | 124.4386 | 129.0965 | 137.3492 | 145.3524 | 143.5547 | 151.3545 | 153.724 | 152.9715 | 158.5098 | 159.2552 | 154.1819 | 154.8726
Total excluding storage |  | 498210.3576 | 464359.2985 | 419560.3862 | 364659.0204 | 320497.0641 | 316855.3117 | 281185.5193 | 265176.1356 | 245310.3439 | 252990.7911 | 235063.8622 | 232664.7837 | 201359.146 | 179464.3653 | 175716.3057 | 145753.7072 | 138719.3766 | 125403.0771 | 111474.7384 | 104551.9683 | 102754.3473 | 84444.6018 | 65773.2504 | 73560.6549 | 63494.0446
Region | Technology | 2023-24 | 2024-25 | 2025-26 | 2026-27 | 2027-28 | 2028-29 | 2029-30 | 2030-31 | 2031-32 | 2032-33 | 2033-34 | 2034-35 | 2035-36 | 2036-37 | 2037-38 | 2038-39 | 2039-40 | 2040-41 | 2041-42 | 2042-43 | 2043-44 | 2044-45 | 2045-46 | 2046-47 | 2047-48
NSW1 | Black Coal | 127841.0325 | 112338.9865 | 102520.5687 | 86563.4405 | 71415.8157 | 66434.731 | 49007.5592 | 46872.0067 | 44838.6595 | 48898.859 | 18586.425 | 18179.085 | 16428.501 | 13490.1045 | 15557.8485 | 12733.9685 | 11341.4315 | 0 | 0 | 0 | 0 | 0 | 0 | 0 | 0
NSW1 | Brown Coal | 0 | 0 | 0 | 0 | 0 | 0 | 0 | 0 | 0 | 0 | 0 | 0 | 0 | 0 | 0 | 0 | 0 | 0 | 0 | 0 | 0 | 0 | 0 | 0 | 0
NSW1 | CCGT | 33.0727 | 40.0267 | 750.1594 | 388.6969 | 277.3916 | 176.8039 | 270.682 | 952.0531 | 388.0238 | 1034.1672 | 4939.3641 | 5354.6713 | 3494.8562 | 3793.8546 | 4567.963 | 3179.6724 | 3168.9196 | 3425.6212 | 2828.9192 | 3119.1802 | 0.024801 | 0.022959 | 0.024729 | 0.041143 | 0.039455
NSW1 | Gas - Steam | 0 | 0 | 0 | 0 | 0 | 0 | 0 | 0 | 0 | 0 | 0 | 0 | 0 | 0 | 0 | 0 | 0 | 0 | 0 | 0 | 0 | 0 | 0 | 0 | 0
NSW1 | OCGT / Diesel | 17.9878 | 25.0951 | 125.4098 | 83.6515 | 64.7803 | 36.5111 | 41.1001 | 168.6314 | 35.1083 | 109.4798 | 853.904 | 1296.2075 | 367.3461 | 538.1862 | 761.3013 | 146.4612 | 1019.8734 | 3340.5293 | 1640.1522 | 1617.6931 | 4385.631 | 2046.8254 | 3155.9972 | 4049.2082 | 5116.0169
NSW1 | Hydro | 15728.859 | 18164.0921 | 19300.5443 | 16928.2566 | 13003.9282 | 18052.1642 | 14216.2957 | 12614.7765 | 11041.7556 | 9942.4193 | 12046.9029 | 12057.6657 | 10469.6151 | 8562.3371 | 11640.829 | 9279.001 | 8294.998 | 7875.2531 | 6415.4401 | 7243.8019 | 7330.7094 | 6583.7475 | 5215.5888 | 7251.4673 | 6829.0184
NSW1 | Hydrogen Turbine | 0 | 0 | 0 | 0 | 0 | 0 | 0 | 0 | 0 | 0 | 0 | 0 | 0 | 0 | 0 | 0 | 0 | 0 | 0 | 0 | 0 | 0 | 0 | 0 | 0
NSW1 | Wind | 617.5501 | 822.3499 | 1052.1003 | 1320.5874 | 1597.1407 | 1793.2335 | 1781.8851 | 1711.2778 | 1646.9941 | 1565.8395 | 1586.3682 | 1602.8257 | 1615.4758 | 1591.2873 | 1564.6256 | 1783.2649 | 1705.86 | 1530.006 | 1580.6087 | 1447.0474 | 1332.5881 | 1358.3507 | 1343.2078 | 1397.3558 | 1375.2206
NSW1 | Solar PV | 753.7185 | 675.3917 | 690.3293 | 676.1399 | 658.8638 | 594.0931 | 685.9783 | 695.8116 | 667.3995 | 635.747 | 941.4035 | 896.9354 | 969.3489 | 970.2189 | 826.9809 | 810.2315 | 883.5758 | 962.5338 | 940.6953 | 919.764 | 909.3436 | 924.0104 | 919.0545 | 902.9946 | 891.7777
NSW1 | Grid Battery | 2.8985 | 2.6186 | 2.7339 | 2.536 | 2.2369 | 46.2974 | 51.5742 | 48.7008 | 45.3154 | 121.3359 | 357.2641 | 329.7187 | 322.8079 | 306.4628 | 273.7582 | 262.7413 | 256.5923 | 229.2954 | 377.2284 | 345.4708 | 311.3983 | 348.2018 | 337.6583 | 342.7526 | 326.067
NSW1 | Pumped Hydro | 1552.7765 | 1615.3691 | 1814.8244 | 3474.8349 | 6361.5928 | 5766.8545 | 5306.0636 | 7238.0543 | 4818.8947 | 5639.6553 | 6780.4419 | 7579.8295 | 13356.9084 | 12986.3521 | 13153.6858 | 12690.2267 | 13650.8493 | 13186.3216 | 11837.4487 | 11415.8441 | 10790.4276 | 10244.8771 | 9792.5344 | 9452.5272 | 8036.9278
NSW1 | VPP | 2.363 | 4.1274 | 6.9847 | 9.8486 | 12.2923 | 14.4661 | 18.4857 | 21.1603 | 24.4406 | 27.6639 | 30.8142 | 33.9594 | 38.4661 | 41.9633 | 43.258 | 46.162 | 48.6685 | 47.4632 | 49.9163 | 49.8136 | 48.4301 | 51.5004 | 50.8055 | 50.2898 | 50.5371
Total excluding storage |  | 144992.2205 | 132065.9419 | 124439.1118 | 105960.7729 | 87017.9202 | 87087.5369 | 66003.5004 | 63014.5571 | 58617.9408 | 62186.5118 | 38954.3676 | 39387.3907 | 33345.1431 | 28945.9888 | 34919.5482 | 27932.5995 | 26414.6582 | 17133.9434 | 13405.8155 | 14347.4867 | 13958.2968 | 10912.957 | 10633.8731 | 13601.067 | 14212.0731
Region | Technology | 2023-24 | 2024-25 | 2025-26 | 2026-27 | 2027-28 | 2028-29 | 2029-30 | 2030-31 | 2031-32 | 2032-33 | 2033-34 | 2034-35 | 2035-36 | 2036-37 | 2037-38 | 2038-39 | 2039-40 | 2040-41 | 2041-42 | 2042-43 | 2043-44 | 2044-45 | 2045-46 | 2046-47 | 2047-48
QLD1 | Black Coal | 155417.6057 | 147264.7642 | 133257.8403 | 114020.6473 | 105390.7589 | 99678.3776 | 88762.7157 | 81904.2779 | 74359.0326 | 76412.1493 | 74486.7979 | 71782.9884 | 62554.5745 | 53471.2351 | 40081.3482 | 36080.1143 | 33512.6664 | 30933.4655 | 29971.1588 | 22506.3596 | 19650.0732 | 14999.85 | 11675.3584 | 9940.206 | 9104.6426
QLD1 | Brown Coal | 0 | 0 | 0 | 0 | 0 | 0 | 0 | 0 | 0 | 0 | 0 | 0 | 0 | 0 | 0 | 0 | 0 | 0 | 0 | 0 | 0 | 0 | 0 | 0 | 0
QLD1 | CCGT | 5468.9446 | 5438.0805 | 6674.1558 | 6523.9398 | 5365.2317 | 5165.8853 | 5201.1767 | 6257.4935 | 4954.4798 | 6904.4358 | 11803.2948 | 11605.205 | 11013.283 | 10181.0787 | 11429.2478 | 8640.2397 | 7658.4601 | 8231.5048 | 6654.3579 | 7627.4225 | 7539.1603 | 7007.7766 | 3139.4902 | 1993.5888 | 1939.1362
QLD1 | Gas - Steam | 0 | 0 | 0 | 0 | 0 | 0 | 0 | 0 | 0 | 0 | 0 | 0 | 0 | 0 | 0 | 0 | 0 | 0 | 0 | 0 | 0 | 0 | 0 | 0 | 0
QLD1 | OCGT / Diesel | 8.9752 | 0.0291 | 26.2888 | 92.6358 | 40.3526 | 90.9693 | 67.6751 | 178.9515 | 20.5954 | 249.0509 | 591.855 | 426.1516 | 124.4735 | 1435.8638 | 3150.1514 | 848.8444 | 2480.4619 | 4327.2603 | 1694.7433 | 3587.8652 | 3613.8756 | 3835.3826 | 4317.4284 | 4236.9348 | 4812.6978
QLD1 | Hydro | 4651.5664 | 4471.5449 | 4373.1477 | 3952.7956 | 3843.5219 | 3687.4295 | 3425.3291 | 3255.0862 | 3107.8384 | 2927.5087 | 2808.5178 | 2666.4288 | 2555.4029 | 2413.4771 | 819.2079 | 785.4821 | 736.5461 | 663.2102 | 589.4116 | 0 | 0 | 0 | 0 | 0 | 0
QLD1 | Hydrogen Turbine | 0 | 0 | 0 | 0 | 0 | 0 | 0 | 0 | 0 | 0 | 0 | 0 | 0 | 0 | 0 | 0 | 0 | 0 | 0 | 0 | 0 | 0 | 0 | 0 | 0
QLD1 | Wind | 333.8971 | 295.5854 | 318.054 | 473.2513 | 654.1455 | 771.0808 | 869.1177 | 834.5685 | 791.7742 | 815.0876 | 919.479 | 977.6255 | 1064.94 | 1275.6262 | 1427.6905 | 1336.8534 | 1292.1221 | 1191.8036 | 1212.5419 | 1190.1192 | 1186.9271 | 1111.6052 | 1244.7008 | 1360.1911 | 1341.8792
QLD1 | Solar PV | 648.2759 | 607.6108 | 666.6035 | 606.3601 | 589.9447 | 495.0201 | 483.6128 | 457.4714 | 475.4717 | 439.164 | 437.7394 | 411.8334 | 428.9171 | 426.7884 | 608.3222 | 642.0339 | 626.7788 | 640.7295 | 644.0786 | 741.7626 | 767.2903 | 728.0986 | 723.3174 | 806.5179 | 897.6218
QLD1 | Grid Battery | 5.1914 | 4.9161 | 5.0458 | 4.7467 | 4.2915 | 3.9633 | 3.857 | 3.5288 | 3.2269 | 3.0733 | 38.1917 | 48.9234 | 140.6892 | 133.9833 | 477.9332 | 462.5461 | 448.8625 | 420.1885 | 468.856 | 442.0218 | 429.7443 | 418.1077 | 394.8538 | 366.516 | 375.4703
QLD1 | Pumped Hydro | 4043.357 | 4711.0739 | 5889.7975 | 6258.5384 | 5701.3432 | 4614.9641 | 5043.209 | 4992.2916 | 4527.1959 | 4518.5757 | 4023.6533 | 3591.1897 | 3135.2494 | 2763.2403 | 1618.2708 | 1763.9629 | 1949.7539 | 1762.1279 | 1422.059 | 1804.8451 | 1565.3786 | 1650.9396 | 1317.4508 | 1209.6954 | 1304.8855
QLD1 | VPP | 1.1061 | 1.7191 | 3.0246 | 4.406 | 5.9497 | 7.6919 | 10.4995 | 12.0196 | 15.3544 | 19.6485 | 23.0914 | 25.6551 | 29.0618 | 31.7802 | 33.6304 | 36.3279 | 38.8472 | 40.2385 | 42.9796 | 45.3187 | 46.2442 | 46.6705 | 47.4298 | 45.4785 | 46.4864
Total excluding storage |  | 166529.2649 | 158077.6149 | 145316.0902 | 125669.6298 | 115883.9553 | 109888.7626 | 98809.6272 | 92887.8489 | 83709.192 | 87747.3963 | 91047.6839 | 87870.2328 | 77741.591 | 69204.0693 | 57515.968 | 48333.5678 | 46307.0353 | 45987.9739 | 40766.2921 | 35653.5292 | 32757.3265 | 27682.713 | 21100.2952 | 18337.4386 | 18095.9776
Region | Technology | 2023-24 | 2024-25 | 2025-26 | 2026-27 | 2027-28 | 2028-29 | 2029-30 | 2030-31 | 2031-32 | 2032-33 | 2033-34 | 2034-35 | 2035-36 | 2036-37 | 2037-38 | 2038-39 | 2039-40 | 2040-41 | 2041-42 | 2042-43 | 2043-44 | 2044-45 | 2045-46 | 2046-47 | 2047-48
VIC1 | Black Coal | 0 | 0 | 0 | 0 | 0 | 0 | 0 | 0 | 0 | 0 | 0 | 0 | 0 | 0 | 0 | 0 | 0 | 0 | 0 | 0 | 0 | 0 | 0 | 0 | 0
VIC1 | Brown Coal | 108392.374 | 98655.0655 | 75913.4336 | 68883.1207 | 59580.1955 | 55955.5645 | 54553.5585 | 46793.786 | 42418.115 | 42559.33 | 41208.8765 | 40239.735 | 35959.9425 | 33992.958 | 33864.6823 | 29784.6238 | 27273.0155 | 24080.3174 | 22857.5541 | 20192.3035 | 19537.2177 | 15267.2366 | 5077.9064 | 7183.2077 | 0
VIC1 | CCGT | 0 | 0.0084952 | 0.0091315 | 0.0090126 | 0.0090424 | 0.0096451 | 0.0091997 | 0.009849 | 0.0092615 | 0.01016 | 0.011074 | 0.013204 | 0.013533 | 0.013016 | 0.014541 | 0.013503 | 0.013281 | 0.013751 | 0.014754 | 0.014251 | 0.016144 | 0.015259 | 0.028998 | 0.029629 | 0.10313
VIC1 | Gas - Steam | 18.5136 | 15.0258 | 89.3434 | 89.6097 | 118.718 | 159.0593 | 22.0219 | 57.7494 | 22.7066 | 58.0781 | 56.5293 | 127.0264 | 155.299 | 168.4661 | 287.6772 | 139.3055 | 0 | 0 | 0 | 0 | 0 | 0 | 0 | 0 | 0
VIC1 | OCGT / Diesel | 90.1993 | 97.2108 | 168.5263 | 291.5012 | 301.2167 | 273.0749 | 30.9471 | 152.786 | 67.4831 | 169.0808 | 94.4156 | 512.8495 | 678.7808 | 537.3644 | 843.592 | 179.2718 | 1016.1905 | 1273.002 | 713.4581 | 526.093 | 1975.4854 | 1406.8978 | 3163.8553 | 5027.7591 | 3389.8812
VIC1 | Hydro | 18064.8467 | 20706.2605 | 20237.7104 | 18169.7947 | 14416.145 | 20497.8142 | 16183.7567 | 13275.7281 | 12550.2891 | 10858.2042 | 12621.6026 | 12295.785 | 11087.6396 | 8793.428 | 12600.0068 | 9966.7896 | 8164.9497 | 7710.1888 | 6671.0955 | 7762.9787 | 7584.4049 | 6830.8645 | 5421.8012 | 7750.1845 | 7362.0455
VIC1 | Hydrogen Turbine | 0 | 0 | 0 | 0 | 0 | 0 | 0 | 0 | 0 | 0 | 0 | 0 | 0 | 0 | 0 | 0 | 0 | 0 | 0 | 0 | 0 | 0 | 0 | 0 | 0
VIC1 | Wind | 973.4175 | 906.8953 | 1040.6709 | 1008.1745 | 972.8975 | 841.7978 | 826.4826 | 759.5991 | 816.8074 | 677.5081 | 759.3263 | 745.2446 | 769.0148 | 843.9833 | 833.6206 | 883.0494 | 808.2818 | 877.5562 | 770.12 | 882.8774 | 820.5334 | 782.1953 | 769.4161 | 719.8671 | 763.7144
VIC1 | Solar PV | 163.3884 | 142.1077 | 147.0515 | 137.773 | 133.2635 | 123.3214 | 114.5722 | 108.5852 | 103.7885 | 103.4349 | 95.1669 | 89.551 | 91.3064 | 84.6976 | 78.7899 | 85.3624 | 82.1294 | 75.0638 | 144.7793 | 164.3007 | 186.3735 | 192.1603 | 250.4057 | 224.6057 | 296.3854
VIC1 | Grid Battery | 17.1651 | 16.3097 | 17.0745 | 15.8141 | 14.7403 | 12.7192 | 11.2482 | 10.7582 | 9.2526 | 9.6209 | 7.3354 | 6.5082 | 6.3364 | 5.964 | 5.1692 | 8.0285 | 7.9416 | 8.3538 | 148.1836 | 135.9612 | 124.7322 | 125.0249 | 142.9715 | 124.7715 | 174.7698
VIC1 | Pumped Hydro | 0 | 0 | 0.0031634 | 0.00333 | 0.0032088 | 0.0030632 | 0.003043 | 0.0032404 | 0.0030887 | 0.0033976 | 0.0040286 | 0.0040182 | 0.0039232 | 0.0044118 | 0.0051242 | 0.0049128 | 0.0049741 | 0.0047882 | 0.0070426 | 0.0067149 | 0.0064758 | 0.011086 | 0.011199 | 0.010085 | 0.0093921
VIC1 | VPP | 1.2907 | 2.0765 | 3.3519 | 5.2563 | 7.9462 | 9.1883 | 10.9574 | 12.5319 | 13.6563 | 17.9507 | 20.729 | 22.6222 | 25.8898 | 29.0637 | 30.3371 | 32.4579 | 34.8728 | 33.766 | 36.1063 | 36.4234 | 36.7575 | 38.7129 | 39.0225 | 37.3914 | 37.7186
Total excluding storage |  | 127702.7394 | 120522.5741 | 97596.7452 | 88579.9828 | 75522.4453 | 77850.6417 | 71731.3482 | 61148.2437 | 55979.1989 | 54425.6462 | 54835.9283 | 54010.2047 | 48741.9967 | 44420.9104 | 48508.3833 | 41038.416 | 37344.5803 | 34016.1419 | 31157.0218 | 29528.5676 | 30104.031 | 24479.3696 | 14683.4137 | 20905.6537 | 11812.1297
Region | Technology | 2023-24 | 2024-25 | 2025-26 | 2026-27 | 2027-28 | 2028-29 | 2029-30 | 2030-31 | 2031-32 | 2032-33 | 2033-34 | 2034-35 | 2035-36 | 2036-37 | 2037-38 | 2038-39 | 2039-40 | 2040-41 | 2041-42 | 2042-43 | 2043-44 | 2044-45 | 2045-46 | 2046-47 | 2047-48
SA1 | Black Coal | 0 | 0 | 0 | 0 | 0 | 0 | 0 | 0 | 0 | 0 | 0 | 0 | 0 | 0 | 0 | 0 | 0 | 0 | 0 | 0 | 0 | 0 | 0 | 0 | 0
SA1 | Brown Coal | 0 | 0 | 0 | 0 | 0 | 0 | 0 | 0 | 0 | 0 | 0 | 0 | 0 | 0 | 0 | 0 | 0 | 0 | 0 | 0 | 0 | 0 | 0 | 0 | 0
SA1 | CCGT | 4462.9051 | 3724.6915 | 1409.7704 | 998.198 | 802.8419 | 1156.1543 | 476.8714 | 963.0508 | 434.2024 | 1702.2911 | 3266.4982 | 5171.0077 | 2622.9979 | 3047.6577 | 0.016675 | 0.015465 | 0.015125 | 0.014256 | 0.013809 | 0.013331 | 0.016509 | 0.015244 | 0.016912 | 0.016729 | 0.016106
SA1 | Gas - Steam | 89.1581 | 103.9554 | 118.4664 | 103.2058 | 102.4916 | 111.6819 | 21.5733 | 82.557 | 41.5365 | 106.4803 | 137.9768 | 549.0322 | 0 | 0 | 0 | 0 | 0 | 0 | 0 | 0 | 0 | 0 | 0 | 0 | 0
SA1 | OCGT / Diesel | 687.2273 | 844.8952 | 501.7119 | 391.9776 | 429.5776 | 533.3687 | 117.3437 | 312.4539 | 112.6872 | 512.1245 | 1129.4708 | 2710.3954 | 1327.9512 | 1561.0891 | 3154.0169 | 1818.4376 | 2666.9603 | 2916.2939 | 1938.9896 | 2077.6262 | 3058.5818 | 922.3009 | 936.9642 | 1055.3776 | 945.3216
SA1 | Hydro | 0 | 0 | 0 | 0 | 0 | 0 | 0 | 0 | 0 | 0 | 0 | 0 | 0 | 0 | 0 | 0 | 0 | 0 | 0 | 0 | 0 | 0 | 0 | 0 | 0
SA1 | Hydrogen Turbine | 0 | 0 | 0 | 0 | 0 | 0 | 0 | 0 | 0 | 0 | 0 | 0 | 0 | 0 | 0 | 0 | 0 | 0 | 0 | 0 | 0 | 0 | 0 | 0 | 0
SA1 | Wind | 561.6987 | 534.2807 | 505.3655 | 521.255 | 497.2741 | 438.8135 | 399.6342 | 364.6806 | 372.7514 | 343.5948 | 490.1582 | 439.1977 | 538.0362 | 553.5268 | 548.5298 | 522.8197 | 455.0592 | 523.9227 | 460.6256 | 464.2516 | 386.4988 | 428.8341 | 414.6403 | 462.8942 | 511.4695
SA1 | Solar PV | 99.252 | 86.1809 | 88.5728 | 78.0539 | 77.4862 | 69.8281 | 64.2846 | 59.8648 | 59.0568 | 55.1341 | 49.9279 | 50.1503 | 53.2884 | 50.9216 | 64.3382 | 60.2445 | 61.402 | 57.0625 | 130.2231 | 114.9924 | 157.5253 | 137.1573 | 177.3828 | 175.6554 | 167.9732
SA1 | Grid Battery | 17.6214 | 17.0193 | 16.9018 | 15.5181 | 14.3875 | 12.6983 | 11.6426 | 10.6782 | 10.0448 | 9.5467 | 9.147 | 7.2201 | 82.685 | 78.0965 | 113.8112 | 104.8326 | 102.6128 | 86.4236 | 174.8361 | 153.7055 | 147.0839 | 145.6054 | 185.2567 | 159.2021 | 138.9747
SA1 | Pumped Hydro | 0 | 0 | 0.0025121 | 0.0025983 | 0.0026497 | 0.0026347 | 0.0026058 | 0.0028082 | 0.0027282 | 0.0030885 | 0.0032117 | 0.003224 | 0.0044234 | 0.0043717 | 0.0040966 | 0.0039727 | 0.0038531 | 0.0038394 | 0.0039429 | 0.0037535 | 0.0037192 | 0.0042322 | 0.0047535 | 0.0043264 | 0.0043287
SA1 | VPP | 4.9555 | 6.5725 | 8.0925 | 9.2684 | 10.4134 | 10.9349 | 11.8024 | 12.4694 | 13.7281 | 15.0551 | 16.6002 | 16.8485 | 18.406 | 19.5539 | 19.7529 | 20.3049 | 20.4661 | 19.4938 | 20.1057 | 19.7467 | 19.1497 | 19.2545 | 19.6518 | 18.7207 | 17.7703
Total excluding storage |  | 5900.2412 | 5294.0036 | 2623.8871 | 2092.6903 | 1909.6713 | 2309.8466 | 1079.7071 | 1782.607 | 1020.2343 | 2719.6247 | 5074.0318 | 8919.7834 | 4542.2737 | 5213.1952 | 3766.9016 | 2401.5173 | 3183.4366 | 3497.2934 | 2529.8521 | 2656.8835 | 3602.6224 | 1488.3076 | 1529.0041 | 1693.9439 | 1624.7805
Region | Technology | 2023-24 | 2024-25 | 2025-26 | 2026-27 | 2027-28 | 2028-29 | 2029-30 | 2030-31 | 2031-32 | 2032-33 | 2033-34 | 2034-35 | 2035-36 | 2036-37 | 2037-38 | 2038-39 | 2039-40 | 2040-41 | 2041-42 | 2042-43 | 2043-44 | 2044-45 | 2045-46 | 2046-47 | 2047-48
TAS1 | Black Coal | 0 | 0 | 0 | 0 | 0 | 0 | 0 | 0 | 0 | 0 | 0 | 0 | 0 | 0 | 0 | 0 | 0 | 0 | 0 | 0 | 0 | 0 | 0 | 0 | 0
TAS1 | Brown Coal | 0 | 0 | 0 | 0 | 0 | 0 | 0 | 0 | 0 | 0 | 0 | 0 | 0 | 0 | 0 | 0 | 0 | 0 | 0 | 0 | 0 | 0 | 0 | 0 | 0
TAS1 | CCGT | 0 | 0.0067261 | 0.0068365 | 0.006804 | 0.0067891 | 0.0067689 | 0.0070236 | 0.007185 | 0.0071903 | 0.0076638 | 0.0079652 | 0.0083788 | 0.0082884 | 0.007954 | 0.0086379 | 0.0082705 | 0.0080279 | 0.0076427 | 0.0080954 | 0.0077539 | 0.0076295 | 0.0075359 | 0.0080059 | 0.0078748 | 0.008354
TAS1 | Gas - Steam | 0 | 0 | 0 | 0 | 0 | 0 | 0 | 0 | 0 | 0 | 0 | 0 | 0 | 0 | 0 | 0 | 0 | 0 | 0 | 0 | 0 | 0 | 0 | 0 | 0
TAS1 | OCGT / Diesel | 0.013343 | 0.013023 | 0.013014 | 0.012942 | 0.012896 | 0.012975 | 0.013365 | 3.1578 | 0.012972 | 5.6787 | 0.014327 | 14.7616 | 29.352 | 11.712 | 45.1463 | 6.2942 | 11.5522 | 2.828 | 9.4574 | 0.0082357 | 7.8508 | 11.0464 | 8.0852 | 5.7836 | 14.0877
TAS1 | Hydro | 52868.2173 | 48150.4745 | 49281.373 | 42019.6787 | 39804.4341 | 39387.2448 | 43183.9222 | 45962.7702 | 45547.4398 | 45468.4408 | 44728.8781 | 42002.5631 | 36417.786 | 31108.3881 | 30398.39 | 25524.8462 | 24977.957 | 24268.6974 | 23146.062 | 21949.6096 | 21914.8793 | 19479.0413 | 17428.8102 | 18624.2709 | 17372.1626
TAS1 | Hydrogen Turbine | 0 | 0 | 0 | 0 | 0 | 0 | 0 | 0 | 0 | 0 | 0 | 0 | 0 | 0 | 0 | 0 | 0 | 0 | 0 | 0 | 0 | 0 | 0 | 0 | 0
TAS1 | Wind | 217.6607 | 248.6696 | 303.1589 | 336.246 | 358.6179 | 331.2592 | 377.3937 | 376.9434 | 436.3177 | 437.4846 | 422.9498 | 459.8386 | 540.9947 | 560.0932 | 561.9592 | 516.4574 | 480.1484 | 496.1911 | 460.229 | 415.875 | 409.3321 | 391.1584 | 389.7598 | 392.4884 | 362.8241
TAS1 | Solar PV | 0.00014013 | 0.00017188 | 0.00017197 | 0.00019242 | 0.00021237 | 0.00017512 | 0.00019479 | 0.00024582 | 0.00023894 | 0.00029526 | 0.0003938 | 0.00044856 | 0.00053187 | 0.00051058 | 0.00048627 | 0.00047384 | 0.00048192 | 0.00042208 | 0.00051485 | 0.0006091 | 0.0007425 | 0.00089466 | 0.0012023 | 0.00099666 | 0.0010267
TAS1 | Grid Battery | 0.0031657 | 0.0030509 | 0.0031176 | 0.0031264 | 0.0029929 | 0.002837 | 0.0029203 | 0.0029742 | 0.0030715 | 0.0042614 | 0.0044719 | 0.004524 | 0.0058646 | 0.0057496 | 0.0064716 | 0.0063939 | 0.0064207 | 0.0078758 | 0.007644 | 0.0075165 | 0.0070836 | 0.0068943 | 0.0064674 | 0.0062265 | 0.0064945
TAS1 | Pumped Hydro | 0 | 0 | 0.0057515 | 0.0059036 | 0.0059625 | 0.0059786 | 0.006794 | 0.006963 | 0.007553 | 0.010833 | 0.019754 | 10.0197 | 61.2013 | 60.3467 | 98.4854 | 95.2382 | 96.9778 | 97.232 | 94.1304 | 89.0764 | 83.9516 | 84.8484 | 101.3705 | 91.7619 | 94.1778
TAS1 | VPP | 0.031596 | 0.085034 | 0.15226 | 0.29705 | 0.40864 | 0.57377 | 0.92474 | 0.97763 | 1.2751 | 1.6649 | 1.9201 | 1.9303 | 1.9628 | 2.0774 | 2.1181 | 2.0966 | 2.4978 | 2.5932 | 2.2466 | 2.4216 | 2.39 | 2.3714 | 2.3456 | 2.3013 | 2.3601
Total excluding storage |  | 53085.8915 | 48399.164 | 49584.5519 | 42355.9446 | 40163.0719 | 39718.5239 | 43561.3365 | 46342.8789 | 45983.7779 | 45911.6121 | 45151.8506 | 42477.1721 | 36988.1415 | 31680.2017 | 31005.5046 | 26047.6066 | 25469.6661 | 24767.7245 | 23615.757 | 22365.5012 | 22332.0705 | 19881.2546 | 17826.6644 | 19022.5518 | 17749.0838
Explicitly modelled pumping
Region | Technology | 2023-24 | 2024-25 | 2025-26 | 2026-27 | 2027-28 | 2028-29 | 2029-30 | 2030-31 | 2031-32 | 2032-33 | 2033-34 | 2034-35 | 2035-36 | 2036-37 | 2037-38 | 2038-39 | 2039-40 | 2040-41 | 2041-42 | 2042-43 | 2043-44 | 2044-45 | 2045-46 | 2046-47 | 2047-48
NEM | Grid Battery pump | 50.7745 | 48.5206 | 49.5224 | 45.7799 | 42.3808 | 37.1394 | 34.0516 | 31.673 | 28.7011 | 28.1139 | 24.4684 | 20.8179 | 20.2421 | 17.8708 | 16.0681 | 22.6986 | 22.0032 | 19.7264 | 14.8286 | 13.7612 | 9.2256 | 9.18 | 8.6235 | 3.0953 | 2.9034
NEM | Pumped Hydro Pump | 14249.4206 | 15378.952 | 17470.9681 | 20680.4136 | 22002.8846 | 17521.3717 | 19978.7571 | 19433.6847 | 17974.8469 | 17480.271 | 19007.8442 | 17959.1119 | 25834.9642 | 26096.2703 | 21711.9919 | 22997.8865 | 23758.2985 | 23934.2545 | 19756.3684 | 21027.4552 | 17927.8293 | 18327.3534 | 17201.2015 | 15705.8316 | 13436.1254
NEM | VPP pump | 11.454 | 17.1663 | 25.4093 | 34.2034 | 43.5933 | 50.3724 | 62.0979 | 69.469 | 80.6995 | 96.3639 | 109.5955 | 118.8516 | 133.806 | 146.4286 | 152.0492 | 161.7887 | 170.6361 | 169.3333 | 177.7428 | 181.0549 | 179.6847 | 186.4942 | 187.6992 | 181.1645 | 182.1245
Region | Technology | 2023-24 | 2024-25 | 2025-26 | 2026-27 | 2027-28 | 2028-29 | 2029-30 | 2030-31 | 2031-32 | 2032-33 | 2033-34 | 2034-35 | 2035-36 | 2036-37 | 2037-38 | 2038-39 | 2039-40 | 2040-41 | 2041-42 | 2042-43 | 2043-44 | 2044-45 | 2045-46 | 2046-47 | 2047-48
NSW1 | Grid Battery pump | 3.4256 | 3.1058 | 3.2235 | 2.9955 | 2.64 | 2.3513 | 2.2334 | 2.1238 | 1.9309 | 1.7628 | 1.6075 | 1.4644 | 1.4509 | 0 | 0 | 3.8217 | 3.8116 | 3.4107 | 3.3367 | 3.0671 | 2.7674 | 2.9148 | 2.6718 | 0 | 0
NSW1 | Pumped Hydro Pump | 8482.1876 | 8733.6236 | 9344.5388 | 12033.5806 | 14122.9261 | 11148.6102 | 13011.5143 | 12531.6229 | 11729.4046 | 11253.842 | 13580.8169 | 13121.8735 | 21625.814 | 22398.4384 | 19553.2956 | 20668.5665 | 21164.8537 | 21577.5951 | 17929.9563 | 18674.4011 | 15961.0782 | 16227.0337 | 15617.7546 | 14402.0327 | 12028.391
NSW1 | VPP pump | 2.7766 | 4.8669 | 8.2066 | 11.5871 | 14.4649 | 17.0168 | 21.7994 | 24.8451 | 28.8261 | 32.4763 | 36.2639 | 39.9895 | 45.2121 | 49.3713 | 50.972 | 54.3835 | 57.1111 | 56.0018 | 58.6041 | 58.595 | 56.9586 | 60.5923 | 59.8977 | 59.0456 | 59.4592
Region | Technology | 2023-24 | 2024-25 | 2025-26 | 2026-27 | 2027-28 | 2028-29 | 2029-30 | 2030-31 | 2031-32 | 2032-33 | 2033-34 | 2034-35 | 2035-36 | 2036-37 | 2037-38 | 2038-39 | 2039-40 | 2040-41 | 2041-42 | 2042-43 | 2043-44 | 2044-45 | 2045-46 | 2046-47 | 2047-48
QLD1 | Grid Battery pump | 6.1602 | 5.8487 | 6.0028 | 5.6467 | 5.1051 | 4.7128 | 4.5929 | 4.1898 | 3.8463 | 3.6176 | 3.3421 | 3.1044 | 2.943 | 2.8001 | 2.5977 | 2.4543 | 2.3061 | 2.1987 | 2.1038 | 1.997 | 1.8538 | 1.7536 | 1.6602 | 1.5302 | 1.4795
QLD1 | Pumped Hydro Pump | 5767.233 | 6645.3285 | 8126.4293 | 8646.833 | 7879.9585 | 6372.7615 | 6967.2427 | 6902.0618 | 6245.4423 | 6226.429 | 5427.0273 | 4837.2384 | 4209.1502 | 3697.8319 | 2158.6963 | 2329.32 | 2593.4448 | 2356.6594 | 1826.4121 | 2353.0541 | 1966.7511 | 2100.3197 | 1583.447 | 1303.7989 | 1407.7344
QLD1 | VPP pump | 1.2995 | 2.0225 | 3.5585 | 5.1837 | 7 | 9.0497 | 12.3676 | 14.1266 | 18.1092 | 23.0725 | 27.1676 | 30.2009 | 34.1757 | 37.3898 | 39.6746 | 42.69 | 45.6496 | 47.4279 | 50.5389 | 53.3471 | 54.324 | 54.9103 | 55.8032 | 53.5982 | 54.603
Region | Technology | 2023-24 | 2024-25 | 2025-26 | 2026-27 | 2027-28 | 2028-29 | 2029-30 | 2030-31 | 2031-32 | 2032-33 | 2033-34 | 2034-35 | 2035-36 | 2036-37 | 2037-38 | 2038-39 | 2039-40 | 2040-41 | 2041-42 | 2042-43 | 2043-44 | 2044-45 | 2045-46 | 2046-47 | 2047-48
VIC1 | Grid Battery pump | 20.3901 | 19.4584 | 20.3123 | 18.7885 | 17.585 | 15.0988 | 13.4238 | 12.7683 | 11.0443 | 11.435 | 8.7179 | 7.732 | 7.4992 | 7.0577 | 6.114 | 9.5376 | 9.3866 | 8.2311 | 3.6596 | 3.3019 | 3.0449 | 3.0075 | 2.9371 | 0.34008 | 0.31973
VIC1 | Pumped Hydro Pump | 0 | 0 | 0 | 0 | 0 | 0 | 0 | 0 | 0 | 0 | 0 | 0 | 0 | 0 | 0 | 0 | 0 | 0 | 0 | 0 | 0 | 0 | 0 | 0 | 0
VIC1 | VPP pump | 1.5167 | 2.4479 | 3.9442 | 6.1786 | 9.3672 | 10.792 | 12.9219 | 14.7138 | 16.1092 | 21.108 | 24.4021 | 26.571 | 30.4601 | 34.2065 | 35.681 | 38.2903 | 40.9258 | 39.8415 | 42.3661 | 42.9758 | 43.1248 | 45.5474 | 46.0423 | 43.862 | 44.3776
Region | Technology | 2023-24 | 2024-25 | 2025-26 | 2026-27 | 2027-28 | 2028-29 | 2029-30 | 2030-31 | 2031-32 | 2032-33 | 2033-34 | 2034-35 | 2035-36 | 2036-37 | 2037-38 | 2038-39 | 2039-40 | 2040-41 | 2041-42 | 2042-43 | 2043-44 | 2044-45 | 2045-46 | 2046-47 | 2047-48
SA1 | Grid Battery pump | 20.7986 | 20.1078 | 19.9838 | 18.3491 | 17.0507 | 14.9765 | 13.8015 | 12.5912 | 11.8795 | 11.2986 | 10.8009 | 8.5171 | 8.349 | 8.013 | 7.3564 | 6.885 | 6.4989 | 5.8859 | 5.7285 | 5.3953 | 1.5595 | 1.504 | 1.3544 | 1.2251 | 1.1041
SA1 | Pumped Hydro Pump | 0 | 0 | 0 | 0 | 0 | 0 | 0 | 0 | 0 | 0 | 0 | 0 | 0 | 0 | 0 | 0 | 0 | 0 | 0 | 0 | 0 | 0 | 0 | 0 | 0
SA1 | VPP pump | 5.824 | 7.7288 | 9.521 | 10.9045 | 12.2786 | 12.8383 | 13.9202 | 14.6363 | 16.1547 | 17.7432 | 19.5079 | 19.8124 | 21.6554 | 23.0087 | 23.2374 | 23.9542 | 24.0146 | 23.0008 | 23.5899 | 23.2984 | 22.4652 | 22.6539 | 23.1849 | 21.9624 | 20.9078
Region | Technology | 2023-24 | 2024-25 | 2025-26 | 2026-27 | 2027-28 | 2028-29 | 2029-30 | 2030-31 | 2031-32 | 2032-33 | 2033-34 | 2034-35 | 2035-36 | 2036-37 | 2037-38 | 2038-39 | 2039-40 | 2040-41 | 2041-42 | 2042-43 | 2043-44 | 2044-45 | 2045-46 | 2046-47 | 2047-48
TAS1 | Grid Battery pump | 0 | 0 | 0 | 0 | 0 | 0 | 0 | 0 | 0 | 0 | 0 | 0 | 0 | 0 | 0 | 0 | 0 | 0 | 0 | 0 | 0 | 0 | 0 | 0 | 0
TAS1 | Pumped Hydro Pump | 0 | 0 | 0 | 0 | 0 | 0 | 0 | 0 | 0 | 0 | 0 | 0 | 0 | 0 | 0 | 0 | 0 | 0 | 0 | 0 | 0 | 0 | 0 | 0 | 0
TAS1 | VPP pump | 0.037294 | 0.10004 | 0.17886 | 0.34951 | 0.48266 | 0.67561 | 1.0887 | 1.1471 | 1.5002 | 1.9639 | 2.254 | 2.2777 | 2.3028 | 2.4523 | 2.4841 | 2.4706 | 2.935 | 3.0613 | 2.6438 | 2.8386 | 2.812 | 2.7903 | 2.7711 | 2.6963 | 2.7769

## Option 2_FOM Cost
FOM cost by technology ($000s) - Option 2, Progressive Change Scenario
FOM | Real June 2021 dollars discounted to 1 July 2021. For new entrant capacity, the FOM is incurred annually in modelling. For existing capacity, FOM is considered to be a sunk cost, since the fixed retirement dates are assumed to be the same in the Base Case and the option case. As such, early withdrawals are presented as an annual FOM saving, or negative cost, that continues until the assumed fixed date withdrawal.
Explicitly modelled generation
Region | Technology | 2023-24 | 2024-25 | 2025-26 | 2026-27 | 2027-28 | 2028-29 | 2029-30 | 2030-31 | 2031-32 | 2032-33 | 2033-34 | 2034-35 | 2035-36 | 2036-37 | 2037-38 | 2038-39 | 2039-40 | 2040-41 | 2041-42 | 2042-43 | 2043-44 | 2044-45 | 2045-46 | 2046-47 | 2047-48
NEM | Black Coal | 0 | 0 | -359679.5079 | -51358.4566 | -76530.2232 | -0.0007205 | -75385.7272 | -0.2274 | -0.1416 | -0.00057878 | -8.9153e-05 | -0.00024652 | -0.00037405 | -0.0337 | -0.0001125 | -0.022636 | -0.00065377 | -0.00031977 | -0.00024123 | -0.00025462 | -0.00014267 | -0.02418 | -9.8045e-05 | -4.2599e-05 | -0.00075654
NEM | Brown Coal | 0 | 0 | -520550.5289 | -4096.992 | -27634.3195 | -0.0022263 | -71231.3562 | -1.7737 | -0.11265 | 0 | 0 | 0 | -0.00022946 | -0.0003724 | -0.00037375 | -48862.5641 | -0.012133 | -0.038641 | -0.010158 | -13436.7678 | -0.0005127 | -2552.2917 | -4.3114e-05 | -2.1405e-05 | 0
NEM | CCGT | 0 | 0.33106 | 0.041611 | 0.0093708 | 0.011061 | 0.041213 | 0.015729 | 0.036244 | 0.004125 | 0.050646 | 0.12599 | 0.052031 | 0.030097 | 0.0052219 | 0.07186 | 0.0013784 | 0.0021521 | 0.0061689 | 0.020662 | 0.0028697 | 0.026132 | 0.0017791 | 0.03207 | 0.03001 | 0.037618
NEM | Gas - Steam | 0 | 0 | 0 | 0 | 0 | 0 | 0 | 0 | 0 | 0 | 0 | 0 | 0 | 0 | 0 | 0 | 0 | 0 | 0 | 0 | 0 | 0 | 0 | 0 | 0
NEM | OCGT / Diesel | 1.3764 | 31376.9747 | 24724.0066 | 0.042271 | 0.039636 | 0.29058 | 0.47794 | 36464.4939 | 0.032049 | 0.062953 | 34922.145 | 36015.9667 | 0.54547 | 0.012106 | 0.62522 | 0.0063386 | 0.0095991 | 0.017944 | 0.57883 | 0.0061729 | 512.72 | 28805.1902 | 2427.8594 | 8890.1061 | 959.4128
NEM | Hydro | 0 | 0 | 0 | 0 | 0 | 0 | 0 | 0 | 0 | 0 | 0 | 0 | 0 | 0 | 0 | 0 | 0 | 0 | 0 | 0 | 0 | 0 | 0 | 0 | 0
NEM | Hydrogen Turbine | 0 | 0 | 0 | 0 | 0 | 0 | 0 | 0 | 0 | 0 | 0 | 0 | 0 | 0 | 0 | 0 | 0 | 0 | 0 | 0 | 0 | 0 | 0 | 0 | 0
NEM | Wind | 39566.3381 | 263982.806 | 471992.2407 | 522032.3955 | 482980.1456 | 504419.4046 | 373951.1866 | 24498.6864 | 22625.5541 | 127974.6737 | 555500.4217 | 233151.602 | 228046.6607 | 399036.4014 | 401687.427 | 292465.7002 | 9557.5908 | 73205.6979 | 95222.7318 | 125493.781 | 48536.1429 | 32546.7881 | 80867.4732 | 82722.7903 | 29610.8912
NEM | Solar PV | 3.7018 | 1.4207 | 1.4132 | 2.1877 | 1.0753 | 35178.1155 | 122955.8131 | 0.79095 | 0.2399 | 1.17 | 306693.8548 | 20239.0252 | 39902.2964 | 74191.0642 | 254052.6766 | 1.0588 | 30511.5002 | 88998.5171 | 103622.0532 | 100854.2234 | 113391.9994 | 6718.8527 | 54861.6784 | 89490.2533 | 18105.5694
NEM | Grid Battery | 11.0025 | 0.97798 | 3.3507 | 0.21386 | 0.47821 | 29927.7215 | 5168.1808 | 1.9822 | 0.34802 | 54297.003 | 185988.2944 | 8833.1269 | 91959.1202 | 0.34917 | 219102.0376 | 0.22094 | 0.32269 | 615.271 | 177820.4683 | 0.16127 | 7243.8427 | 7306.7438 | 15994.3407 | 8922.4689 | 5033.8623
NEM | Pumped Hydro | 0 | 0 | 164585.7878 | 0.46805 | 87060.4328 | 37254.6505 | 6430.7458 | 0.93788 | 0.3301 | 6.5673 | 24038.6344 | 5273.8309 | 23143.6101 | 0.24313 | 16879.7084 | 0.050869 | 0.051572 | 0.05857 | 12205.9222 | 0.06016 | 5958.8275 | 6733.0647 | 8067.8322 | 8279.9819 | 0.0090466
NEM | VPP | 0 | 0 | 0 | 0 | 0 | 0 | 0 | 0 | 0 | 0 | 0 | 0 | 0 | 0 | 0 | 0 | 0 | 0 | 0 | 0 | 0 | 0 | 0 | 0 | 0
Total excluding storage |  | 39571.4164 | 295361.5324 | -383512.3347 | 466579.1862 | 378816.7289 | 539597.8489 | 350290.4099 | 60962.0065 | 22625.5759 | 127975.9566 | 897116.5475 | 289406.6458 | 267949.532 | 473227.4489 | 655740.8001 | 243604.18 | 40069.09 | 162204.2001 | 198845.3741 | 212911.2454 | 162440.8877 | 65518.5169 | 138157.0429 | 181103.1796 | 48675.9103
Region | Technology | 2023-24 | 2024-25 | 2025-26 | 2026-27 | 2027-28 | 2028-29 | 2029-30 | 2030-31 | 2031-32 | 2032-33 | 2033-34 | 2034-35 | 2035-36 | 2036-37 | 2037-38 | 2038-39 | 2039-40 | 2040-41 | 2041-42 | 2042-43 | 2043-44 | 2044-45 | 2045-46 | 2046-47 | 2047-48
NSW1 | Black Coal | 0 | 0 | -9491.7574 | -33779.1097 | -63072.155 | -0.00029011 | -0.75346 | -0.0042065 | -0.14077 | -0.00037502 | -2.1717e-05 | -0.00012211 | -0.00032616 | -0.00028665 | -2.6203e-05 | -0.00017424 | -7.4486e-05 | 0 | 0 | 0 | 0 | 0 | 0 | 0 | 0
NSW1 | Brown Coal | 0 | 0 | 0 | 0 | 0 | 0 | 0 | 0 | 0 | 0 | 0 | 0 | 0 | 0 | 0 | 0 | 0 | 0 | 0 | 0 | 0 | 0 | 0 | 0 | 0
NSW1 | CCGT | 0 | 0.077504 | 0.019639 | 0.00067714 | 0.0003725 | 0.0031833 | 0.0084006 | 0.015578 | 0.00051118 | 0.01124 | 0.0767 | 0.00010674 | 0.0010393 | 0.0011412 | 3.6349e-05 | 0.00023099 | 0.00025292 | 0.00089867 | 0.010042 | 0.0010775 | 0.0096876 | 0.00032128 | 0.0040951 | 0.016777 | 8.2758e-05
NSW1 | Gas - Steam | 0 | 0 | 0 | 0 | 0 | 0 | 0 | 0 | 0 | 0 | 0 | 0 | 0 | 0 | 0 | 0 | 0 | 0 | 0 | 0 | 0 | 0 | 0 | 0 | 0
NSW1 | OCGT / Diesel | 0.37642 | 31376.8797 | 24723.9614 | 0.0017296 | 0.0016066 | 0.0025611 | 0.44282 | 36464.455 | 0.0014973 | 0.0030145 | 34921.7721 | 0.0028898 | 0.00093352 | 0.0011727 | 0.0013588 | 0.00099264 | 0.0015634 | 0.003108 | 0.0024163 | 0.0011013 | 0.0045714 | 0.079081 | 0.0021775 | 0.0037755 | 0.00035641
NSW1 | Hydro | 0 | 0 | 0 | 0 | 0 | 0 | 0 | 0 | 0 | 0 | 0 | 0 | 0 | 0 | 0 | 0 | 0 | 0 | 0 | 0 | 0 | 0 | 0 | 0 | 0
NSW1 | Hydrogen Turbine | 0 | 0 | 0 | 0 | 0 | 0 | 0 | 0 | 0 | 0 | 0 | 0 | 0 | 0 | 0 | 0 | 0 | 0 | 0 | 0 | 0 | 0 | 0 | 0 | 0
NSW1 | Wind | 5.0233 | 227235.3627 | 297039.4636 | 353604.829 | 295809.1179 | 310860.0755 | 199568.2844 | 0.22586 | 0.032594 | 0.14613 | 137423.659 | 107987.0703 | 4.6126 | 70018.6254 | 48775.1845 | 250643.5283 | 0.26972 | 5679.479 | 43221.0932 | 934.7768 | 12687.4113 | 13129.3317 | 18672.8343 | 20257.8314 | 12054.0883
NSW1 | Solar PV | 0.7561 | 1.0556 | 0.12801 | 1.3267 | 0.31222 | 35177.8349 | 122955.2851 | 0.21102 | 0.026645 | 0.20013 | 306691.9473 | 20236.3438 | 32905.7704 | 45986.0183 | 30416.5175 | 0.13003 | 28762.6265 | 74241.2085 | 15098.7574 | 21413.5664 | 36215.6855 | 3090.8523 | 13338.6271 | 32363.3837 | 1566.3165
NSW1 | Grid Battery | 5.6693 | 0.79165 | 2.992 | 0.041439 | 0.47127 | 29927.1095 | 5167.9853 | 1.3803 | 0.094564 | 54282.2148 | 162601.4932 | 0.2444 | 0.21415 | 0.17996 | 1.3558 | 0.1056 | 0.13157 | 0.15409 | 57466.0289 | 0.0749 | 0.11038 | 5297.8059 | 2894.4008 | 6156.5152 | 0.014941
NSW1 | Pumped Hydro | 0 | 0 | 164580.9237 | 0.046369 | 87060.186 | 37252.9726 | 6430.2149 | 0.067583 | 0.016323 | 0.031584 | 33.7418 | 0.0083523 | 0.0089555 | 0.0061494 | 0.0056871 | 0.010294 | 0.0085587 | 0.0081265 | 0.11224 | 0.011133 | 0.0066146 | 6176.3364 | 0.0066509 | 0.0027935 | 0.00088406
NSW1 | VPP | 0 | 0 | 0 | 0 | 0 | 0 | 0 | 0 | 0 | 0 | 0 | 0 | 0 | 0 | 0 | 0 | 0 | 0 | 0 | 0 | 0 | 0 | 0 | 0 | 0
Total excluding storage |  | 6.1558 | 258613.3755 | 312271.8153 | 319827.0484 | 232737.2771 | 346037.9159 | 322523.2673 | 36464.9032 | -0.079524 | 0.36014 | 479037.4552 | 128223.417 | 32910.3847 | 116004.6458 | 79191.7034 | 250643.6594 | 28762.898 | 79920.6915 | 58319.8631 | 22348.3454 | 48903.1111 | 16220.2634 | 32011.4676 | 52621.2356 | 13620.4053
Region | Technology | 2023-24 | 2024-25 | 2025-26 | 2026-27 | 2027-28 | 2028-29 | 2029-30 | 2030-31 | 2031-32 | 2032-33 | 2033-34 | 2034-35 | 2035-36 | 2036-37 | 2037-38 | 2038-39 | 2039-40 | 2040-41 | 2041-42 | 2042-43 | 2043-44 | 2044-45 | 2045-46 | 2046-47 | 2047-48
QLD1 | Black Coal | 0 | 0 | -350187.7506 | -17579.3469 | -13458.0682 | -0.00043039 | -75384.9738 | -0.22319 | -0.00083312 | -0.00020376 | -6.7436e-05 | -0.00012441 | -4.7891e-05 | -0.033413 | -8.6294e-05 | -0.022462 | -0.00057928 | -0.00031977 | -0.00024123 | -0.00025462 | -0.00014267 | -0.02418 | -9.8045e-05 | -4.2599e-05 | -0.00075654
QLD1 | Brown Coal | 0 | 0 | 0 | 0 | 0 | 0 | 0 | 0 | 0 | 0 | 0 | 0 | 0 | 0 | 0 | 0 | 0 | 0 | 0 | 0 | 0 | 0 | 0 | 0 | 0
QLD1 | CCGT | 0 | 0.069431 | 0.0092215 | 0.0025335 | 0.0031211 | 0.022399 | 0.00082969 | 0.0022222 | 0.00087704 | 0.016338 | 0.030575 | 0.017887 | 0.015644 | 0.0020625 | 0.041546 | 0.00018727 | 0.00011539 | 0.00013609 | 0.00014443 | 0.00075164 | 0.0014134 | 8.3024e-05 | 0.0007907 | 0.011963 | 3.1386e-06
QLD1 | Gas - Steam | 0 | 0 | 0 | 0 | 0 | 0 | 0 | 0 | 0 | 0 | 0 | 0 | 0 | 0 | 0 | 0 | 0 | 0 | 0 | 0 | 0 | 0 | 0 | 0 | 0
QLD1 | OCGT / Diesel | 0.25393 | 0.011271 | 0.017003 | 0.012158 | 0.011135 | 0.25467 | 0.003135 | 0.002236 | 0.0022739 | 0.017817 | 0.34061 | 36015.8976 | 0.037737 | 0.003227 | 0.53734 | 0.0010095 | 0.001566 | 0.0015114 | 0.0010941 | 0.001317 | 0.0011795 | 0.00091772 | 0.020817 | 8890.1002 | 0.00014753
QLD1 | Hydro | 0 | 0 | 0 | 0 | 0 | 0 | 0 | 0 | 0 | 0 | 0 | 0 | 0 | 0 | 0 | 0 | 0 | 0 | 0 | 0 | 0 | 0 | 0 | 0 | 0
QLD1 | Hydrogen Turbine | 0 | 0 | 0 | 0 | 0 | 0 | 0 | 0 | 0 | 0 | 0 | 0 | 0 | 0 | 0 | 0 | 0 | 0 | 0 | 0 | 0 | 0 | 0 | 0 | 0
QLD1 | Wind | 5.1162 | 0.1671 | 0.86731 | 136837.5991 | 157958.5891 | 166608.3171 | 149569.0846 | 0.2902 | 0.06787 | 70870.4314 | 158246.6745 | 77313.6423 | 93307.1669 | 162284.4437 | 193864.302 | 0.015477 | 0.013221 | 0.032665 | 46283.3638 | 52386.8296 | 25121.6739 | 8555.5896 | 34904.0349 | 28911.6904 | 5225.3344
QLD1 | Solar PV | 1.0407 | 0.11414 | 0.17083 | 0.732 | 0.53127 | 0.17524 | 0.37663 | 0.046221 | 0.031288 | 0.090098 | 1.1793 | 0.77697 | 6995.449 | 28203.4533 | 209857.2023 | 0.0066152 | 0.0092241 | 14756.556 | 16582.5032 | 63667.3687 | 36374.9909 | 0.022516 | 12387.8068 | 44763.1423 | 6872.703
QLD1 | Grid Battery | 1.2846 | 0.031862 | 0.1921 | 0.03096 | 0.0012981 | 0.60201 | 0.011529 | 0.041765 | 0.042373 | 12.2905 | 23385.9465 | 8831.9238 | 50238.8526 | 0.028802 | 196926.6221 | 0.028475 | 0.033507 | 0.035779 | 23750.9435 | 0.026776 | 7243.6148 | 0.01752 | 0.020112 | 2765.9133 | 0.0080616
QLD1 | Pumped Hydro | 0 | 0 | 1.1435 | 0.13265 | 0.048033 | 1.4649 | 0.032412 | 0.025721 | 0.012074 | 4.8505 | 24001.0911 | 1363.8682 | 0.054534 | 0.011504 | 10.7917 | 0.0075089 | 0.0068568 | 0.0060538 | 7188.1531 | 0.01967 | 5958.7877 | 0.0073857 | 5428.4799 | 8279.9726 | 0.00094782
QLD1 | VPP | 0 | 0 | 0 | 0 | 0 | 0 | 0 | 0 | 0 | 0 | 0 | 0 | 0 | 0 | 0 | 0 | 0 | 0 | 0 | 0 | 0 | 0 | 0 | 0 | 0
Total excluding storage |  | 6.4108 | 0.36194 | -350186.6862 | 119258.9989 | 144501.0665 | 166608.769 | 74184.4914 | 0.11769 | 0.10148 | 70870.5554 | 158248.2248 | 113330.3347 | 100302.6692 | 190487.8689 | 403722.0831 | 0.00082709 | 0.023547 | 14756.59 | 62865.868 | 116054.2001 | 61496.6672 | 8555.589 | 47291.8631 | 82564.9449 | 12098.0368
Region | Technology | 2023-24 | 2024-25 | 2025-26 | 2026-27 | 2027-28 | 2028-29 | 2029-30 | 2030-31 | 2031-32 | 2032-33 | 2033-34 | 2034-35 | 2035-36 | 2036-37 | 2037-38 | 2038-39 | 2039-40 | 2040-41 | 2041-42 | 2042-43 | 2043-44 | 2044-45 | 2045-46 | 2046-47 | 2047-48
VIC1 | Black Coal | 0 | 0 | 0 | 0 | 0 | 0 | 0 | 0 | 0 | 0 | 0 | 0 | 0 | 0 | 0 | 0 | 0 | 0 | 0 | 0 | 0 | 0 | 0 | 0 | 0
VIC1 | Brown Coal | 0 | 0 | -520550.5289 | -4096.992 | -27634.3195 | -0.0022263 | -71231.3562 | -1.7737 | -0.11265 | 0 | 0 | 0 | -0.00022946 | -0.0003724 | -0.00037375 | -48862.5641 | -0.012133 | -0.038641 | -0.010158 | -13436.7678 | -0.0005127 | -2552.2917 | -4.3114e-05 | -2.1405e-05 | 0
VIC1 | CCGT | 0 | 0.063764 | 0.0070195 | 0.0027996 | 0.0031313 | 0.006918 | 0.00073399 | 0.0065211 | 0.00030966 | 0.0075461 | 0.0077513 | 0.013703 | 0.0064793 | 0.00086841 | 0.0088947 | 0.00011959 | 0.00093159 | 0.0044493 | 0.0061373 | 0.00049723 | 0.0056498 | 0.00053697 | 0.021985 | 0.00088253 | 0.036842
VIC1 | Gas - Steam | 0 | 0 | 0 | 0 | 0 | 0 | 0 | 0 | 0 | 0 | 0 | 0 | 0 | 0 | 0 | 0 | 0 | 0 | 0 | 0 | 0 | 0 | 0 | 0 | 0
VIC1 | OCGT / Diesel | 0.24925 | 0.059373 | 0.0030896 | 0.003652 | 0.0038528 | 0.0081681 | 0.0078291 | 0.012841 | 0.0080874 | 0.014927 | 0.010938 | 0.022773 | 0.17132 | 0.0025764 | 0.0053825 | 0.001357 | 0.0023825 | 0.006147 | 0.40501 | 0.0012993 | 0.0043993 | 22587.0245 | 2427.8137 | 0.0012494 | 959.4116
VIC1 | Hydro | 0 | 0 | 0 | 0 | 0 | 0 | 0 | 0 | 0 | 0 | 0 | 0 | 0 | 0 | 0 | 0 | 0 | 0 | 0 | 0 | 0 | 0 | 0 | 0 | 0
VIC1 | Hydrogen Turbine | 0 | 0 | 0 | 0 | 0 | 0 | 0 | 0 | 0 | 0 | 0 | 0 | 0 | 0 | 0 | 0 | 0 | 0 | 0 | 0 | 0 | 0 | 0 | 0 | 0
VIC1 | Wind | 2.7713 | 0.33777 | 140852.6686 | 0.069745 | 0.05581 | 0.19229 | 0.076472 | 0.34304 | 0.075677 | 0.41299 | 90797.7493 | 24071.1308 | 13734.6411 | 86589.8078 | 97839.5571 | 31074.6694 | 4763.7139 | 31295.5973 | 5717.8786 | 63350.3182 | 10351.6488 | 0.39006 | 18277.2338 | 10413.4532 | 5539.8366
VIC1 | Solar PV | 0.56434 | 0.089933 | 0.95674 | 0.013183 | 0.010763 | 0.014367 | 0.011176 | 0.027263 | 0.0074796 | 0.1989 | 0.22656 | 0.35439 | 0.60187 | 0.21983 | 0.31288 | 0.90491 | 0.43662 | 0.53776 | 33541.185 | 15773.0774 | 17516.9747 | 3627.8963 | 18348.526 | 4201.6367 | 8899.6073
VIC1 | Grid Battery | 1.3194 | 0.1362 | 0.045229 | 0.052161 | 0.0013504 | 0.0027689 | 0.030333 | 0.18716 | 0.047287 | 0.77028 | 0.31169 | 0.4099 | 16.6356 | 0.047221 | 0.16628 | 0.024516 | 0.055562 | 614.5235 | 61746.8272 | 0.027853 | 0.030086 | 0.037856 | 4511.4765 | 0.009615 | 5033.8034
VIC1 | Pumped Hydro | 0 | 0 | 1.0053 | 0.094789 | 0.026675 | 0.033131 | 0.046386 | 0.19235 | 0.014225 | 0.1556 | 0.25587 | 0.080586 | 0.035159 | 0.17087 | 0.30997 | 0.010031 | 0.011924 | 0.0119 | 0.4948 | 0.0084693 | 0.007926 | 0.48524 | 0.063687 | 0.00234 | 0.001718
VIC1 | VPP | 0 | 0 | 0 | 0 | 0 | 0 | 0 | 0 | 0 | 0 | 0 | 0 | 0 | 0 | 0 | 0 | 0 | 0 | 0 | 0 | 0 | 0 | 0 | 0 | 0
Total excluding storage |  | 3.5849 | 0.55084 | -379696.8934 | -4096.9026 | -27634.2459 | 0.21952 | -71231.26 | -1.384 | -0.021093 | 0.63436 | 90797.9946 | 24071.5217 | 13735.4206 | 86590.0307 | 97839.8839 | -17786.9883 | 4764.1417 | 31296.1071 | 39259.4646 | 65686.6296 | 27868.633 | 23663.0198 | 39053.5954 | 14615.092 | 15398.8923
Region | Technology | 2023-24 | 2024-25 | 2025-26 | 2026-27 | 2027-28 | 2028-29 | 2029-30 | 2030-31 | 2031-32 | 2032-33 | 2033-34 | 2034-35 | 2035-36 | 2036-37 | 2037-38 | 2038-39 | 2039-40 | 2040-41 | 2041-42 | 2042-43 | 2043-44 | 2044-45 | 2045-46 | 2046-47 | 2047-48
SA1 | Black Coal | 0 | 0 | 0 | 0 | 0 | 0 | 0 | 0 | 0 | 0 | 0 | 0 | 0 | 0 | 0 | 0 | 0 | 0 | 0 | 0 | 0 | 0 | 0 | 0 | 0
SA1 | Brown Coal | 0 | 0 | 0 | 0 | 0 | 0 | 0 | 0 | 0 | 0 | 0 | 0 | 0 | 0 | 0 | 0 | 0 | 0 | 0 | 0 | 0 | 0 | 0 | 0 | 0
SA1 | CCGT | 0 | 0.069882 | 0.0023058 | 0.001027 | 0.0021895 | 0.006348 | 0.0018979 | 0.0084738 | 0.0001517 | 0.010588 | 0.0070848 | 0.015969 | 0.0047269 | 0.00065352 | 0.016402 | 0.00015349 | 0.00061593 | 0.00023976 | 0.0014163 | 0.00037377 | 0.008798 | 6.7069e-05 | 0.0037736 | 0.0002166 | 0.00019586
SA1 | Gas - Steam | 0 | 0 | 0 | 0 | 0 | 0 | 0 | 0 | 0 | 0 | 0 | 0 | 0 | 0 | 0 | 0 | 0 | 0 | 0 | 0 | 0 | 0 | 0 | 0 | 0
SA1 | OCGT / Diesel | 0.25595 | 0.012231 | 0.012735 | 0.011284 | 0.01213 | 0.013439 | 0.011155 | 0.01412 | 0.010048 | 0.014072 | 0.011442 | 0.028049 | 0.25891 | 0.0028749 | 0.045391 | 0.0012907 | 0.0022597 | 0.0027844 | 0.10038 | 0.0012279 | 512.7082 | 6218.0243 | 0.0016478 | 0.00045427 | 0.00022527
SA1 | Hydro | 0 | 0 | 0 | 0 | 0 | 0 | 0 | 0 | 0 | 0 | 0 | 0 | 0 | 0 | 0 | 0 | 0 | 0 | 0 | 0 | 0 | 0 | 0 | 0 | 0
SA1 | Hydrogen Turbine | 0 | 0 | 0 | 0 | 0 | 0 | 0 | 0 | 0 | 0 | 0 | 0 | 0 | 0 | 0 | 0 | 0 | 0 | 0 | 0 | 0 | 0 | 0 | 0 | 0
SA1 | Wind | 4.7499 | 0.27836 | 0.2106 | 0.32268 | 0.37773 | 0.57389 | 0.32779 | 4.6185 | 0.65866 | 26608.9308 | 153420.6954 | 6.4014 | 61733.3575 | 59413.9241 | 33502.6465 | 10747.4457 | 4793.5143 | 36230.5376 | 0.099384 | 8821.7815 | 375.3951 | 8358.07 | 8470.2678 | 19277.3717 | 6687.3478
SA1 | Solar PV | 0.97511 | 0.1071 | 0.12637 | 0.063351 | 0.15014 | 0.078451 | 0.105 | 0.43169 | 0.13652 | 0.598 | 0.38829 | 1.4605 | 0.38152 | 1.3436 | 13778.5684 | 0.010845 | 1748.4121 | 0.2083 | 38399.5334 | 0.1532 | 23284.2519 | 0.010021 | 10786.5917 | 8162.0878 | 766.9379
SA1 | Grid Battery | 1.57 | 0.012101 | 0.025185 | 0.031342 | 0.0022218 | 0.0034595 | 0.054653 | 0.23819 | 0.064913 | 1.1278 | 0.33446 | 0.4055 | 41702.6334 | 0.061637 | 22173.2813 | 0.035681 | 0.0665 | 0.064402 | 34856.4507 | 0.018143 | 0.059401 | 2008.8736 | 8588.4278 | 0.014133 | 0.0055769
SA1 | Pumped Hydro | 0 | 0 | 0.75657 | 0.05278 | 0.054921 | 0.05003 | 0.03037 | 0.13257 | 0.013285 | 0.15454 | 0.086453 | 0.072115 | 0.3671 | 0.021407 | 0.032909 | 0.0048385 | 0.0063758 | 0.02089 | 0.047843 | 0.0082295 | 0.013292 | 0.058288 | 0.047428 | 0.0011521 | 0.0014075
SA1 | VPP | 0 | 0 | 0 | 0 | 0 | 0 | 0 | 0 | 0 | 0 | 0 | 0 | 0 | 0 | 0 | 0 | 0 | 0 | 0 | 0 | 0 | 0 | 0 | 0 | 0
Total excluding storage |  | 5.981 | 0.46757 | 0.35201 | 0.39835 | 0.54219 | 0.67213 | 0.44584 | 5.0728 | 0.80538 | 26609.5535 | 153421.1022 | 7.906 | 61734.0027 | 59415.2712 | 47281.2768 | 10747.458 | 6541.9293 | 36230.7489 | 38399.7346 | 8821.9363 | 24172.364 | 14576.1044 | 19256.8649 | 27439.4602 | 7454.2862
Region | Technology | 2023-24 | 2024-25 | 2025-26 | 2026-27 | 2027-28 | 2028-29 | 2029-30 | 2030-31 | 2031-32 | 2032-33 | 2033-34 | 2034-35 | 2035-36 | 2036-37 | 2037-38 | 2038-39 | 2039-40 | 2040-41 | 2041-42 | 2042-43 | 2043-44 | 2044-45 | 2045-46 | 2046-47 | 2047-48
TAS1 | Black Coal | 0 | 0 | 0 | 0 | 0 | 0 | 0 | 0 | 0 | 0 | 0 | 0 | 0 | 0 | 0 | 0 | 0 | 0 | 0 | 0 | 0 | 0 | 0 | 0 | 0
TAS1 | Brown Coal | 0 | 0 | 0 | 0 | 0 | 0 | 0 | 0 | 0 | 0 | 0 | 0 | 0 | 0 | 0 | 0 | 0 | 0 | 0 | 0 | 0 | 0 | 0 | 0 | 0
TAS1 | CCGT | 0 | 0.050482 | 0.0034253 | 0.0023336 | 0.0022462 | 0.0023646 | 0.0038667 | 0.0034494 | 0.0022754 | 0.0049346 | 0.0038777 | 0.0043648 | 0.0022077 | 0.00049616 | 0.0049805 | 0.00068703 | 0.00023626 | 0.00044507 | 0.0029217 | 0.00016957 | 0.00058272 | 0.00077072 | 0.0014257 | 0.00016975 | 0.00049419
TAS1 | Gas - Steam | 0 | 0 | 0 | 0 | 0 | 0 | 0 | 0 | 0 | 0 | 0 | 0 | 0 | 0 | 0 | 0 | 0 | 0 | 0 | 0 | 0 | 0 | 0 | 0 | 0
TAS1 | OCGT / Diesel | 0.24086 | 0.012126 | 0.012317 | 0.013447 | 0.010911 | 0.011743 | 0.013 | 0.009733 | 0.010142 | 0.013122 | 0.0099225 | 0.01539 | 0.076567 | 0.0022551 | 0.035744 | 0.0016888 | 0.0018274 | 0.0043929 | 0.069931 | 0.0012274 | 0.0016707 | 0.0614 | 0.021111 | 0.00037239 | 0.00055175
TAS1 | Hydro | 0 | 0 | 0 | 0 | 0 | 0 | 0 | 0 | 0 | 0 | 0 | 0 | 0 | 0 | 0 | 0 | 0 | 0 | 0 | 0 | 0 | 0 | 0 | 0 | 0
TAS1 | Hydrogen Turbine | 0 | 0 | 0 | 0 | 0 | 0 | 0 | 0 | 0 | 0 | 0 | 0 | 0 | 0 | 0 | 0 | 0 | 0 | 0 | 0 | 0 | 0 | 0 | 0 | 0
TAS1 | Wind | 39548.6773 | 36746.6601 | 34099.0306 | 31589.5749 | 29212.005 | 26950.2458 | 24813.4133 | 24493.2088 | 22624.7193 | 30494.7524 | 15611.6435 | 23773.3571 | 59266.8825 | 20729.6004 | 27705.7368 | 0.04126 | 0.079778 | 0.051283 | 0.29676 | 0.07501 | 0.013714 | 2503.4067 | 543.1025 | 3862.4436 | 104.2841
TAS1 | Solar PV | 0.36559 | 0.053903 | 0.03126 | 0.052498 | 0.070917 | 0.012508 | 0.035213 | 0.074754 | 0.037971 | 0.082821 | 0.11339 | 0.089571 | 0.093556 | 0.029141 | 0.075477 | 0.006439 | 0.015696 | 0.0065087 | 0.074132 | 0.057634 | 0.096472 | 0.071496 | 0.12683 | 0.0027619 | 0.0046177
TAS1 | Grid Battery | 1.1594 | 0.0061687 | 0.096126 | 0.057961 | 0.0020669 | 0.0038417 | 0.099017 | 0.13488 | 0.098885 | 0.59972 | 0.20853 | 0.14327 | 0.78449 | 0.03155 | 0.61205 | 0.026662 | 0.035552 | 0.4932 | 0.21794 | 0.013597 | 0.028077 | 0.0088565 | 0.015493 | 0.016676 | 0.030282
TAS1 | Pumped Hydro | 0 | 0 | 1.9587 | 0.14146 | 0.11713 | 0.12985 | 0.42175 | 0.51965 | 0.2742 | 1.3751 | 3.4592 | 3909.8017 | 23143.1444 | 0.033203 | 16868.5681 | 0.018196 | 0.017857 | 0.0116 | 5017.1142 | 0.012658 | 0.012013 | 556.1774 | 2639.2346 | 0.0029951 | 0.0040892
TAS1 | VPP | 0 | 0 | 0 | 0 | 0 | 0 | 0 | 0 | 0 | 0 | 0 | 0 | 0 | 0 | 0 | 0 | 0 | 0 | 0 | 0 | 0 | 0 | 0 | 0 | 0
Total excluding storage |  | 39549.2838 | 36746.7766 | 34099.0776 | 31589.6432 | 29212.0891 | 26950.2724 | 24813.4654 | 24493.2967 | 22624.7697 | 30494.8533 | 15611.7707 | 23773.4664 | 59267.0548 | 20729.6323 | 27705.853 | 0.050075 | 0.097537 | 0.06263 | 0.44375 | 0.13404 | 0.11244 | 2503.5404 | 543.2519 | 3862.4469 | 104.2898

## Option 2_Fuel Cost
Fuel cost by technology ($000s) - Option 2, Progressive Change Scenario
Fuel | Real June 2021 dollars discounted to 1 July 2021
Explicitly modelled generation
Region | Technology | 2023-24 | 2024-25 | 2025-26 | 2026-27 | 2027-28 | 2028-29 | 2029-30 | 2030-31 | 2031-32 | 2032-33 | 2033-34 | 2034-35 | 2035-36 | 2036-37 | 2037-38 | 2038-39 | 2039-40 | 2040-41 | 2041-42 | 2042-43 | 2043-44 | 2044-45 | 2045-46 | 2046-47 | 2047-48
NEM | Black Coal | 1424161.174 | 1293577.878 | 1130467.8556 | 939568.1103 | 912872.4549 | 919239.6278 | 748449.7652 | 698114.9954 | 647445.5653 | 682960.1251 | 471180.9234 | 456440.1127 | 395161.932 | 324112.647 | 272053.586 | 235131.256 | 211687.909 | 125885.006 | 120749.804 | 97423.047 | 83172.54 | 60716.267 | 45537.3995 | 34982.777 | 32300.846
NEM | Brown Coal | 219042.156 | 199043.238 | 150263.6088 | 136384.8917 | 116987.8085 | 109393.96 | 106739.136 | 91624.017 | 82944.854 | 83280.569 | 80617.064 | 78763.389 | 70332.8645 | 66497.568 | 66291.272 | 58315.794 | 53420.0258 | 47144.9422 | 44754.1487 | 39573.325 | 38286.5145 | 29821.6313 | 10131.989 | 14333.0225 | 0
NEM | CCGT | 118929.3449 | 115582.213 | 110229.6262 | 99981.696 | 82745.3346 | 80467.9004 | 73812.0462 | 97807.8321 | 76060.3366 | 116132.7674 | 220906.4855 | 244389.7587 | 186636.035 | 188474.0605 | 171621.2019 | 129605.8791 | 120957.7533 | 130352.9882 | 107301.7655 | 120485.7958 | 84818.0623 | 79507.1634 | 41794.1107 | 29755.3223 | 29126.5096
NEM | Gas - Steam | 5453.2058 | 6114.1632 | 10699.887 | 9922.6955 | 11378.461 | 13997.35 | 2283.3653 | 7440.0478 | 3443.6128 | 8911.8098 | 10574.778 | 36847.5365 | 8815.285 | 9655.053 | 16584.281 | 8060.184 | 0 | 0 | 0 | 0 | 0 | 0 | 0 | 0 | 0
NEM | OCGT / Diesel | 7863.7718 | 9202.8296 | 11307.7678 | 11980.1693 | 10644.4819 | 10424.4941 | 3490.1744 | 13437.9078 | 4118.9056 | 14684.6691 | 65381.0628 | 113756.4598 | 45041.3538 | 83958.0529 | 138937.1054 | 51999.0543 | 138656.3181 | 278281.2594 | 128629.1926 | 169054.323 | 299719.9667 | 234575.423 | 323994.7829 | 484505.065 | 586460.9754
NEM | Hydro | 0 | 0 | 0 | 0 | 0 | 0 | 0 | 0 | 0 | 0 | 0 | 0 | 0 | 0 | 0 | 0 | 0 | 0 | 0 | 0 | 0 | 0 | 0 | 0 | 0
NEM | Hydrogen Turbine | 0 | 0 | 0 | 0 | 0 | 0 | 0 | 0 | 0 | 0 | 0 | 0 | 0 | 0 | 0 | 0 | 0 | 0 | 0 | 0 | 0 | 0 | 0 | 0 | 0
NEM | Wind | 0 | 0 | 0 | 0 | 0 | 0 | 0 | 0 | 0 | 0 | 0 | 0 | 0 | 0 | 0 | 0 | 0 | 0 | 0 | 0 | 0 | 0 | 0 | 0 | 0
NEM | Solar PV | 0 | 0 | 0 | 0 | 0 | 0 | 0 | 0 | 0 | 0 | 0 | 0 | 0 | 0 | 0 | 0 | 0 | 0 | 0 | 0 | 0 | 0 | 0 | 0 | 0
NEM | Grid Battery | 0 | 0 | 0 | 0 | 0 | 0 | 0 | 0 | 0 | 0 | 0 | 0 | 0 | 0 | 0 | 0 | 0 | 0 | 0 | 0 | 0 | 0 | 0 | 0 | 0
NEM | Pumped Hydro | 0 | 0 | 0 | 0 | 0 | 0 | 0 | 0 | 0 | 0 | 0 | 0 | 0 | 0 | 0 | 0 | 0 | 0 | 0 | 0 | 0 | 0 | 0 | 0 | 0
NEM | VPP | 0 | 0 | 0 | 0 | 0 | 0 | 0 | 0 | 0 | 0 | 0 | 0 | 0 | 0 | 0 | 0 | 0 | 0 | 0 | 0 | 0 | 0 | 0 | 0 | 0
Total excluding storage |  | 1775449.6525 | 1623520.3218 | 1412968.7454 | 1197837.5628 | 1134628.5409 | 1133523.3323 | 934774.4871 | 908424.8001 | 814013.2744 | 905969.9403 | 848660.3136 | 930197.2566 | 705987.4703 | 672697.3814 | 665487.4463 | 483112.1674 | 524722.0062 | 581664.1958 | 401434.9108 | 426536.4908 | 505997.0834 | 404620.4847 | 421458.2821 | 563576.1868 | 647888.331
Region | Technology | 2023-24 | 2024-25 | 2025-26 | 2026-27 | 2027-28 | 2028-29 | 2029-30 | 2030-31 | 2031-32 | 2032-33 | 2033-34 | 2034-35 | 2035-36 | 2036-37 | 2037-38 | 2038-39 | 2039-40 | 2040-41 | 2041-42 | 2042-43 | 2043-44 | 2044-45 | 2045-46 | 2046-47 | 2047-48
NSW1 | Black Coal | 716971.196 | 626823.77 | 530969.863 | 420149.708 | 427310.03 | 459906.576 | 342483.5735 | 326336.38 | 311117.404 | 338591.616 | 132837.648 | 129177.008 | 115722.336 | 94192.132 | 107667.084 | 87337.448 | 76619.412 | 0 | 0 | 0 | 0 | 0 | 0 | 0 | 0
NSW1 | Brown Coal | 0 | 0 | 0 | 0 | 0 | 0 | 0 | 0 | 0 | 0 | 0 | 0 | 0 | 0 | 0 | 0 | 0 | 0 | 0 | 0 | 0 | 0 | 0 | 0 | 0
NSW1 | CCGT | 332.1228 | 406.7895 | 7723.1166 | 4047.4576 | 2921.0533 | 1881.0373 | 2904.1916 | 10283.1307 | 4215.6797 | 11272.7705 | 53929.3717 | 58560.4829 | 38284.1463 | 41662.2468 | 50204.3025 | 35003.7628 | 34913.9949 | 37804.0845 | 31244.687 | 34478.6785 | 0.62337 | 0.57751 | 0.62299 | 1.0373 | 0.99552
NSW1 | Gas - Steam | 0 | 0 | 0 | 0 | 0 | 0 | 0 | 0 | 0 | 0 | 0 | 0 | 0 | 0 | 0 | 0 | 0 | 0 | 0 | 0 | 0 | 0 | 0 | 0 | 0
NSW1 | OCGT / Diesel | 284.113 | 562.7842 | 3961.2893 | 3291.6489 | 2344.4582 | 1254.296 | 1425.8861 | 6520.1676 | 1936.5877 | 4682.683 | 47961.6339 | 67674.1005 | 16103.4648 | 27782.7378 | 34243.143 | 7525.5813 | 48019.9615 | 148828.7107 | 65976.6666 | 75176.1252 | 169468.7093 | 97593.4226 | 134969.5803 | 176342.6323 | 215937.1485
NSW1 | Hydro | 0 | 0 | 0 | 0 | 0 | 0 | 0 | 0 | 0 | 0 | 0 | 0 | 0 | 0 | 0 | 0 | 0 | 0 | 0 | 0 | 0 | 0 | 0 | 0 | 0
NSW1 | Hydrogen Turbine | 0 | 0 | 0 | 0 | 0 | 0 | 0 | 0 | 0 | 0 | 0 | 0 | 0 | 0 | 0 | 0 | 0 | 0 | 0 | 0 | 0 | 0 | 0 | 0 | 0
NSW1 | Wind | 0 | 0 | 0 | 0 | 0 | 0 | 0 | 0 | 0 | 0 | 0 | 0 | 0 | 0 | 0 | 0 | 0 | 0 | 0 | 0 | 0 | 0 | 0 | 0 | 0
NSW1 | Solar PV | 0 | 0 | 0 | 0 | 0 | 0 | 0 | 0 | 0 | 0 | 0 | 0 | 0 | 0 | 0 | 0 | 0 | 0 | 0 | 0 | 0 | 0 | 0 | 0 | 0
NSW1 | Grid Battery | 0 | 0 | 0 | 0 | 0 | 0 | 0 | 0 | 0 | 0 | 0 | 0 | 0 | 0 | 0 | 0 | 0 | 0 | 0 | 0 | 0 | 0 | 0 | 0 | 0
NSW1 | Pumped Hydro | 0 | 0 | 0 | 0 | 0 | 0 | 0 | 0 | 0 | 0 | 0 | 0 | 0 | 0 | 0 | 0 | 0 | 0 | 0 | 0 | 0 | 0 | 0 | 0 | 0
NSW1 | VPP | 0 | 0 | 0 | 0 | 0 | 0 | 0 | 0 | 0 | 0 | 0 | 0 | 0 | 0 | 0 | 0 | 0 | 0 | 0 | 0 | 0 | 0 | 0 | 0 | 0
Total excluding storage |  | 717587.4318 | 627793.3437 | 542654.2689 | 427488.8145 | 432575.5415 | 463041.9093 | 346813.6512 | 343139.6783 | 317269.6714 | 354547.0695 | 234728.6537 | 255411.5914 | 170109.9471 | 163637.1165 | 192114.5295 | 129866.7922 | 159553.3684 | 186632.7952 | 97221.3535 | 109654.8037 | 169469.3327 | 97594.0001 | 134970.2032 | 176343.6696 | 215938.1441
Region | Technology | 2023-24 | 2024-25 | 2025-26 | 2026-27 | 2027-28 | 2028-29 | 2029-30 | 2030-31 | 2031-32 | 2032-33 | 2033-34 | 2034-35 | 2035-36 | 2036-37 | 2037-38 | 2038-39 | 2039-40 | 2040-41 | 2041-42 | 2042-43 | 2043-44 | 2044-45 | 2045-46 | 2046-47 | 2047-48
QLD1 | Black Coal | 707189.978 | 666754.108 | 599497.9926 | 519418.4023 | 485562.4249 | 459333.0518 | 405966.1917 | 371778.6154 | 336328.1613 | 344368.5091 | 338343.2754 | 327263.1047 | 279439.596 | 229920.515 | 164386.502 | 147793.808 | 135068.497 | 125885.006 | 120749.804 | 97423.047 | 83172.54 | 60716.267 | 45537.3995 | 34982.777 | 32300.846
QLD1 | Brown Coal | 0 | 0 | 0 | 0 | 0 | 0 | 0 | 0 | 0 | 0 | 0 | 0 | 0 | 0 | 0 | 0 | 0 | 0 | 0 | 0 | 0 | 0 | 0 | 0 | 0
QLD1 | CCGT | 68292.5253 | 72942.1058 | 86347.1078 | 84444.9149 | 70545.2955 | 65169.7178 | 65359.8626 | 76284.3657 | 66739.4014 | 84717.1429 | 128170.7719 | 124201.0291 | 116990.8677 | 110257.8775 | 121415.8025 | 94601.088 | 86042.7512 | 92547.9169 | 76056.06 | 86006.1347 | 84816.3255 | 79505.531 | 41791.9924 | 29752.7793 | 29121.9611
QLD1 | Gas - Steam | 0 | 0 | 0 | 0 | 0 | 0 | 0 | 0 | 0 | 0 | 0 | 0 | 0 | 0 | 0 | 0 | 0 | 0 | 0 | 0 | 0 | 0 | 0 | 0 | 0
QLD1 | OCGT / Diesel | 88.4909 | 0.46265 | 261.877 | 935.3827 | 412.6248 | 947.0035 | 673.1127 | 1835.3972 | 210.0009 | 2682.6813 | 5965.2577 | 12366.118 | 3487.7337 | 31272.2233 | 55225.5421 | 21079.0808 | 45275.0276 | 76875.5928 | 30216.8247 | 62945.5219 | 63637.3624 | 68402.3988 | 70660.988 | 133089.7916 | 154692.9517
QLD1 | Hydro | 0 | 0 | 0 | 0 | 0 | 0 | 0 | 0 | 0 | 0 | 0 | 0 | 0 | 0 | 0 | 0 | 0 | 0 | 0 | 0 | 0 | 0 | 0 | 0 | 0
QLD1 | Hydrogen Turbine | 0 | 0 | 0 | 0 | 0 | 0 | 0 | 0 | 0 | 0 | 0 | 0 | 0 | 0 | 0 | 0 | 0 | 0 | 0 | 0 | 0 | 0 | 0 | 0 | 0
QLD1 | Wind | 0 | 0 | 0 | 0 | 0 | 0 | 0 | 0 | 0 | 0 | 0 | 0 | 0 | 0 | 0 | 0 | 0 | 0 | 0 | 0 | 0 | 0 | 0 | 0 | 0
QLD1 | Solar PV | 0 | 0 | 0 | 0 | 0 | 0 | 0 | 0 | 0 | 0 | 0 | 0 | 0 | 0 | 0 | 0 | 0 | 0 | 0 | 0 | 0 | 0 | 0 | 0 | 0
QLD1 | Grid Battery | 0 | 0 | 0 | 0 | 0 | 0 | 0 | 0 | 0 | 0 | 0 | 0 | 0 | 0 | 0 | 0 | 0 | 0 | 0 | 0 | 0 | 0 | 0 | 0 | 0
QLD1 | Pumped Hydro | 0 | 0 | 0 | 0 | 0 | 0 | 0 | 0 | 0 | 0 | 0 | 0 | 0 | 0 | 0 | 0 | 0 | 0 | 0 | 0 | 0 | 0 | 0 | 0 | 0
QLD1 | VPP | 0 | 0 | 0 | 0 | 0 | 0 | 0 | 0 | 0 | 0 | 0 | 0 | 0 | 0 | 0 | 0 | 0 | 0 | 0 | 0 | 0 | 0 | 0 | 0 | 0
Total excluding storage |  | 775570.9942 | 739696.6765 | 686106.9774 | 604798.6999 | 556520.3452 | 525449.7732 | 471999.167 | 449898.3783 | 403277.5635 | 431768.3333 | 472479.305 | 463830.2519 | 399918.1974 | 371450.6159 | 341027.8466 | 263473.9768 | 266386.2758 | 295308.5156 | 227022.6887 | 246374.7036 | 231626.2279 | 208624.1968 | 157990.3799 | 197825.3479 | 216115.7588
Region | Technology | 2023-24 | 2024-25 | 2025-26 | 2026-27 | 2027-28 | 2028-29 | 2029-30 | 2030-31 | 2031-32 | 2032-33 | 2033-34 | 2034-35 | 2035-36 | 2036-37 | 2037-38 | 2038-39 | 2039-40 | 2040-41 | 2041-42 | 2042-43 | 2043-44 | 2044-45 | 2045-46 | 2046-47 | 2047-48
VIC1 | Black Coal | 0 | 0 | 0 | 0 | 0 | 0 | 0 | 0 | 0 | 0 | 0 | 0 | 0 | 0 | 0 | 0 | 0 | 0 | 0 | 0 | 0 | 0 | 0 | 0 | 0
VIC1 | Brown Coal | 219042.156 | 199043.238 | 150263.6088 | 136384.8917 | 116987.8085 | 109393.96 | 106739.136 | 91624.017 | 82944.854 | 83280.569 | 80617.064 | 78763.389 | 70332.8645 | 66497.568 | 66291.272 | 58315.794 | 53420.0258 | 47144.9422 | 44754.1487 | 39573.325 | 38286.5145 | 29821.6313 | 10131.989 | 14333.0225 | 0
VIC1 | CCGT | 0 | 0.20629 | 0.22174 | 0.21815 | 0.21887 | 0.23533 | 0.22856 | 0.24946 | 0.23871 | 0.2658 | 0.29227 | 0.35234 | 0.36635 | 0.35565 | 0.39956 | 0.37208 | 0.36673 | 0.37998 | 0.40828 | 0.39489 | 0.44767 | 0.42371 | 0.80579 | 0.82448 | 2.8716
VIC1 | Gas - Steam | 917.3842 | 761.6653 | 4532.637 | 4527.25 | 5997.857 | 8109.76 | 1143.2342 | 3058.8628 | 1224.7446 | 3181.5878 | 3125.3545 | 7108.6565 | 8815.285 | 9655.053 | 16584.281 | 8060.184 | 0 | 0 | 0 | 0 | 0 | 0 | 0 | 0 | 0
VIC1 | OCGT / Diesel | 1230.7075 | 1266.052 | 2202.8323 | 3676.6751 | 3750.0994 | 3316.1953 | 373.0618 | 2052.3019 | 862.344 | 2258.7031 | 1248.1414 | 6938.9631 | 9647.0919 | 7557.534 | 12189.4801 | 2503.7774 | 13914.6965 | 17356.2757 | 9924.7929 | 7257.8257 | 27539.0006 | 37859.5639 | 85457.5325 | 141609.6964 | 183393.2188
VIC1 | Hydro | 0 | 0 | 0 | 0 | 0 | 0 | 0 | 0 | 0 | 0 | 0 | 0 | 0 | 0 | 0 | 0 | 0 | 0 | 0 | 0 | 0 | 0 | 0 | 0 | 0
VIC1 | Hydrogen Turbine | 0 | 0 | 0 | 0 | 0 | 0 | 0 | 0 | 0 | 0 | 0 | 0 | 0 | 0 | 0 | 0 | 0 | 0 | 0 | 0 | 0 | 0 | 0 | 0 | 0
VIC1 | Wind | 0 | 0 | 0 | 0 | 0 | 0 | 0 | 0 | 0 | 0 | 0 | 0 | 0 | 0 | 0 | 0 | 0 | 0 | 0 | 0 | 0 | 0 | 0 | 0 | 0
VIC1 | Solar PV | 0 | 0 | 0 | 0 | 0 | 0 | 0 | 0 | 0 | 0 | 0 | 0 | 0 | 0 | 0 | 0 | 0 | 0 | 0 | 0 | 0 | 0 | 0 | 0 | 0
VIC1 | Grid Battery | 0 | 0 | 0 | 0 | 0 | 0 | 0 | 0 | 0 | 0 | 0 | 0 | 0 | 0 | 0 | 0 | 0 | 0 | 0 | 0 | 0 | 0 | 0 | 0 | 0
VIC1 | Pumped Hydro | 0 | 0 | 0 | 0 | 0 | 0 | 0 | 0 | 0 | 0 | 0 | 0 | 0 | 0 | 0 | 0 | 0 | 0 | 0 | 0 | 0 | 0 | 0 | 0 | 0
VIC1 | VPP | 0 | 0 | 0 | 0 | 0 | 0 | 0 | 0 | 0 | 0 | 0 | 0 | 0 | 0 | 0 | 0 | 0 | 0 | 0 | 0 | 0 | 0 | 0 | 0 | 0
Total excluding storage |  | 221190.2478 | 201071.1615 | 156999.2998 | 144589.035 | 126735.9837 | 120820.1507 | 108255.6606 | 96735.4312 | 85032.1813 | 88721.1257 | 84990.8522 | 92811.3609 | 88795.6077 | 83710.5106 | 95065.4327 | 68880.1274 | 67335.089 | 64501.5979 | 54679.3498 | 46831.5456 | 65825.9628 | 67681.6189 | 95590.3273 | 155943.5434 | 183396.0905
Region | Technology | 2023-24 | 2024-25 | 2025-26 | 2026-27 | 2027-28 | 2028-29 | 2029-30 | 2030-31 | 2031-32 | 2032-33 | 2033-34 | 2034-35 | 2035-36 | 2036-37 | 2037-38 | 2038-39 | 2039-40 | 2040-41 | 2041-42 | 2042-43 | 2043-44 | 2044-45 | 2045-46 | 2046-47 | 2047-48
SA1 | Black Coal | 0 | 0 | 0 | 0 | 0 | 0 | 0 | 0 | 0 | 0 | 0 | 0 | 0 | 0 | 0 | 0 | 0 | 0 | 0 | 0 | 0 | 0 | 0 | 0 | 0
SA1 | Brown Coal | 0 | 0 | 0 | 0 | 0 | 0 | 0 | 0 | 0 | 0 | 0 | 0 | 0 | 0 | 0 | 0 | 0 | 0 | 0 | 0 | 0 | 0 | 0 | 0 | 0
SA1 | CCGT | 50304.6968 | 42232.921 | 16158.9857 | 11488.9119 | 9278.5733 | 13416.7153 | 5547.5586 | 11239.8735 | 5104.801 | 20142.3555 | 38805.806 | 61627.6358 | 31360.3964 | 36553.3311 | 0.42526 | 0.395 | 0.38661 | 0.36495 | 0.35377 | 0.34179 | 0.42358 | 0.39173 | 0.43491 | 0.43052 | 0.4151
SA1 | Gas - Steam | 4535.8215 | 5352.498 | 6167.25 | 5395.4455 | 5380.604 | 5887.59 | 1140.1311 | 4381.185 | 2218.8682 | 5730.222 | 7449.4235 | 29738.88 | 0 | 0 | 0 | 0 | 0 | 0 | 0 | 0 | 0 | 0 | 0 | 0 | 0
SA1 | OCGT / Diesel | 6260.1626 | 7373.2346 | 4881.4712 | 4076.1659 | 4137.0027 | 4906.6986 | 1017.7988 | 2980.5142 | 1109.6598 | 4969.1529 | 10205.6764 | 26536.7703 | 15317.2722 | 17150.2624 | 36523.5752 | 20784.868 | 31252.3959 | 35171.2988 | 22345.8356 | 23674.5823 | 38937.556 | 30526.6006 | 32764.9549 | 33361.3466 | 32190.1106
SA1 | Hydro | 0 | 0 | 0 | 0 | 0 | 0 | 0 | 0 | 0 | 0 | 0 | 0 | 0 | 0 | 0 | 0 | 0 | 0 | 0 | 0 | 0 | 0 | 0 | 0 | 0
SA1 | Hydrogen Turbine | 0 | 0 | 0 | 0 | 0 | 0 | 0 | 0 | 0 | 0 | 0 | 0 | 0 | 0 | 0 | 0 | 0 | 0 | 0 | 0 | 0 | 0 | 0 | 0 | 0
SA1 | Wind | 0 | 0 | 0 | 0 | 0 | 0 | 0 | 0 | 0 | 0 | 0 | 0 | 0 | 0 | 0 | 0 | 0 | 0 | 0 | 0 | 0 | 0 | 0 | 0 | 0
SA1 | Solar PV | 0 | 0 | 0 | 0 | 0 | 0 | 0 | 0 | 0 | 0 | 0 | 0 | 0 | 0 | 0 | 0 | 0 | 0 | 0 | 0 | 0 | 0 | 0 | 0 | 0
SA1 | Grid Battery | 0 | 0 | 0 | 0 | 0 | 0 | 0 | 0 | 0 | 0 | 0 | 0 | 0 | 0 | 0 | 0 | 0 | 0 | 0 | 0 | 0 | 0 | 0 | 0 | 0
SA1 | Pumped Hydro | 0 | 0 | 0 | 0 | 0 | 0 | 0 | 0 | 0 | 0 | 0 | 0 | 0 | 0 | 0 | 0 | 0 | 0 | 0 | 0 | 0 | 0 | 0 | 0 | 0
SA1 | VPP | 0 | 0 | 0 | 0 | 0 | 0 | 0 | 0 | 0 | 0 | 0 | 0 | 0 | 0 | 0 | 0 | 0 | 0 | 0 | 0 | 0 | 0 | 0 | 0 | 0
Total excluding storage |  | 61100.6809 | 54958.6535 | 27207.7069 | 20960.5233 | 18796.1799 | 24211.0039 | 7705.4885 | 18601.5727 | 8433.329 | 30841.7303 | 56460.9059 | 117903.2861 | 46677.6686 | 53703.5934 | 36524.0005 | 20785.263 | 31252.7826 | 35171.6637 | 22346.1894 | 23674.9241 | 38937.9796 | 30526.9923 | 32765.3899 | 33361.7771 | 32190.5257
Region | Technology | 2023-24 | 2024-25 | 2025-26 | 2026-27 | 2027-28 | 2028-29 | 2029-30 | 2030-31 | 2031-32 | 2032-33 | 2033-34 | 2034-35 | 2035-36 | 2036-37 | 2037-38 | 2038-39 | 2039-40 | 2040-41 | 2041-42 | 2042-43 | 2043-44 | 2044-45 | 2045-46 | 2046-47 | 2047-48
TAS1 | Black Coal | 0 | 0 | 0 | 0 | 0 | 0 | 0 | 0 | 0 | 0 | 0 | 0 | 0 | 0 | 0 | 0 | 0 | 0 | 0 | 0 | 0 | 0 | 0 | 0 | 0
TAS1 | Brown Coal | 0 | 0 | 0 | 0 | 0 | 0 | 0 | 0 | 0 | 0 | 0 | 0 | 0 | 0 | 0 | 0 | 0 | 0 | 0 | 0 | 0 | 0 | 0 | 0 | 0
TAS1 | CCGT | 0 | 0.19042 | 0.19434 | 0.19341 | 0.19365 | 0.19465 | 0.20483 | 0.21273 | 0.21581 | 0.2327 | 0.24355 | 0.25846 | 0.25824 | 0.24952 | 0.27214 | 0.26121 | 0.25386 | 0.24197 | 0.25646 | 0.24595 | 0.24215 | 0.23947 | 0.25456 | 0.25069 | 0.26627
TAS1 | Gas - Steam | 0 | 0 | 0 | 0 | 0 | 0 | 0 | 0 | 0 | 0 | 0 | 0 | 0 | 0 | 0 | 0 | 0 | 0 | 0 | 0 | 0 | 0 | 0 | 0 | 0
TAS1 | OCGT / Diesel | 0.29784 | 0.29612 | 0.298 | 0.29661 | 0.29688 | 0.30054 | 0.31497 | 49.5269 | 0.31328 | 91.4488 | 0.3533 | 240.5079 | 485.7912 | 195.2955 | 755.3649 | 105.7469 | 194.2366 | 49.3815 | 165.0729 | 0.26787 | 137.3383 | 193.4371 | 141.7272 | 101.5981 | 247.5457
TAS1 | Hydro | 0 | 0 | 0 | 0 | 0 | 0 | 0 | 0 | 0 | 0 | 0 | 0 | 0 | 0 | 0 | 0 | 0 | 0 | 0 | 0 | 0 | 0 | 0 | 0 | 0
TAS1 | Hydrogen Turbine | 0 | 0 | 0 | 0 | 0 | 0 | 0 | 0 | 0 | 0 | 0 | 0 | 0 | 0 | 0 | 0 | 0 | 0 | 0 | 0 | 0 | 0 | 0 | 0 | 0
TAS1 | Wind | 0 | 0 | 0 | 0 | 0 | 0 | 0 | 0 | 0 | 0 | 0 | 0 | 0 | 0 | 0 | 0 | 0 | 0 | 0 | 0 | 0 | 0 | 0 | 0 | 0
TAS1 | Solar PV | 0 | 0 | 0 | 0 | 0 | 0 | 0 | 0 | 0 | 0 | 0 | 0 | 0 | 0 | 0 | 0 | 0 | 0 | 0 | 0 | 0 | 0 | 0 | 0 | 0
TAS1 | Grid Battery | 0 | 0 | 0 | 0 | 0 | 0 | 0 | 0 | 0 | 0 | 0 | 0 | 0 | 0 | 0 | 0 | 0 | 0 | 0 | 0 | 0 | 0 | 0 | 0 | 0
TAS1 | Pumped Hydro | 0 | 0 | 0 | 0 | 0 | 0 | 0 | 0 | 0 | 0 | 0 | 0 | 0 | 0 | 0 | 0 | 0 | 0 | 0 | 0 | 0 | 0 | 0 | 0 | 0
TAS1 | VPP | 0 | 0 | 0 | 0 | 0 | 0 | 0 | 0 | 0 | 0 | 0 | 0 | 0 | 0 | 0 | 0 | 0 | 0 | 0 | 0 | 0 | 0 | 0 | 0 | 0
Total excluding storage |  | 0.29784 | 0.48654 | 0.49234 | 0.49003 | 0.49053 | 0.49519 | 0.51979 | 49.7396 | 0.52909 | 91.6815 | 0.59685 | 240.7664 | 486.0495 | 195.545 | 755.637 | 106.0081 | 194.4905 | 49.6235 | 165.3294 | 0.51382 | 137.5804 | 193.6766 | 141.9817 | 101.8488 | 247.812

## Option 2_Build Cost
New generation build cost (CAPEX) by technology ($000s) - Option 2, Progressive Change Scenario
CAPEX (Install) | Real June 2021 dollars discounted to 1 July 2021. The total capital costs are annualised for modelling purposes.
Explicitly modelled generation
Region | Technology | 2023-24 | 2024-25 | 2025-26 | 2026-27 | 2027-28 | 2028-29 | 2029-30 | 2030-31 | 2031-32 | 2032-33 | 2033-34 | 2034-35 | 2035-36 | 2036-37 | 2037-38 | 2038-39 | 2039-40 | 2040-41 | 2041-42 | 2042-43 | 2043-44 | 2044-45 | 2045-46 | 2046-47 | 2047-48
NEM | Black Coal | 0 | 0 | 0 | 0 | 0 | 0 | 0 | 0 | 0 | 0 | 0 | 0 | 0 | 0 | 0 | 0 | 0 | 0 | 0 | 0 | 0 | 0 | 0 | 0 | 0
NEM | Brown Coal | 0 | 0 | 0 | 0 | 0 | 0 | 0 | 0 | 0 | 0 | 0 | 0 | 0 | 0 | 0 | 0 | 0 | 0 | 0 | 0 | 0 | 0 | 0 | 0 | 0
NEM | CCGT | 0 | 4.4052 | 0.55124 | 0.12429 | 0.14655 | 0.54531 | 0.20707 | 0.47582 | 0.054389 | 0.66436 | 1.6429 | 0.68053 | 0.39288 | 0.067948 | 0.9366 | 0.017917 | 0.027768 | 0.079069 | 0.26487 | 0.03684 | 0.33465 | 0.022781 | 0.40736 | 0.3823 | 0.47443
NEM | Gas - Steam | 0 | 0 | 0 | 0 | 0 | 0 | 0 | 0 | 0 | 0 | 0 | 0 | 0 | 0 | 0 | 0 | 0 | 0 | 0 | 0 | 0 | 0 | 0 | 0 | 0
NEM | OCGT / Diesel | 11.6336 | 228960.7935 | 180030.6493 | 0.35473 | 0.33926 | 2.3702 | 3.5448 | 263263.2855 | 0.26886 | 0.53502 | 250507.3045 | 264344.5372 | 4.3394 | 0.10098 | 4.958 | 0.05242 | 0.079238 | 0.1549 | 4.4365 | 0.050371 | 3703.8545 | 208417.7832 | 17547.419 | 63874.6493 | 6912.0848
NEM | Hydro | 0 | 0 | 0 | 0 | 0 | 0 | 0 | 0 | 0 | 0 | 0 | 0 | 0 | 0 | 0 | 0 | 0 | 0 | 0 | 0 | 0 | 0 | 0 | 0 | 0
NEM | Hydrogen Turbine | 0 | 0 | 0 | 0 | 0 | 0 | 0 | 0 | 0 | 0 | 0 | 0 | 0 | 0 | 0 | 0 | 0 | 0 | 0 | 0 | 0 | 0 | 0 | 0 | 0
NEM | Wind | 277060.2677 | 1675347.5495 | 2989396.2875 | 3310027.7688 | 3107459.194 | 3158248.6877 | 2313394.5878 | 165573.6945 | 152270.0621 | 803506.667 | 3485289.8547 | 1484271.8846 | 1418047.5225 | 2437519.3753 | 2390102.5726 | 1722339.5806 | 57201.5984 | 433848.8614 | 572244.1207 | 729270.1622 | 294318.5972 | 191732.8796 | 480146.4804 | 473424.5342 | 167517.9657
NEM | Solar PV | 23.165 | 8.3551 | 8.3723 | 11.9949 | 5.8348 | 180092.4856 | 602367.7877 | 3.9576 | 1.1992 | 5.6605 | 1382152.9001 | 89958.3334 | 172667.3694 | 318061.1742 | 1089197.6418 | 4.9259 | 128658.3275 | 366344.9982 | 435267.4422 | 401099.7448 | 456081.3011 | 28781.0824 | 219904.5183 | 362718.1999 | 74923.825
NEM | Grid Battery | 82.4538 | 7.1576 | 24.8706 | 1.5779 | 3.5599 | 216665.9072 | 35171.5206 | 12.3772 | 2.0813 | 295797.9179 | 989692.0267 | 46076.9636 | 464867.4612 | 1.6875 | 1034375.9773 | 1.0072 | 1.4324 | 2689.6036 | 762683.9496 | 0.68051 | 30287.5843 | 29590.3969 | 64648.8434 | 35010.2584 | 19934.7206
NEM | Pumped Hydro | 0 | 0 | 1712965.4403 | 5.3284 | 918457.615 | 376984.8207 | 64977.9821 | 9.6724 | 2.9264 | 68.6697 | 311529.657 | 45200.1903 | 163084.4525 | 2.9609 | 119008.2665 | 0.55666 | 0.58448 | 0.8579 | 127251.8692 | 0.72247 | 75918.3435 | 78363.5102 | 92458.0461 | 104944.9884 | 0.094891
NEM | VPP | 0 | 0 | 0 | 0 | 0 | 0 | 0 | 0 | 0 | 0 | 0 | 0 | 0 | 0 | 0 | 0 | 0 | 0 | 0 | 0 | 0 | 0 | 0 | 0 | 0
Total excluding storage |  | 277095.0662 | 1904321.1033 | 3169435.8604 | 3310040.2427 | 3107465.5146 | 3338344.0888 | 2915766.1274 | 428841.4134 | 152271.5845 | 803513.5269 | 5117951.7022 | 1838575.4358 | 1590719.6242 | 2755580.7184 | 3479306.109 | 1722344.5769 | 185860.0329 | 800194.0936 | 1007516.2643 | 1130369.9942 | 754104.0874 | 428931.768 | 717598.825 | 900017.7656 | 249354.3499
Region | Technology | 2023-24 | 2024-25 | 2025-26 | 2026-27 | 2027-28 | 2028-29 | 2029-30 | 2030-31 | 2031-32 | 2032-33 | 2033-34 | 2034-35 | 2035-36 | 2036-37 | 2037-38 | 2038-39 | 2039-40 | 2040-41 | 2041-42 | 2042-43 | 2043-44 | 2044-45 | 2045-46 | 2046-47 | 2047-48
NSW1 | Black Coal | 0 | 0 | 0 | 0 | 0 | 0 | 0 | 0 | 0 | 0 | 0 | 0 | 0 | 0 | 0 | 0 | 0 | 0 | 0 | 0 | 0 | 0 | 0 | 0 | 0
NSW1 | Brown Coal | 0 | 0 | 0 | 0 | 0 | 0 | 0 | 0 | 0 | 0 | 0 | 0 | 0 | 0 | 0 | 0 | 0 | 0 | 0 | 0 | 0 | 0 | 0 | 0 | 0
NSW1 | CCGT | 0 | 1.0241 | 0.25906 | 0.0089128 | 0.0048948 | 0.041737 | 0.10996 | 0.20356 | 0.0066648 | 0.1463 | 0.99608 | 0.0013839 | 0.013444 | 0.014737 | 0.0004686 | 0.0029711 | 0.0032476 | 0.01152 | 0.12843 | 0.013757 | 0.12347 | 0.0040854 | 0.051984 | 0.21261 | 0.0010463
NSW1 | Gas - Steam | 0 | 0 | 0 | 0 | 0 | 0 | 0 | 0 | 0 | 0 | 0 | 0 | 0 | 0 | 0 | 0 | 0 | 0 | 0 | 0 | 0 | 0 | 0 | 0 | 0
NSW1 | OCGT / Diesel | 3.1045 | 228959.991 | 180030.2666 | 0.014207 | 0.01343 | 0.021371 | 3.2488 | 263262.9557 | 0.012368 | 0.025131 | 250504.3942 | 0.023817 | 0.0076725 | 0.0096052 | 0.011155 | 0.0080213 | 0.012564 | 0.025245 | 0.020577 | 0.0087432 | 0.03807 | 0.7294 | 0.017138 | 0.030459 | 0.0028492
NSW1 | Hydro | 0 | 0 | 0 | 0 | 0 | 0 | 0 | 0 | 0 | 0 | 0 | 0 | 0 | 0 | 0 | 0 | 0 | 0 | 0 | 0 | 0 | 0 | 0 | 0 | 0
NSW1 | Hydrogen Turbine | 0 | 0 | 0 | 0 | 0 | 0 | 0 | 0 | 0 | 0 | 0 | 0 | 0 | 0 | 0 | 0 | 0 | 0 | 0 | 0 | 0 | 0 | 0 | 0 | 0
NSW1 | Wind | 28.1543 | 1419153.1081 | 1841961.2177 | 2189897.6125 | 1854151.2247 | 1938356.5142 | 1219258.9351 | 1.2585 | 0.16427 | 0.79526 | 903035.6297 | 695555.626 | 26.7532 | 453765.5565 | 287468.7894 | 1470542.3269 | 0.76392 | 34296.026 | 271842.7923 | 5199.5777 | 79014.7951 | 78653.7022 | 112377.5359 | 124091.2635 | 67721.3744
NSW1 | Solar PV | 4.517 | 6.1012 | 0.70747 | 7.1298 | 1.6375 | 180090.9519 | 602365.1019 | 1.0074 | 0.12658 | 0.91675 | 1382143.76 | 89945.8125 | 143139.5324 | 196302.4027 | 127485.1395 | 0.57258 | 120727.8666 | 307209.9023 | 58471.6207 | 82904.1724 | 152210.8898 | 13509.0875 | 54241.6459 | 141022.4552 | 6849.6643
NSW1 | Grid Battery | 42.2061 | 5.767 | 22.2285 | 0.30204 | 3.5092 | 216661.5537 | 35170.198 | 8.5302 | 0.55596 | 295715.3597 | 863341.8825 | 1.2474 | 1.0542 | 0.85874 | 6.2619 | 0.47567 | 0.57607 | 0.65882 | 243356.9368 | 0.31208 | 0.44892 | 21345.6501 | 11513.1631 | 24014.2031 | 0.057137
NSW1 | Pumped Hydro | 0 | 0 | 1712910.07 | 0.54376 | 918454.7809 | 376965.6655 | 64973.165 | 0.77299 | 0.19492 | 0.38449 | 408.8455 | 0.10007 | 0.1072 | 0.07217 | 0.066421 | 0.11978 | 0.10087 | 0.097152 | 1.678 | 0.1377 | 0.082281 | 73390.0207 | 0.09073 | 0.03632 | 0.0098226
NSW1 | VPP | 0 | 0 | 0 | 0 | 0 | 0 | 0 | 0 | 0 | 0 | 0 | 0 | 0 | 0 | 0 | 0 | 0 | 0 | 0 | 0 | 0 | 0 | 0 | 0 | 0
Total excluding storage |  | 35.7758 | 1648120.2244 | 2021992.4508 | 2189904.7654 | 1854152.8805 | 2118447.5292 | 1821627.3956 | 263265.4252 | 0.30989 | 1.8834 | 2535684.7801 | 785501.4637 | 143166.3067 | 650067.9836 | 414953.9405 | 1470542.9104 | 120728.6464 | 341505.9651 | 330314.562 | 88103.7726 | 231225.8464 | 92163.5231 | 166619.2509 | 265113.9617 | 74571.0426
Region | Technology | 2023-24 | 2024-25 | 2025-26 | 2026-27 | 2027-28 | 2028-29 | 2029-30 | 2030-31 | 2031-32 | 2032-33 | 2033-34 | 2034-35 | 2035-36 | 2036-37 | 2037-38 | 2038-39 | 2039-40 | 2040-41 | 2041-42 | 2042-43 | 2043-44 | 2044-45 | 2045-46 | 2046-47 | 2047-48
QLD1 | Black Coal | 0 | 0 | 0 | 0 | 0 | 0 | 0 | 0 | 0 | 0 | 0 | 0 | 0 | 0 | 0 | 0 | 0 | 0 | 0 | 0 | 0 | 0 | 0 | 0 | 0
QLD1 | Brown Coal | 0 | 0 | 0 | 0 | 0 | 0 | 0 | 0 | 0 | 0 | 0 | 0 | 0 | 0 | 0 | 0 | 0 | 0 | 0 | 0 | 0 | 0 | 0 | 0 | 0
QLD1 | CCGT | 0 | 0.92886 | 0.12316 | 0.033764 | 0.041527 | 0.29737 | 0.010997 | 0.029404 | 0.011579 | 0.21534 | 0.4021 | 0.23485 | 0.20493 | 0.026975 | 0.54244 | 0.0024396 | 0.0015006 | 0.0017669 | 0.0018709 | 0.0097202 | 0.018247 | 0.0010694 | 0.010167 | 0.15357 | 4.0198e-05
QLD1 | Gas - Steam | 0 | 0 | 0 | 0 | 0 | 0 | 0 | 0 | 0 | 0 | 0 | 0 | 0 | 0 | 0 | 0 | 0 | 0 | 0 | 0 | 0 | 0 | 0 | 0 | 0
QLD1 | OCGT / Diesel | 2.1621 | 0.095679 | 0.14453 | 0.10176 | 0.095216 | 2.0635 | 0.026341 | 0.018908 | 0.019111 | 0.1558 | 2.6395 | 264343.9578 | 0.29227 | 0.02695 | 4.216 | 0.0083488 | 0.012879 | 0.012519 | 0.0089562 | 0.01084 | 0.0096222 | 0.0074866 | 0.19074 | 63874.6018 | 0.0011866
QLD1 | Hydro | 0 | 0 | 0 | 0 | 0 | 0 | 0 | 0 | 0 | 0 | 0 | 0 | 0 | 0 | 0 | 0 | 0 | 0 | 0 | 0 | 0 | 0 | 0 | 0 | 0
QLD1 | Hydrogen Turbine | 0 | 0 | 0 | 0 | 0 | 0 | 0 | 0 | 0 | 0 | 0 | 0 | 0 | 0 | 0 | 0 | 0 | 0 | 0 | 0 | 0 | 0 | 0 | 0 | 0
QLD1 | Wind | 32.9849 | 1.0632 | 5.5664 | 901993.0368 | 1052460.3878 | 1035470.1845 | 925140.3996 | 1.802 | 0.41735 | 429850.4602 | 968439.4746 | 486026.0312 | 570044.4852 | 969354.9397 | 1138872.1737 | 0.093441 | 0.078862 | 0.19052 | 265291.36 | 297658.6034 | 152127.4458 | 51720.8257 | 208207.6703 | 162437.1585 | 30131.0955
QLD1 | Solar PV | 6.4803 | 0.68688 | 0.99224 | 4.1046 | 2.8897 | 0.96385 | 1.882 | 0.23134 | 0.15223 | 0.4314 | 5.5721 | 3.4926 | 29522.7279 | 121751.5137 | 898195.3321 | 0.02947 | 0.040408 | 59131.736 | 66585.3316 | 248776.7112 | 138097.6182 | 0.086463 | 48756.529 | 175588.8871 | 24069.0527
QLD1 | Grid Battery | 9.6863 | 0.23917 | 1.4136 | 0.22948 | 0.0093839 | 4.2811 | 0.077636 | 0.26835 | 0.25487 | 68.5352 | 126345.4957 | 46070.6905 | 253965.315 | 0.14086 | 929686.4322 | 0.13106 | 0.14994 | 0.15641 | 102358.9939 | 0.11406 | 30286.6444 | 0.071823 | 0.080882 | 10995.8946 | 0.031666
QLD1 | Pumped Hydro | 0 | 0 | 13.5042 | 1.5544 | 0.57149 | 16.7878 | 0.37822 | 0.2981 | 0.14365 | 53.2643 | 311090.4688 | 17645.8217 | 0.66096 | 0.13593 | 138.8389 | 0.086582 | 0.079409 | 0.069621 | 91887.1606 | 0.23525 | 75917.795 | 0.087295 | 68929.8297 | 104944.8816 | 0.010514
QLD1 | VPP | 0 | 0 | 0 | 0 | 0 | 0 | 0 | 0 | 0 | 0 | 0 | 0 | 0 | 0 | 0 | 0 | 0 | 0 | 0 | 0 | 0 | 0 | 0 | 0 | 0
Total excluding storage |  | 41.6274 | 2.7746 | 6.8264 | 901997.2768 | 1052463.4142 | 1035473.5093 | 925142.3189 | 2.0817 | 0.60028 | 429851.2627 | 968448.0883 | 750373.7164 | 599567.7103 | 1091106.5073 | 2037072.2642 | 0.1337 | 0.13365 | 59131.9408 | 331876.7025 | 546435.3352 | 290225.0919 | 51720.9207 | 256964.4002 | 401900.8009 | 54200.1493
Region | Technology | 2023-24 | 2024-25 | 2025-26 | 2026-27 | 2027-28 | 2028-29 | 2029-30 | 2030-31 | 2031-32 | 2032-33 | 2033-34 | 2034-35 | 2035-36 | 2036-37 | 2037-38 | 2038-39 | 2039-40 | 2040-41 | 2041-42 | 2042-43 | 2043-44 | 2044-45 | 2045-46 | 2046-47 | 2047-48
VIC1 | Black Coal | 0 | 0 | 0 | 0 | 0 | 0 | 0 | 0 | 0 | 0 | 0 | 0 | 0 | 0 | 0 | 0 | 0 | 0 | 0 | 0 | 0 | 0 | 0 | 0 | 0
VIC1 | Brown Coal | 0 | 0 | 0 | 0 | 0 | 0 | 0 | 0 | 0 | 0 | 0 | 0 | 0 | 0 | 0 | 0 | 0 | 0 | 0 | 0 | 0 | 0 | 0 | 0 | 0
VIC1 | CCGT | 0 | 0.8403 | 0.092351 | 0.03675 | 0.041037 | 0.09046 | 0.0095815 | 0.084982 | 0.0040265 | 0.097954 | 0.10039 | 0.17718 | 0.083585 | 0.011184 | 0.11435 | 0.001534 | 0.011929 | 0.056877 | 0.078276 | 0.0063308 | 0.071809 | 0.0068092 | 0.2783 | 0.011152 | 0.46449
VIC1 | Gas - Steam | 0 | 0 | 0 | 0 | 0 | 0 | 0 | 0 | 0 | 0 | 0 | 0 | 0 | 0 | 0 | 0 | 0 | 0 | 0 | 0 | 0 | 0 | 0 | 0 | 0
VIC1 | OCGT / Diesel | 2.1296 | 0.49964 | 0.026392 | 0.031538 | 0.033395 | 0.072072 | 0.0667 | 0.10913 | 0.067838 | 0.12567 | 0.091857 | 0.19164 | 1.3809 | 0.021584 | 0.045161 | 0.011312 | 0.019895 | 0.055782 | 3.075 | 0.010673 | 0.036325 | 163596.2927 | 17547.0318 | 0.010244 | 6912.0742
VIC1 | Hydro | 0 | 0 | 0 | 0 | 0 | 0 | 0 | 0 | 0 | 0 | 0 | 0 | 0 | 0 | 0 | 0 | 0 | 0 | 0 | 0 | 0 | 0 | 0 | 0 | 0
VIC1 | Hydrogen Turbine | 0 | 0 | 0 | 0 | 0 | 0 | 0 | 0 | 0 | 0 | 0 | 0 | 0 | 0 | 0 | 0 | 0 | 0 | 0 | 0 | 0 | 0 | 0 | 0 | 0
VIC1 | Wind | 16.5196 | 1.9958 | 910835.6701 | 0.43189 | 0.33478 | 1.1906 | 0.45897 | 2.0334 | 0.3504 | 2.4437 | 569236.1791 | 149952.3152 | 84850.3507 | 525403.7766 | 582269.2714 | 187952.8509 | 28806.8898 | 189593.7103 | 35107.69 | 375392.785 | 61017.0272 | 2.1779 | 106780.0631 | 58770.1417 | 32228.3545
VIC1 | Solar PV | 3.6249 | 0.56166 | 5.7405 | 0.07795 | 0.062079 | 0.080537 | 0.062125 | 0.14788 | 0.040801 | 0.99549 | 1.1188 | 1.7217 | 2.8835 | 1.0118 | 1.4998 | 4.2409 | 2.0256 | 2.465 | 150382.5316 | 69417.9316 | 71425.6999 | 15271.551 | 76140.0765 | 17197.2554 | 41329.3675
VIC1 | Grid Battery | 9.9647 | 1.0142 | 0.33542 | 0.38735 | 0.0098469 | 0.019859 | 0.20591 | 1.1968 | 0.2851 | 4.3287 | 1.6964 | 2.1516 | 84.037 | 0.23162 | 0.78756 | 0.11319 | 0.24935 | 2686.3428 | 266746.8862 | 0.119 | 0.12578 | 0.15573 | 18329.8994 | 0.038248 | 19934.4908
VIC1 | Pumped Hydro | 0 | 0 | 12.514 | 1.1529 | 0.34676 | 0.42677 | 0.57422 | 2.3104 | 0.18173 | 1.8705 | 3.1108 | 1.0319 | 0.4288 | 2.0627 | 3.7986 | 0.12416 | 0.14962 | 0.15207 | 6.1126 | 0.1051 | 0.099952 | 6.8774 | 0.73593 | 0.027969 | 0.019627
VIC1 | VPP | 0 | 0 | 0 | 0 | 0 | 0 | 0 | 0 | 0 | 0 | 0 | 0 | 0 | 0 | 0 | 0 | 0 | 0 | 0 | 0 | 0 | 0 | 0 | 0 | 0
Total excluding storage |  | 22.2741 | 3.8974 | 910841.5294 | 0.57813 | 0.47129 | 1.4337 | 0.59738 | 2.3754 | 0.46307 | 3.6628 | 569237.4901 | 149954.4057 | 84854.6988 | 525404.8211 | 582270.9307 | 187957.1046 | 28808.9472 | 189596.2879 | 185493.3748 | 444810.7337 | 132442.8353 | 178870.0284 | 200467.4498 | 75967.4185 | 80470.2607
Region | Technology | 2023-24 | 2024-25 | 2025-26 | 2026-27 | 2027-28 | 2028-29 | 2029-30 | 2030-31 | 2031-32 | 2032-33 | 2033-34 | 2034-35 | 2035-36 | 2036-37 | 2037-38 | 2038-39 | 2039-40 | 2040-41 | 2041-42 | 2042-43 | 2043-44 | 2044-45 | 2045-46 | 2046-47 | 2047-48
SA1 | Black Coal | 0 | 0 | 0 | 0 | 0 | 0 | 0 | 0 | 0 | 0 | 0 | 0 | 0 | 0 | 0 | 0 | 0 | 0 | 0 | 0 | 0 | 0 | 0 | 0 | 0
SA1 | Brown Coal | 0 | 0 | 0 | 0 | 0 | 0 | 0 | 0 | 0 | 0 | 0 | 0 | 0 | 0 | 0 | 0 | 0 | 0 | 0 | 0 | 0 | 0 | 0 | 0 | 0
SA1 | CCGT | 0 | 0.93489 | 0.030797 | 0.013686 | 0.029132 | 0.084275 | 0.025155 | 0.11212 | 0.0020028 | 0.13955 | 0.093176 | 0.20967 | 0.061924 | 0.0085469 | 0.21415 | 0.0019996 | 0.0080103 | 0.0031128 | 0.018346 | 0.0048335 | 0.11358 | 0.0008639 | 0.048524 | 0.0027805 | 0.0025085
SA1 | Gas - Steam | 0 | 0 | 0 | 0 | 0 | 0 | 0 | 0 | 0 | 0 | 0 | 0 | 0 | 0 | 0 | 0 | 0 | 0 | 0 | 0 | 0 | 0 | 0 | 0 | 0
SA1 | OCGT / Diesel | 2.18 | 0.10393 | 0.10705 | 0.094208 | 0.10367 | 0.11375 | 0.093278 | 0.11937 | 0.08408 | 0.11821 | 0.095905 | 0.23486 | 2.0378 | 0.02396 | 0.39294 | 0.010672 | 0.01872 | 0.023435 | 0.77779 | 0.010003 | 3703.7566 | 44820.2793 | 0.013751 | 0.0037495 | 0.0018248
SA1 | Hydro | 0 | 0 | 0 | 0 | 0 | 0 | 0 | 0 | 0 | 0 | 0 | 0 | 0 | 0 | 0 | 0 | 0 | 0 | 0 | 0 | 0 | 0 | 0 | 0 | 0
SA1 | Hydrogen Turbine | 0 | 0 | 0 | 0 | 0 | 0 | 0 | 0 | 0 | 0 | 0 | 0 | 0 | 0 | 0 | 0 | 0 | 0 | 0 | 0 | 0 | 0 | 0 | 0 | 0
SA1 | Wind | 30.3964 | 1.7837 | 1.3393 | 2.0405 | 2.3698 | 3.5753 | 2.0442 | 28.5582 | 4.0682 | 169379.7008 | 945602.8084 | 38.6388 | 385086.9219 | 357393.7165 | 206594.7842 | 63844.1552 | 28393.6409 | 209958.7898 | 0.56645 | 51018.8432 | 2159.2699 | 45690.2179 | 49402.1016 | 104390.6638 | 36812.0646
SA1 | Solar PV | 6.0673 | 0.64789 | 0.735 | 0.35639 | 0.82058 | 0.41506 | 0.54108 | 2.1582 | 0.66928 | 2.874 | 1.8518 | 6.846 | 1.7514 | 6.0951 | 63515.2988 | 0.048966 | 7928.315 | 0.86106 | 159827.6057 | 0.66155 | 94346.6694 | 0.039578 | 40765.7301 | 28909.5888 | 2675.7195
SA1 | Grid Battery | 11.8364 | 0.090826 | 0.18473 | 0.23046 | 0.016196 | 0.024813 | 0.36923 | 1.52 | 0.38988 | 6.3245 | 1.8173 | 2.1226 | 210813.0904 | 0.30155 | 104679.5944 | 0.1642 | 0.29749 | 0.28144 | 150220.1897 | 0.077283 | 0.24774 | 8244.4828 | 34805.6374 | 0.056038 | 0.021876
SA1 | Pumped Hydro | 0 | 0 | 13.7167 | 0.9457 | 0.97885 | 0.90494 | 0.54587 | 2.217 | 0.25493 | 2.5444 | 1.5272 | 1.25 | 5.8014 | 0.42371 | 0.71766 | 0.079334 | 0.11043 | 0.44394 | 0.98997 | 0.14461 | 0.27063 | 1.1795 | 0.9349 | 0.018453 | 0.022914
SA1 | VPP | 0 | 0 | 0 | 0 | 0 | 0 | 0 | 0 | 0 | 0 | 0 | 0 | 0 | 0 | 0 | 0 | 0 | 0 | 0 | 0 | 0 | 0 | 0 | 0 | 0
Total excluding storage |  | 38.6436 | 3.4704 | 2.2121 | 2.5048 | 3.3232 | 4.1884 | 2.7038 | 30.9479 | 4.8235 | 169382.8325 | 945604.8492 | 45.9293 | 385090.7731 | 357399.8442 | 270110.6901 | 63844.2168 | 36321.9826 | 209959.6774 | 159828.9683 | 51019.5196 | 100209.8094 | 90510.5377 | 90167.894 | 133300.2592 | 39487.7884
Region | Technology | 2023-24 | 2024-25 | 2025-26 | 2026-27 | 2027-28 | 2028-29 | 2029-30 | 2030-31 | 2031-32 | 2032-33 | 2033-34 | 2034-35 | 2035-36 | 2036-37 | 2037-38 | 2038-39 | 2039-40 | 2040-41 | 2041-42 | 2042-43 | 2043-44 | 2044-45 | 2045-46 | 2046-47 | 2047-48
TAS1 | Black Coal | 0 | 0 | 0 | 0 | 0 | 0 | 0 | 0 | 0 | 0 | 0 | 0 | 0 | 0 | 0 | 0 | 0 | 0 | 0 | 0 | 0 | 0 | 0 | 0 | 0
TAS1 | Brown Coal | 0 | 0 | 0 | 0 | 0 | 0 | 0 | 0 | 0 | 0 | 0 | 0 | 0 | 0 | 0 | 0 | 0 | 0 | 0 | 0 | 0 | 0 | 0 | 0 | 0
TAS1 | CCGT | 0 | 0.67702 | 0.045862 | 0.031176 | 0.02996 | 0.03147 | 0.051376 | 0.045756 | 0.030116 | 0.065204 | 0.051124 | 0.057452 | 0.028994 | 0.0065053 | 0.065191 | 0.0089726 | 0.0030803 | 0.005793 | 0.037944 | 0.0021985 | 0.0075421 | 0.0099528 | 0.01838 | 0.0021846 | 0.0063456
TAS1 | Gas - Steam | 0 | 0 | 0 | 0 | 0 | 0 | 0 | 0 | 0 | 0 | 0 | 0 | 0 | 0 | 0 | 0 | 0 | 0 | 0 | 0 | 0 | 0 | 0 | 0 | 0
TAS1 | OCGT / Diesel | 2.0574 | 0.10326 | 0.10478 | 0.11301 | 0.093548 | 0.099439 | 0.1097 | 0.082291 | 0.085459 | 0.11022 | 0.083002 | 0.12914 | 0.62072 | 0.018882 | 0.29279 | 0.014066 | 0.01518 | 0.037915 | 0.55418 | 0.010112 | 0.013862 | 0.47435 | 0.16556 | 0.0030532 | 0.0047537
TAS1 | Hydro | 0 | 0 | 0 | 0 | 0 | 0 | 0 | 0 | 0 | 0 | 0 | 0 | 0 | 0 | 0 | 0 | 0 | 0 | 0 | 0 | 0 | 0 | 0 | 0 | 0
TAS1 | Hydrogen Turbine | 0 | 0 | 0 | 0 | 0 | 0 | 0 | 0 | 0 | 0 | 0 | 0 | 0 | 0 | 0 | 0 | 0 | 0 | 0 | 0 | 0 | 0 | 0 | 0 | 0
TAS1 | Wind | 276952.2125 | 256189.5987 | 236592.494 | 218134.6471 | 200844.8769 | 184417.223 | 168992.75 | 165540.0423 | 152265.0619 | 204273.2671 | 98975.7629 | 152699.2734 | 378039.0114 | 131601.3861 | 174897.5539 | 0.1543 | 0.22488 | 0.14478 | 1.7119 | 0.35276 | 0.059183 | 15665.956 | 3379.1095 | 23735.3066 | 625.0767
TAS1 | Solar PV | 2.4753 | 0.35749 | 0.19709 | 0.32625 | 0.42497 | 0.074319 | 0.20065 | 0.41272 | 0.21032 | 0.44291 | 0.59737 | 0.46059 | 0.47429 | 0.15078 | 0.3717 | 0.034051 | 0.079895 | 0.033849 | 0.35258 | 0.26802 | 0.42386 | 0.31784 | 0.53675 | 0.01338 | 0.021049
TAS1 | Grid Battery | 8.7603 | 0.046389 | 0.70835 | 0.42862 | 0.015192 | 0.027701 | 0.66981 | 0.86183 | 0.59545 | 3.3698 | 1.1348 | 0.75155 | 3.9646 | 0.15476 | 2.9012 | 0.12306 | 0.15956 | 2.1641 | 0.94289 | 0.058093 | 0.11747 | 0.036432 | 0.062631 | 0.066365 | 0.11914
TAS1 | Pumped Hydro | 0 | 0 | 15.6354 | 1.1316 | 0.93698 | 1.0356 | 3.3188 | 4.0739 | 2.1512 | 10.6059 | 25.7047 | 27551.9867 | 163077.4541 | 0.26631 | 118864.845 | 0.14682 | 0.14416 | 0.095129 | 35355.928 | 0.099818 | 0.095616 | 4965.3453 | 23526.4548 | 0.024035 | 0.032012
TAS1 | VPP | 0 | 0 | 0 | 0 | 0 | 0 | 0 | 0 | 0 | 0 | 0 | 0 | 0 | 0 | 0 | 0 | 0 | 0 | 0 | 0 | 0 | 0 | 0 | 0 | 0
Total excluding storage |  | 276956.7453 | 256190.7364 | 236592.8417 | 218135.1175 | 200845.4254 | 184417.4282 | 168993.1117 | 165540.5831 | 152265.3878 | 204273.8854 | 98976.4944 | 152699.9206 | 378040.1354 | 131601.5622 | 174898.2835 | 0.21139 | 0.32303 | 0.22234 | 2.6566 | 0.63309 | 0.50445 | 15666.7582 | 3379.8302 | 23735.3253 | 625.1088

## Option 2_REHAB Cost
Rehabilition cost by technology ($000s) - Option 2, Progressive Change Scenario
REHAB | Real June 2021 dollars discounted to 1 July 2021
Explicitly modelled generation
Region | Technology | 2023-24 | 2024-25 | 2025-26 | 2026-27 | 2027-28 | 2028-29 | 2029-30 | 2030-31 | 2031-32 | 2032-33 | 2033-34 | 2034-35 | 2035-36 | 2036-37 | 2037-38 | 2038-39 | 2039-40 | 2040-41 | 2041-42 | 2042-43 | 2043-44 | 2044-45 | 2045-46 | 2046-47 | 2047-48
NEM | Black Coal | 0 | 0 | 59487.2476 | 8408.4699 | 12495.9633 | 0.00011907 | 12473.2711 | 0.037817 | 0.023059 | 9.4774e-05 | 1.4694e-05 | 4.0466e-05 | 6.1029e-05 | 0.0055752 | 1.8544e-05 | 0.00388 | 0.0001189 | 6.0019e-05 | 4.6454e-05 | 4.8689e-05 | 3.0234e-05 | 0.0040162 | 2.5019e-05 | 1.6289e-05 | 0.00046195
NEM | Brown Coal | 0 | 0 | 33404.3237 | 262.9086 | 1773.3259 | 0.00014286 | 4570.9973 | 0.11382 | 0.0072287 | 0 | 0 | 0 | 1.4725e-05 | 2.3897e-05 | 2.3984e-05 | 3135.5668 | 0.00077859 | 0.0024796 | 0.00065185 | 862.2527 | 3.2901e-05 | 163.7835 | 2.7667e-06 | 1.3736e-06 | 0
NEM | CCGT | 0 | 0 | 0 | 0 | 0 | 0 | 0 | 0 | 0 | 0 | 0 | 0 | 0 | 0 | 0 | 0 | 0 | 0 | 0 | 0 | 0 | 0 | 0 | 0 | 0
NEM | Gas - Steam | 0 | 0 | 0 | 0 | 0 | 0 | 0 | 0 | 0 | 0 | 0 | 0 | 0 | 0 | 0 | 0 | 0 | 0 | 0 | 0 | 0 | 0 | 0 | 0 | 0
NEM | OCGT / Diesel | 0 | 0 | 0 | 0 | 0 | 0 | 0 | 0 | 0 | 0 | 0 | 0 | 0 | 0 | 0 | 0 | 0 | 0 | 0 | 0 | 0 | 0 | 0 | 0 | 0
NEM | Hydro | 0 | 0 | 0 | 0 | 0 | 0 | 0 | 0 | 0 | 0 | 0 | 0 | 0 | 0 | 0 | 0 | 0 | 0 | 0 | 0 | 0 | 0 | 0 | 0 | 0
NEM | Hydrogen Turbine | 0 | 0 | 0 | 0 | 0 | 0 | 0 | 0 | 0 | 0 | 0 | 0 | 0 | 0 | 0 | 0 | 0 | 0 | 0 | 0 | 0 | 0 | 0 | 0 | 0
NEM | Wind | 0 | 0 | 0 | 0 | 0 | 0 | 0 | 0 | 0 | 0 | 0 | 0 | 0 | 0 | 0 | 0 | 0 | 0 | 0 | 0 | 0 | 0 | 0 | 0 | 0
NEM | Solar PV | 0 | 0 | 0 | 0 | 0 | 0 | 0 | 0 | 0 | 0 | 0 | 0 | 0 | 0 | 0 | 0 | 0 | 0 | 0 | 0 | 0 | 0 | 0 | 0 | 0
NEM | Grid Battery | 0 | 0 | 0 | 0 | 0 | 0 | 0 | 0 | 0 | 0 | 0 | 0 | 0 | 0 | 0 | 0 | 0 | 0 | 0 | 0 | 0 | 0 | 0 | 0 | 0
NEM | Pumped Hydro | 0 | 0 | 0 | 0 | 0 | 0 | 0 | 0 | 0 | 0 | 0 | 0 | 0 | 0 | 0 | 0 | 0 | 0 | 0 | 0 | 0 | 0 | 0 | 0 | 0
NEM | VPP | 0 | 0 | 0 | 0 | 0 | 0 | 0 | 0 | 0 | 0 | 0 | 0 | 0 | 0 | 0 | 0 | 0 | 0 | 0 | 0 | 0 | 0 | 0 | 0 | 0
Total excluding storage |  | 0 | 0 | 92891.5713 | 8671.3786 | 14269.2891 | 0.00026193 | 17044.2683 | 0.15163 | 0.030288 | 9.4774e-05 | 1.4694e-05 | 4.0466e-05 | 7.5754e-05 | 0.0055991 | 4.2528e-05 | 3135.5707 | 0.00089749 | 0.0025396 | 0.00069831 | 862.2528 | 6.3135e-05 | 163.7875 | 2.7786e-05 | 1.7662e-05 | 0.00046195
Region | Technology | 2023-24 | 2024-25 | 2025-26 | 2026-27 | 2027-28 | 2028-29 | 2029-30 | 2030-31 | 2031-32 | 2032-33 | 2033-34 | 2034-35 | 2035-36 | 2036-37 | 2037-38 | 2038-39 | 2039-40 | 2040-41 | 2041-42 | 2042-43 | 2043-44 | 2044-45 | 2045-46 | 2046-47 | 2047-48
NSW1 | Black Coal | 0 | 0 | 1545.4164 | 5499.8032 | 10269.2003 | 4.7235e-05 | 0.12268 | 0.00068489 | 0.02292 | 6.106e-05 | 3.5359e-06 | 1.9881e-05 | 5.3105e-05 | 4.6671e-05 | 4.2662e-06 | 2.8369e-05 | 1.2128e-05 | 0 | 0 | 0 | 0 | 0 | 0 | 0 | 0
NSW1 | Brown Coal | 0 | 0 | 0 | 0 | 0 | 0 | 0 | 0 | 0 | 0 | 0 | 0 | 0 | 0 | 0 | 0 | 0 | 0 | 0 | 0 | 0 | 0 | 0 | 0 | 0
NSW1 | CCGT | 0 | 0 | 0 | 0 | 0 | 0 | 0 | 0 | 0 | 0 | 0 | 0 | 0 | 0 | 0 | 0 | 0 | 0 | 0 | 0 | 0 | 0 | 0 | 0 | 0
NSW1 | Gas - Steam | 0 | 0 | 0 | 0 | 0 | 0 | 0 | 0 | 0 | 0 | 0 | 0 | 0 | 0 | 0 | 0 | 0 | 0 | 0 | 0 | 0 | 0 | 0 | 0 | 0
NSW1 | OCGT / Diesel | 0 | 0 | 0 | 0 | 0 | 0 | 0 | 0 | 0 | 0 | 0 | 0 | 0 | 0 | 0 | 0 | 0 | 0 | 0 | 0 | 0 | 0 | 0 | 0 | 0
NSW1 | Hydro | 0 | 0 | 0 | 0 | 0 | 0 | 0 | 0 | 0 | 0 | 0 | 0 | 0 | 0 | 0 | 0 | 0 | 0 | 0 | 0 | 0 | 0 | 0 | 0 | 0
NSW1 | Hydrogen Turbine | 0 | 0 | 0 | 0 | 0 | 0 | 0 | 0 | 0 | 0 | 0 | 0 | 0 | 0 | 0 | 0 | 0 | 0 | 0 | 0 | 0 | 0 | 0 | 0 | 0
NSW1 | Wind | 0 | 0 | 0 | 0 | 0 | 0 | 0 | 0 | 0 | 0 | 0 | 0 | 0 | 0 | 0 | 0 | 0 | 0 | 0 | 0 | 0 | 0 | 0 | 0 | 0
NSW1 | Solar PV | 0 | 0 | 0 | 0 | 0 | 0 | 0 | 0 | 0 | 0 | 0 | 0 | 0 | 0 | 0 | 0 | 0 | 0 | 0 | 0 | 0 | 0 | 0 | 0 | 0
NSW1 | Grid Battery | 0 | 0 | 0 | 0 | 0 | 0 | 0 | 0 | 0 | 0 | 0 | 0 | 0 | 0 | 0 | 0 | 0 | 0 | 0 | 0 | 0 | 0 | 0 | 0 | 0
NSW1 | Pumped Hydro | 0 | 0 | 0 | 0 | 0 | 0 | 0 | 0 | 0 | 0 | 0 | 0 | 0 | 0 | 0 | 0 | 0 | 0 | 0 | 0 | 0 | 0 | 0 | 0 | 0
NSW1 | VPP | 0 | 0 | 0 | 0 | 0 | 0 | 0 | 0 | 0 | 0 | 0 | 0 | 0 | 0 | 0 | 0 | 0 | 0 | 0 | 0 | 0 | 0 | 0 | 0 | 0
Total excluding storage |  | 0 | 0 | 1545.4164 | 5499.8032 | 10269.2003 | 4.7235e-05 | 0.12268 | 0.00068489 | 0.02292 | 6.106e-05 | 3.5359e-06 | 1.9881e-05 | 5.3105e-05 | 4.6671e-05 | 4.2662e-06 | 2.8369e-05 | 1.2128e-05 | 0 | 0 | 0 | 0 | 0 | 0 | 0 | 0
Region | Technology | 2023-24 | 2024-25 | 2025-26 | 2026-27 | 2027-28 | 2028-29 | 2029-30 | 2030-31 | 2031-32 | 2032-33 | 2033-34 | 2034-35 | 2035-36 | 2036-37 | 2037-38 | 2038-39 | 2039-40 | 2040-41 | 2041-42 | 2042-43 | 2043-44 | 2044-45 | 2045-46 | 2046-47 | 2047-48
QLD1 | Black Coal | 0 | 0 | 57941.8312 | 2908.6668 | 2226.763 | 7.1835e-05 | 12473.1484 | 0.037132 | 0.00013945 | 3.3714e-05 | 1.1158e-05 | 2.0585e-05 | 7.924e-06 | 0.0055285 | 1.4278e-05 | 0.0038516 | 0.00010677 | 6.0019e-05 | 4.6454e-05 | 4.8689e-05 | 3.0234e-05 | 0.0040162 | 2.5019e-05 | 1.6289e-05 | 0.00046195
QLD1 | Brown Coal | 0 | 0 | 0 | 0 | 0 | 0 | 0 | 0 | 0 | 0 | 0 | 0 | 0 | 0 | 0 | 0 | 0 | 0 | 0 | 0 | 0 | 0 | 0 | 0 | 0
QLD1 | CCGT | 0 | 0 | 0 | 0 | 0 | 0 | 0 | 0 | 0 | 0 | 0 | 0 | 0 | 0 | 0 | 0 | 0 | 0 | 0 | 0 | 0 | 0 | 0 | 0 | 0
QLD1 | Gas - Steam | 0 | 0 | 0 | 0 | 0 | 0 | 0 | 0 | 0 | 0 | 0 | 0 | 0 | 0 | 0 | 0 | 0 | 0 | 0 | 0 | 0 | 0 | 0 | 0 | 0
QLD1 | OCGT / Diesel | 0 | 0 | 0 | 0 | 0 | 0 | 0 | 0 | 0 | 0 | 0 | 0 | 0 | 0 | 0 | 0 | 0 | 0 | 0 | 0 | 0 | 0 | 0 | 0 | 0
QLD1 | Hydro | 0 | 0 | 0 | 0 | 0 | 0 | 0 | 0 | 0 | 0 | 0 | 0 | 0 | 0 | 0 | 0 | 0 | 0 | 0 | 0 | 0 | 0 | 0 | 0 | 0
QLD1 | Hydrogen Turbine | 0 | 0 | 0 | 0 | 0 | 0 | 0 | 0 | 0 | 0 | 0 | 0 | 0 | 0 | 0 | 0 | 0 | 0 | 0 | 0 | 0 | 0 | 0 | 0 | 0
QLD1 | Wind | 0 | 0 | 0 | 0 | 0 | 0 | 0 | 0 | 0 | 0 | 0 | 0 | 0 | 0 | 0 | 0 | 0 | 0 | 0 | 0 | 0 | 0 | 0 | 0 | 0
QLD1 | Solar PV | 0 | 0 | 0 | 0 | 0 | 0 | 0 | 0 | 0 | 0 | 0 | 0 | 0 | 0 | 0 | 0 | 0 | 0 | 0 | 0 | 0 | 0 | 0 | 0 | 0
QLD1 | Grid Battery | 0 | 0 | 0 | 0 | 0 | 0 | 0 | 0 | 0 | 0 | 0 | 0 | 0 | 0 | 0 | 0 | 0 | 0 | 0 | 0 | 0 | 0 | 0 | 0 | 0
QLD1 | Pumped Hydro | 0 | 0 | 0 | 0 | 0 | 0 | 0 | 0 | 0 | 0 | 0 | 0 | 0 | 0 | 0 | 0 | 0 | 0 | 0 | 0 | 0 | 0 | 0 | 0 | 0
QLD1 | VPP | 0 | 0 | 0 | 0 | 0 | 0 | 0 | 0 | 0 | 0 | 0 | 0 | 0 | 0 | 0 | 0 | 0 | 0 | 0 | 0 | 0 | 0 | 0 | 0 | 0
Total excluding storage |  | 0 | 0 | 57941.8312 | 2908.6668 | 2226.763 | 7.1835e-05 | 12473.1484 | 0.037132 | 0.00013945 | 3.3714e-05 | 1.1158e-05 | 2.0585e-05 | 7.924e-06 | 0.0055285 | 1.4278e-05 | 0.0038516 | 0.00010677 | 6.0019e-05 | 4.6454e-05 | 4.8689e-05 | 3.0234e-05 | 0.0040162 | 2.5019e-05 | 1.6289e-05 | 0.00046195
Region | Technology | 2023-24 | 2024-25 | 2025-26 | 2026-27 | 2027-28 | 2028-29 | 2029-30 | 2030-31 | 2031-32 | 2032-33 | 2033-34 | 2034-35 | 2035-36 | 2036-37 | 2037-38 | 2038-39 | 2039-40 | 2040-41 | 2041-42 | 2042-43 | 2043-44 | 2044-45 | 2045-46 | 2046-47 | 2047-48
VIC1 | Black Coal | 0 | 0 | 0 | 0 | 0 | 0 | 0 | 0 | 0 | 0 | 0 | 0 | 0 | 0 | 0 | 0 | 0 | 0 | 0 | 0 | 0 | 0 | 0 | 0 | 0
VIC1 | Brown Coal | 0 | 0 | 33404.3237 | 262.9086 | 1773.3259 | 0.00014286 | 4570.9973 | 0.11382 | 0.0072287 | 0 | 0 | 0 | 1.4725e-05 | 2.3897e-05 | 2.3984e-05 | 3135.5668 | 0.00077859 | 0.0024796 | 0.00065185 | 862.2527 | 3.2901e-05 | 163.7835 | 2.7667e-06 | 1.3736e-06 | 0
VIC1 | CCGT | 0 | 0 | 0 | 0 | 0 | 0 | 0 | 0 | 0 | 0 | 0 | 0 | 0 | 0 | 0 | 0 | 0 | 0 | 0 | 0 | 0 | 0 | 0 | 0 | 0
VIC1 | Gas - Steam | 0 | 0 | 0 | 0 | 0 | 0 | 0 | 0 | 0 | 0 | 0 | 0 | 0 | 0 | 0 | 0 | 0 | 0 | 0 | 0 | 0 | 0 | 0 | 0 | 0
VIC1 | OCGT / Diesel | 0 | 0 | 0 | 0 | 0 | 0 | 0 | 0 | 0 | 0 | 0 | 0 | 0 | 0 | 0 | 0 | 0 | 0 | 0 | 0 | 0 | 0 | 0 | 0 | 0
VIC1 | Hydro | 0 | 0 | 0 | 0 | 0 | 0 | 0 | 0 | 0 | 0 | 0 | 0 | 0 | 0 | 0 | 0 | 0 | 0 | 0 | 0 | 0 | 0 | 0 | 0 | 0
VIC1 | Hydrogen Turbine | 0 | 0 | 0 | 0 | 0 | 0 | 0 | 0 | 0 | 0 | 0 | 0 | 0 | 0 | 0 | 0 | 0 | 0 | 0 | 0 | 0 | 0 | 0 | 0 | 0
VIC1 | Wind | 0 | 0 | 0 | 0 | 0 | 0 | 0 | 0 | 0 | 0 | 0 | 0 | 0 | 0 | 0 | 0 | 0 | 0 | 0 | 0 | 0 | 0 | 0 | 0 | 0
VIC1 | Solar PV | 0 | 0 | 0 | 0 | 0 | 0 | 0 | 0 | 0 | 0 | 0 | 0 | 0 | 0 | 0 | 0 | 0 | 0 | 0 | 0 | 0 | 0 | 0 | 0 | 0
VIC1 | Grid Battery | 0 | 0 | 0 | 0 | 0 | 0 | 0 | 0 | 0 | 0 | 0 | 0 | 0 | 0 | 0 | 0 | 0 | 0 | 0 | 0 | 0 | 0 | 0 | 0 | 0
VIC1 | Pumped Hydro | 0 | 0 | 0 | 0 | 0 | 0 | 0 | 0 | 0 | 0 | 0 | 0 | 0 | 0 | 0 | 0 | 0 | 0 | 0 | 0 | 0 | 0 | 0 | 0 | 0
VIC1 | VPP | 0 | 0 | 0 | 0 | 0 | 0 | 0 | 0 | 0 | 0 | 0 | 0 | 0 | 0 | 0 | 0 | 0 | 0 | 0 | 0 | 0 | 0 | 0 | 0 | 0
Total excluding storage |  | 0 | 0 | 33404.3237 | 262.9086 | 1773.3259 | 0.00014286 | 4570.9973 | 0.11382 | 0.0072287 | 0 | 0 | 0 | 1.4725e-05 | 2.3897e-05 | 2.3984e-05 | 3135.5668 | 0.00077859 | 0.0024796 | 0.00065185 | 862.2527 | 3.2901e-05 | 163.7835 | 2.7667e-06 | 1.3736e-06 | 0
Region | Technology | 2023-24 | 2024-25 | 2025-26 | 2026-27 | 2027-28 | 2028-29 | 2029-30 | 2030-31 | 2031-32 | 2032-33 | 2033-34 | 2034-35 | 2035-36 | 2036-37 | 2037-38 | 2038-39 | 2039-40 | 2040-41 | 2041-42 | 2042-43 | 2043-44 | 2044-45 | 2045-46 | 2046-47 | 2047-48
SA1 | Black Coal | 0 | 0 | 0 | 0 | 0 | 0 | 0 | 0 | 0 | 0 | 0 | 0 | 0 | 0 | 0 | 0 | 0 | 0 | 0 | 0 | 0 | 0 | 0 | 0 | 0
SA1 | Brown Coal | 0 | 0 | 0 | 0 | 0 | 0 | 0 | 0 | 0 | 0 | 0 | 0 | 0 | 0 | 0 | 0 | 0 | 0 | 0 | 0 | 0 | 0 | 0 | 0 | 0
SA1 | CCGT | 0 | 0 | 0 | 0 | 0 | 0 | 0 | 0 | 0 | 0 | 0 | 0 | 0 | 0 | 0 | 0 | 0 | 0 | 0 | 0 | 0 | 0 | 0 | 0 | 0
SA1 | Gas - Steam | 0 | 0 | 0 | 0 | 0 | 0 | 0 | 0 | 0 | 0 | 0 | 0 | 0 | 0 | 0 | 0 | 0 | 0 | 0 | 0 | 0 | 0 | 0 | 0 | 0
SA1 | OCGT / Diesel | 0 | 0 | 0 | 0 | 0 | 0 | 0 | 0 | 0 | 0 | 0 | 0 | 0 | 0 | 0 | 0 | 0 | 0 | 0 | 0 | 0 | 0 | 0 | 0 | 0
SA1 | Hydro | 0 | 0 | 0 | 0 | 0 | 0 | 0 | 0 | 0 | 0 | 0 | 0 | 0 | 0 | 0 | 0 | 0 | 0 | 0 | 0 | 0 | 0 | 0 | 0 | 0
SA1 | Hydrogen Turbine | 0 | 0 | 0 | 0 | 0 | 0 | 0 | 0 | 0 | 0 | 0 | 0 | 0 | 0 | 0 | 0 | 0 | 0 | 0 | 0 | 0 | 0 | 0 | 0 | 0
SA1 | Wind | 0 | 0 | 0 | 0 | 0 | 0 | 0 | 0 | 0 | 0 | 0 | 0 | 0 | 0 | 0 | 0 | 0 | 0 | 0 | 0 | 0 | 0 | 0 | 0 | 0
SA1 | Solar PV | 0 | 0 | 0 | 0 | 0 | 0 | 0 | 0 | 0 | 0 | 0 | 0 | 0 | 0 | 0 | 0 | 0 | 0 | 0 | 0 | 0 | 0 | 0 | 0 | 0
SA1 | Grid Battery | 0 | 0 | 0 | 0 | 0 | 0 | 0 | 0 | 0 | 0 | 0 | 0 | 0 | 0 | 0 | 0 | 0 | 0 | 0 | 0 | 0 | 0 | 0 | 0 | 0
SA1 | Pumped Hydro | 0 | 0 | 0 | 0 | 0 | 0 | 0 | 0 | 0 | 0 | 0 | 0 | 0 | 0 | 0 | 0 | 0 | 0 | 0 | 0 | 0 | 0 | 0 | 0 | 0
SA1 | VPP | 0 | 0 | 0 | 0 | 0 | 0 | 0 | 0 | 0 | 0 | 0 | 0 | 0 | 0 | 0 | 0 | 0 | 0 | 0 | 0 | 0 | 0 | 0 | 0 | 0
Total excluding storage |  | 0 | 0 | 0 | 0 | 0 | 0 | 0 | 0 | 0 | 0 | 0 | 0 | 0 | 0 | 0 | 0 | 0 | 0 | 0 | 0 | 0 | 0 | 0 | 0 | 0
Region | Technology | 2023-24 | 2024-25 | 2025-26 | 2026-27 | 2027-28 | 2028-29 | 2029-30 | 2030-31 | 2031-32 | 2032-33 | 2033-34 | 2034-35 | 2035-36 | 2036-37 | 2037-38 | 2038-39 | 2039-40 | 2040-41 | 2041-42 | 2042-43 | 2043-44 | 2044-45 | 2045-46 | 2046-47 | 2047-48
TAS1 | Black Coal | 0 | 0 | 0 | 0 | 0 | 0 | 0 | 0 | 0 | 0 | 0 | 0 | 0 | 0 | 0 | 0 | 0 | 0 | 0 | 0 | 0 | 0 | 0 | 0 | 0
TAS1 | Brown Coal | 0 | 0 | 0 | 0 | 0 | 0 | 0 | 0 | 0 | 0 | 0 | 0 | 0 | 0 | 0 | 0 | 0 | 0 | 0 | 0 | 0 | 0 | 0 | 0 | 0
TAS1 | CCGT | 0 | 0 | 0 | 0 | 0 | 0 | 0 | 0 | 0 | 0 | 0 | 0 | 0 | 0 | 0 | 0 | 0 | 0 | 0 | 0 | 0 | 0 | 0 | 0 | 0
TAS1 | Gas - Steam | 0 | 0 | 0 | 0 | 0 | 0 | 0 | 0 | 0 | 0 | 0 | 0 | 0 | 0 | 0 | 0 | 0 | 0 | 0 | 0 | 0 | 0 | 0 | 0 | 0
TAS1 | OCGT / Diesel | 0 | 0 | 0 | 0 | 0 | 0 | 0 | 0 | 0 | 0 | 0 | 0 | 0 | 0 | 0 | 0 | 0 | 0 | 0 | 0 | 0 | 0 | 0 | 0 | 0
TAS1 | Hydro | 0 | 0 | 0 | 0 | 0 | 0 | 0 | 0 | 0 | 0 | 0 | 0 | 0 | 0 | 0 | 0 | 0 | 0 | 0 | 0 | 0 | 0 | 0 | 0 | 0
TAS1 | Hydrogen Turbine | 0 | 0 | 0 | 0 | 0 | 0 | 0 | 0 | 0 | 0 | 0 | 0 | 0 | 0 | 0 | 0 | 0 | 0 | 0 | 0 | 0 | 0 | 0 | 0 | 0
TAS1 | Wind | 0 | 0 | 0 | 0 | 0 | 0 | 0 | 0 | 0 | 0 | 0 | 0 | 0 | 0 | 0 | 0 | 0 | 0 | 0 | 0 | 0 | 0 | 0 | 0 | 0
TAS1 | Solar PV | 0 | 0 | 0 | 0 | 0 | 0 | 0 | 0 | 0 | 0 | 0 | 0 | 0 | 0 | 0 | 0 | 0 | 0 | 0 | 0 | 0 | 0 | 0 | 0 | 0
TAS1 | Grid Battery | 0 | 0 | 0 | 0 | 0 | 0 | 0 | 0 | 0 | 0 | 0 | 0 | 0 | 0 | 0 | 0 | 0 | 0 | 0 | 0 | 0 | 0 | 0 | 0 | 0
TAS1 | Pumped Hydro | 0 | 0 | 0 | 0 | 0 | 0 | 0 | 0 | 0 | 0 | 0 | 0 | 0 | 0 | 0 | 0 | 0 | 0 | 0 | 0 | 0 | 0 | 0 | 0 | 0
TAS1 | VPP | 0 | 0 | 0 | 0 | 0 | 0 | 0 | 0 | 0 | 0 | 0 | 0 | 0 | 0 | 0 | 0 | 0 | 0 | 0 | 0 | 0 | 0 | 0 | 0 | 0
Total excluding storage |  | 0 | 0 | 0 | 0 | 0 | 0 | 0 | 0 | 0 | 0 | 0 | 0 | 0 | 0 | 0 | 0 | 0 | 0 | 0 | 0 | 0 | 0 | 0 | 0 | 0

## Option 2_REZ Tx Cost
REZ transmission expansion cost by region ($000s) - Option 2, Progressive Change Scenario
REZ Expansion | Real June 2021 dollars discounted to 1 July 2021. As with the total capital costs, the REZ transmission expansion costs are annualised for modelling purposes.
Explicitly modelled generation
Region | Technology | 2023-24 | 2024-25 | 2025-26 | 2026-27 | 2027-28 | 2028-29 | 2029-30 | 2030-31 | 2031-32 | 2032-33 | 2033-34 | 2034-35 | 2035-36 | 2036-37 | 2037-38 | 2038-39 | 2039-40 | 2040-41 | 2041-42 | 2042-43 | 2043-44 | 2044-45 | 2045-46 | 2046-47 | 2047-48
NSW1 | Transmission | 0.47705 | 0.045421 | 0.051967 | 0.050391 | 0.050229 | 0.065779 | 0.10592 | 0.10671 | 0.040489 | 0.088813 | 156170.2991 | 43998.7584 | 14164.3329 | 14377.4149 | 0.035449 | 0.042045 | 0.034958 | 0.058609 | 0.0596 | 0.14704 | 100.7811 | 313.9365 | 33245.3083 | 46681.0184 | 1143.5515
QLD1 | Transmission | 991.168 | 4.8693 | 5.8055 | 0.10857 | 0.26036 | 305.6108 | 16.9292 | 3582.3029 | 7.0908 | 0.15117 | 96.5399 | 88572.7334 | 119007.9093 | 103844.4039 | 247984.671 | 9.8332 | 4749.3251 | 21338.8813 | 52753.4131 | 61125.4086 | 104910.4734 | 17158.2831 | 128291.8277 | 85561.2603 | 23060.9169
VIC1 | Transmission | 0.19485 | 0.028874 | 0.015645 | 0.012849 | 0.0081831 | 0.011288 | 0.013883 | 0.018933 | 0.017359 | 0.021712 | 0.032301 | 0.031428 | 0.053956 | 0.083566 | 0.029023 | 0.019844 | 0.016989 | 0.18177 | 0.02553 | 62009.7954 | 0.010067 | 0.011984 | 0.043418 | 0.21916 | 4454.5456
SA1 | Transmission | 810.0329 | 0.2006 | 0.25248 | 0.25487 | 0.24586 | 0.33989 | 0.22696 | 1.3479 | 0.18143 | 54.6122 | 18297.7299 | 1.8515 | 100.4341 | 6945.5031 | 442.3615 | 0.1012 | 23.4917 | 15845.6957 | 165.1913 | 2234.4828 | 3329.107 | 12830.2512 | 4531.8734 | 33697.6298 | 6599.6094
TAS1 | Transmission | 0.18554 | 0.041023 | 0.051607 | 0.02342 | 0.023233 | 0.019243 | 0.019586 | 0.022978 | 0.019634 | 0.033974 | 0.064578 | 0.05857 | 0.024094 | 0.16383 | 0.026314 | 0.02016 | 0.018713 | 0.01778 | 0.02007 | 0.028481 | 0.013081 | 0.01086 | 0.029943 | 3619.8938 | 0.016466
NEM | Total | 1802.0584 | 5.1852 | 6.1772 | 0.4501 | 0.58787 | 306.047 | 17.2956 | 3583.7993 | 7.3497 | 54.9078 | 174564.6658 | 132573.4333 | 133272.7543 | 125167.5692 | 248427.1233 | 10.0164 | 4772.8874 | 37184.8351 | 52918.7096 | 125369.8624 | 108340.3846 | 30302.4936 | 166069.0829 | 169560.0214 | 35258.6398

## Option 2_USE+DSP Cost
USE and USE / DSP cost by region ($000s) - Option 2, Progressive Change Scenario
USE / DSP | Real June 2021 dollars discounted to 1 July 2021
Explicitly modelled generation
Region | Technology | 2023-24 | 2024-25 | 2025-26 | 2026-27 | 2027-28 | 2028-29 | 2029-30 | 2030-31 | 2031-32 | 2032-33 | 2033-34 | 2034-35 | 2035-36 | 2036-37 | 2037-38 | 2038-39 | 2039-40 | 2040-41 | 2041-42 | 2042-43 | 2043-44 | 2044-45 | 2045-46 | 2046-47 | 2047-48
NSW1 | USE / DSP | 14580.9142 | 15868.2298 | 60930.2634 | 2081.4228 | 2619.567 | 16495.2385 | 12694.3056 | 45931.6968 | 116.5565 | 10140.5958 | 35618.7103 | 46603.7207 | 51.0577 | 17.536 | 12716.1601 | 2.7478 | 57.0208 | 17.7432 | 12190.4497 | 9.6134 | 391.8649 | 446.1115 | 299.6745 | 1174.6306 | 110.4193
QLD1 | USE / DSP | 0.32876 | 0.32749 | 0.33115 | 0.33072 | 0.33158 | 59324.0129 | 1157.6644 | 1868.4176 | 0.34225 | 4822.6416 | 2758.2414 | 5243.4941 | 14027.4042 | 0.35954 | 78197.9678 | 0.35944 | 1022.5698 | 219.7145 | 1302.8161 | 403.1446 | 7091.9995 | 854.555 | 828.9867 | 2804.9613 | 132.6537
VIC1 | USE / DSP | 4.5915 | 2772.7492 | 58.6049 | 374.2554 | 10.4315 | 5.7302 | 3.4811 | 25.6134 | 3.1821 | 60.3641 | 3.2696 | 108.1074 | 7050.7763 | 178.5346 | 7694.9681 | 3.3511 | 142.9168 | 589.1314 | 8040.3787 | 405.4924 | 681.5144 | 678.6786 | 809.4435 | 246.9881 | 925.7758
SA1 | USE / DSP | 2.9632 | 0.37276 | 18.3147 | 3.2301 | 1.9098 | 3.5146 | 0.36299 | 10.7111 | 0.37521 | 21.2264 | 0.38757 | 61.7093 | 762.6085 | 592.8084 | 1230.4934 | 0.39822 | 46.0442 | 870.3501 | 1044.7694 | 43.7109 | 348.3108 | 316.6987 | 375.9985 | 112.8543 | 410.509
TAS1 | USE / DSP | 0.22544 | 0.22452 | 0.22454 | 0.22422 | 0.22472 | 0.22437 | 0.2273 | 5.8948 | 0.23518 | 22.4222 | 0.24316 | 28.151 | 32.2265 | 0.24369 | 40.7784 | 0.24335 | 56.2561 | 43.7841 | 74.6685 | 0.24335 | 152.5024 | 173.8779 | 154.9942 | 29.2242 | 194.5813
NEM | Total | 14589.0231 | 18641.9037 | 61007.7387 | 2459.4632 | 2632.4646 | 75828.7205 | 13856.0414 | 47842.3337 | 120.6913 | 15067.2501 | 38380.852 | 52045.1825 | 21924.0732 | 789.4822 | 99880.3678 | 7.0999 | 1324.8077 | 1740.7233 | 22653.0823 | 862.2047 | 8666.192 | 2469.9217 | 2469.0974 | 4368.6585 | 1773.939