## Cover
Victoria to NSW Interconnector West PADR
Market Modelling Results - Step Change Scenario
Transgrid | 26 July 2022

## Release notice
Notice
Ernst & Young (“EY”) was engaged on the instructions of NSW Electricity Networks Operations Pty Limited, as trustee for NSW Electricity Networks Operations Trust (“Transgrid”), to undertake market modelling of system costs and benefits to assess two options for the Victoria to NSW Interconnector West (VNI West) Regulatory Investment Test for Transmission (“VNI West RIT-T”). The results of EY’s work, including the assumptions and qualifications made in preparing the workbook (“Workbook”), are set out in EY's report (“Report”) dated 26 July 2022. The Workbook and the Report should be read in conjunction with each other and in their entirety including any disclaimers and attachments, this notice and the notice included in the Report. A reference to the Workbook includes any part of the Workbook. No further work has been undertaken by EY since the date of the Workbook to update it. EY has prepared the Workbook for the benefit of Transgrid and has considered only the interest of Transgrid. EY has not been engaged to act, and has not acted, as advisor to any other party. Accordingly, EY makes no representations as to the appropriateness, accuracy or completeness of the Workbook for any other party's purposes. Our work commenced on 22 September 2021 and was completed on 4 May 2022. Therefore, our Workbook does not take account of events or circumstances arising after 4 May 2022 and we have no responsibility to update the Workbook for such events or circumstances. No reliance may be placed upon the Workbook or any of its contents by any party other than Transgrid (“Third Parties”). Any Third Parties receiving a copy of the Workbook must make and rely on their own enquiries in relation to the issues to which the Workbook relates, the contents of the Workbook and all matters arising from or relating to or in any way connected with the Workbook or its contents. EY disclaims all responsibility to any Third Parties for any loss or liability that the Third Parties may suffer or incur arising from or relating to or in any way connected with the contents of the Workbook, the provision of the Workbook to the Third Parties or the reliance upon the Workbook by the Third Parties. No claim or demand or any actions or proceedings may be brought against EY arising from or connected with the contents of the Workbook or the provision of the Workbook to the Third Parties. EY will be released and forever discharged from any such claims, demands, actions or proceedings. Our Workbook is based, in part, on the information provided to us by Transgrid and other stakeholders engaged in this process. We have relied on the accuracy of the information gathered through these sources. We do not imply, and it should not be construed that we have performed an audit, verification or due diligence procedures on any of the information provided to us. We have not independently verified, nor accept any responsibility or liability for independently verifying, any such information nor do we make any representation as to the accuracy or completeness of the information. We accept no liability for any loss or damage, which may result from your reliance on any research, analyses or information so supplied. Modelling work performed as part of our scope inherently requires assumptions about future behaviours and market interactions, which may result in forecasts that deviate from future conditions. There will usually be differences between estimated and actual outcomes, because events and circumstances frequently do not occur as expected, and those differences may be material. We take no responsibility that the projected outcomes will be achieved. We highlight that our analysis and Workbook do not constitute investment advice or a recommendation to you on a future course of action. We provide no assurance that the scenarios we have modelled will be accepted by any relevant authority or third party. EY has consented to the Workbook being published electronically on Transgrid’s website for informational purposes only. EY has not consented to distribution or disclosure beyond this. The material contained in the Workbook, including the EY logo, is copyright. The copyright in the material contained in the Workbook itself, excluding EY logo, vests in Transgrid. The Workbook, including the EY logo, cannot be altered without prior written permission from EY. Readers are advised that the outcomes provided are based on many detailed assumptions underpinning the scenario, and the key assumptions are described in the Workbook. These assumptions were selected by Transgrid after public consultation. The modelled scenario represents one possible future option for the development and operation of the National Electricity Market, and it must be acknowledged that many alternative futures exist. Alternative futures beyond those presented have not been evaluated as part of this Workbook. EY’s liability is limited by a scheme approved under Professional Standards Legislation.

## Version notes
Change log
2022-07-26 | 1 | Victoria to NSW Interconnector West PADR Market Modelling Results Workbook, Step Change Scenario.

## Abbreviations and notes
Acronyms
AEMO | Australian Energy Market Operator
CCGT | Closed cycle gas turbine
Diesel | Diesel generator
Distributed PV | PV non-scheduled generators (PVNSG) and Rooftop PV
DSP | Demand-side participation
ESOO | Electricity Statement Of Opportunities
FOM | Fixed operations and maintenance
Gas - Steam | Gas-powered steam turbine
GWh | Gigawatt-hours
Grid Battery | Explicitly modelled existing and new entrant (8 hour or less) battery storage
MW | Megawatts
NEM | National Electricity Market
OCGT | Open cycle gas turbine
PACR | Project Assessment Conclusions Report
PV | Photovoltaic
PVNSG | PV non-scheduled generators
Rehab | Rehabilitation (after closing an existing generator)
USE | Unserved energy
VOM | Variable operations and maintenance
VPP | Virtual power plants
VTL | Virtual transmission line
Notes
1. Tumut 3 generation is included in Hydro, whereas Tumut 3 pump is included in Pumped Hydro Pump.
2. REZ expansion costs only capture intra-regional network augmentations. These costs do not include the cost of interconnectors.
3. New entrant capacity and retiring capacity for allowable generators are made at the beginning of each financial year, on 1 July.
4. Scheduled and semi-scheduled generators are explicitly individually modelled. Other non-scheduled generators are modelled on the demand side as per AEMO's 2021 ESOO.
5. Option 1: VNI West via Kerang.
6. Option 2: VTL from 1 July 2026 until the comissioning of Option 1. Note that two batteries (250 MW/125 MWh) are assumed to switch to market arbitrage operation after the commissioning of Option 1.

## ---Compare options---
Compare |  | Option 1 | to | BaseCase |  | 0 | 1 | 2 | 3 | 4 | 5 | 6 | 7 | 8 | 9 | 10 | 11 | 12 | 13 | 14 | 15 | 16 | 17 | 18 | 19 | 20 | 21 | 22 | 23 | 24
NEM discounted market benefits by year
Select region | NEM
[5 empty] | Real June 2021 dollars ($m) discounted to 1 July 2021 | 2023-24 | 2024-25 | 2025-26 | 2026-27 | 2027-28 | 2028-29 | 2029-30 | 2030-31 | 2031-32 | 2032-33 | 2033-34 | 2034-35 | 2035-36 | 2036-37 | 2037-38 | 2038-39 | 2039-40 | 2040-41 | 2041-42 | 2042-43 | 2043-44 | 2044-45 | 2045-46 | 2046-47 | 2047-48
|  |  |  | Build | CAPEX | 80.2084 | 191.8332 | 470.5458 | -138.4201 | 199.6992 | 254.2721 | 100.7544 | 1.4447 | 429.4172 | -125.2545 | -248.3866 | 23.0952 | 40.1218 | -117.2896 | -308.7634 | 159.7148 | 279.4502 | 146.0788 | -193.2981 | 75.3825 | -121.0499 | 46.373 | -0.45597 | -47.0585 | 25.2115
|  |  |  | FOM | FOM | 12.8268 | 30.3341 | -66.5431 | -25.0509 | 24.9101 | -43.9765 | 28.1999 | -77.9589 | 293.0523 | 2.2228 | -35.6293 | -1.2366 | -45.7372 | -54.4297 | -35.9849 | 30.9177 | 60.6104 | 49.2521 | -58.3046 | -1.8537 | -47.684 | -9.2056 | 0.18786 | 11.0321 | 15.7552
|  |  |  | Fuel | Fuel | -0.53066 | -6.6973 | -6.0837 | -5.9133 | -9.7042 | 0.30343 | -6.928 | 10.0913 | 52.2346 | 81.8749 | 63.4243 | 66.9653 | 81.7141 | 99.2623 | 92.261 | 80.2442 | 70.9268 | 41.8766 | 73.9798 | 73.5968 | 75.8239 | 70.7849 | 89.9513 | 122.2542 | 87.8895
|  |  |  | VOM | VOM | -0.21772 | -1.114 | -3.4038 | -2.3417 | -3.2206 | -3.3132 | -3.4328 | -2.892 | -1.9075 | 0.25968 | 1.8808 | -1.1716 | 5.4462 | 1.7837 | 5.36 | 1.0825 | -1.4805 | -1.8706 | 0.57585 | 1.8907 | 1.8277 | 2.0601 | 1.0189 | 2.1295 | 0.97081
|  |  |  | REHAB | REHAB | 0 | 0 | 12.1345 | 0.19218 | 1.0507 | 6.5493 | 0.57755 | 6.0114 | -11.1924 | 0.65794 | 0.00067313 | 4.4109e-06 | 1.2162 | 1.8244 | 3.2879e-08 | -2.1099 | -2.0045e-06 | -0.81474 | -8.9617e-06 | -1.5809e-06 | 1.7101e-08 | -4.8324e-05 | 2.3728e-06 | -1.0592e-07 | 8.1813e-07
|  |  |  | REZ Tx | REZ | 0.0014501 | 2.0244 | 2.7631 | -2.5582 | 94.9476 | -34.9566 | 2.0905 | -15.3869 | 38.7971 | -20.9802 | -52.8709 | 26.6843 | 1.5426 | 59.5507 | 32.1917 | 15.0268 | -7.1569 | 12.1853 | 25.5071 | 6.95 | 39.6343 | 2.8987 | 1.4782 | -26.0109 | -0.36357
|  |  |  | USE+DSP | USE+DSP | 6.0617 | -0.0016329 | 2.2583 | -1.5076 | 0.06998 | -0.95184 | -0.641 | -1.0475 | 0.45365 | -6.5339 | 5.7165 | 0.95415 | -1.2402 | -1.1738 | -7.5778 | 0.015042 | 1.7941 | -1.4955 | -0.77174 | 2.0707 | -1.4909 | 1.6641 | -0.17069 | -0.34702 | 0.31419
|  |  |  | #REF! | Total cumulative market benefits | 98.35 | 314.7288 | 726.4 | 550.8004 | 858.5533 | 1036.4799 | 1157.1005 | 1077.3626 | 1878.2176 | 1810.4643 | 1544.5998 | 1659.8905 | 1742.954 | 1732.482 | 1509.9685 | 1794.8596 | 2199.0038 | 2444.2157 | 2291.904 | 2449.9411 | 2397.0022 | 2511.5773 | 2603.5869 | 2665.5861 | 2795.3637
0
NEM capacity difference by year
Select region | NEM
[5 empty] | Capacity difference (MW) | 2023-24 | 2024-25 | 2025-26 | 2026-27 | 2027-28 | 2028-29 | 2029-30 | 2030-31 | 2031-32 | 2032-33 | 2033-34 | 2034-35 | 2035-36 | 2036-37 | 2037-38 | 2038-39 | 2039-40 | 2040-41 | 2041-42 | 2042-43 | 2043-44 | 2044-45 | 2045-46 | 2046-47 | 2047-48
[5 empty] | Black Coal | 0 | 0 | 191.4301 | 71.4981 | 154.8776 | 135.7581 | 173.9036 | 154.8829 | 348.1082 | 531.7706 | 65.8937 | 65.8944 | 95.6471 | 131.1963 | 131.1964 | 30.1498 | 30.1479 | 0.0075386 | 0.0055687 | 0.0050499 | 0.0051237 | -0.00012804 | -0.00011477 | -9.3782e-05 | 7.8859e-06
[5 empty] | Brown Coal | 0 | 0 | 81.2664 | 81.2664 | 88.1632 | 163.6035 | 140.3491 | 231.1131 | -0.058187 | -0.057912 | -0.043466 | -0.043459 | -0.043574 | -0.010979 | -0.010979 | -0.005737 | -0.0054956 | -0.0048019 | -0.0048586 | -0.0049782 | -0.0049784 | -0.0048412 | -0.0010305 | -0.0010303 | 0
[5 empty] | CCGT | 0 | -0.00016396 | -0.00024407 | -0.00025104 | -0.00025241 | -0.00034341 | -0.00046285 | -0.0005529 | -0.00056602 | -0.00081892 | -0.00091711 | -0.00087663 | -0.0014013 | -0.0014006 | -0.0014834 | -0.0014835 | -0.0014534 | -0.0012679 | -0.0019328 | -0.001995 | -0.029056 | -0.11959 | -0.1196 | -0.12019 | -0.12016
[5 empty] | Gas - Steam | 0 | 0 | 0 | 0 | 0 | 0 | 0 | 0 | 0 | 0 | 0 | 0 | 0 | 0 | 0 | 0 | 0 | 0 | 0 | 0 | 0 | 0 | 0 | 0 | 0
[5 empty] | OCGT / Diesel | -0.0017759 | -0.0019904 | -0.0021538 | -0.0021695 | -0.0021421 | -0.0028583 | -0.0028194 | -0.0027915 | -0.0028624 | -0.0026787 | -0.0027187 | -0.0026722 | -671.5057 | -671.5056 | -245.5794 | -245.5794 | -570.1423 | -625.179 | -523.9265 | -523.9267 | -373.4317 | -457.4932 | -457.4934 | -947.5452 | -1206.4458
[5 empty] | Hydro | 0 | 0 | 0 | 0 | 0 | 0 | 0 | 0 | 0 | 0 | 0 | 0 | 0 | 0 | 0 | 0 | 0 | 0 | 0 | 0 | 0 | 0 | 0 | 0 | 0
[5 empty] | Hydrogen Turbine | 0 | 0 | 0 | 0 | 0 | 0 | 0 | 0 | 0 | 0 | 0 | 0 | 0 | 0 | 0 | 0 | 0 | 0 | 0 | 0 | 0 | 0 | 0 | 0 | 0
[5 empty] | Wind | -39.7626 | -144.2061 | -386.6476 | -241.0483 | -390.5483 | -489.5388 | -528.1331 | -438.8849 | -244.2012 | -13.1786 | 317.7257 | 242.6433 | 129.4424 | -6.0204 | 223.9637 | -87.9525 | -43.6702 | -35.3247 | 337.3911 | -402.2226 | -909.0453 | -1196.3082 | -797.4347 | 658.6199 | 761.885
[5 empty] | Solar PV | -0.0077241 | -0.053813 | -47.7194 | -47.7239 | -47.7248 | -118.2859 | -112.444 | -182.6014 | -444.4024 | -921.0982 | -738.7849 | -608.2421 | -608.2461 | 261.9883 | 160.0066 | 262.7318 | -423.2941 | -1199.0274 | -631.5699 | -25.5375 | 2244.8431 | 2100.2432 | 1454.5254 | 1412.7121 | 1439.5959
[5 empty] | Grid Battery | -0.0060766 | -0.0063221 | -0.034226 | -74.1962 | -103.44 | -178.0409 | -222.5912 | -293.8377 | -807.3193 | -887.6208 | -1090.3248 | -1091.294 | -336.675 | -336.6839 | -400.5786 | -400.5791 | -756.1937 | -941.18 | -578.5302 | -217.9558 | 164.2259 | 1016.7501 | 1016.4024 | 537.8732 | 350.1877
[5 empty] | Pumped Hydro | 0 | 0 | 4.6119 | 4.607 | 29.2306 | 29.2263 | 29.223 | 29.2235 | -125.5311 | 41.1562 | 41.1537 | 41.1538 | -73.1226 | -73.1222 | 120.3906 | 120.3908 | 194.9802 | 194.9801 | 35.0468 | 35.0461 | -105.0953 | -289.397 | -335.1662 | -260.836 | -263.2917
[5 empty] | VPP | 0 | 0 | 0 | 0 | 0 | 0 | 0 | 0 | 0 | 0 | 0 | 0 | 0 | 0 | 0 | 0 | 0 | 0 | 0 | 0 | 0 | 0 | 0 | 0 | 0
[5 empty] | Grid Battery pump | -0.0060766 | -0.0063221 | -0.034226 | -74.1962 | -103.44 | -178.0409 | -222.5912 | -293.8377 | -807.3193 | -887.6208 | -1090.3248 | -1091.294 | -336.675 | -336.6839 | -400.5786 | -400.5791 | -756.1937 | -941.18 | -578.5302 | -217.9558 | 164.2259 | 1016.7501 | 1016.4024 | 537.8732 | 350.1877
[5 empty] | Pumped Hydro Pump | 0 | 0 | 4.6119 | 4.607 | 29.2306 | 29.2263 | 29.223 | 29.2235 | -125.5311 | 41.1562 | 41.1537 | 41.1538 | -73.1226 | -73.1222 | 120.3906 | 120.3908 | 194.9802 | 194.9801 | 35.0468 | 35.0461 | -105.0953 | -289.397 | -335.1662 | -260.836 | -263.2917
[5 empty] | VPP pump | 0 | 0 | 0 | 0 | 0 | 0 | 0 | 0 | 0 | 0 | 0 | 0 | 0 | 0 | 0 | 0 | 0 | 0 | 0 | 0 | 0 | 0 | 0 | 0 | 0
NEM generation difference by year
Select region | NEM
[5 empty] | Sent-out generation difference (GWh)* | 2023-24 | 2024-25 | 2025-26 | 2026-27 | 2027-28 | 2028-29 | 2029-30 | 2030-31 | 2031-32 | 2032-33 | 2033-34 | 2034-35 | 2035-36 | 2036-37 | 2037-38 | 2038-39 | 2039-40 | 2040-41 | 2041-42 | 2042-43 | 2043-44 | 2044-45 | 2045-46 | 2046-47 | 2047-48
[5 empty] | Black Coal | -7.3923 | 314.7266 | 848.2463 | 486.5951 | 1008.9006 | 877.3202 | 1166.2168 | 898.9425 | 2216.3744 | 2778.9366 | 149.1089 | 506.8391 | 373.1267 | 442.1368 | 433.732 | 114.6475 | 226.4737 | 0.034829 | 0.026256 | 0.023477 | 0.023412 | -0.00042493 | -0.00051877 | -0.00048974 | 7.4756e-05
[5 empty] | Brown Coal | 152.5997 | 121.8707 | 471.5924 | 409.8518 | 465.3144 | 876.9648 | 778.305 | 1213.9591 | -0.29163 | -0.3008 | -0.23036 | -0.23773 | -0.22639 | -0.057921 | -0.062079 | -0.032594 | -0.029685 | -0.025024 | -0.026067 | -0.026429 | -0.027256 | -0.024079 | -0.0041668 | -0.005854 | 0
[5 empty] | CCGT | 1.2485 | 10.9737 | -15.5501 | 0.85199 | -42.5122 | -18.3353 | -56.0957 | -102.2883 | -43.2867 | -411.4728 | -214.1959 | -76.4031 | -307.6137 | -350.6981 | -169.5597 | -34.7859 | 73.1551 | -19.5866 | 94.4137 | 112.6221 | -56.9343 | 36.2908 | -12.5091 | -3.6714 | 1.9239
[5 empty] | Gas - Steam | -1.8779 | -4.7591 | -63.4265 | -47.3588 | -54.627 | -90.0699 | -81.7338 | -185.1803 | -659.0584 | -786.4017 | -405.4661 | -388.1694 | -483.4855 | -529.2191 | -458.2601 | -475.0314 | 0 | 0 | 0 | 0 | 0 | 0 | 0 | 0 | 0
[5 empty] | OCGT / Diesel | -0.27025 | -3.2435 | -60.0554 | -39.5068 | -45.558 | -127.2759 | -69.9409 | -138.7706 | -483.6772 | -736.3362 | -512.3871 | -693.1337 | -809.2812 | -1067.6891 | -1250.2894 | -1063.2269 | -1417.7908 | -846.9243 | -1667.0966 | -1810.7116 | -1822.5866 | -1885.9167 | -2507.4142 | -3471.771 | -2619.0502
[5 empty] | Hydro | -44.0194 | -47.0285 | -22.8954 | -28.1474 | -39.2482 | 1.355 | -33.1223 | -43.9 | 58.9995 | 86.9685 | 331.7232 | 375.1573 | 80.9617 | 28.9238 | -220.3203 | -224.2101 | -147.3632 | 301.3423 | -148.4948 | -203.2967 | -303.8815 | -901.3122 | 323.4251 | 332.924 | -29.4203
[5 empty] | Hydrogen Turbine | 0 | 0 | 0 | 0 | 0 | 0 | 0 | 0 | 0 | 0 | 0 | 0 | 0 | 0 | 0 | 0 | 0 | 0 | 0 | 0 | 0 | 0 | 0 | 0 | 0
[5 empty] | Wind | -95.4696 | -446.6868 | -1098.2373 | -691.889 | -1252.218 | -1352.4087 | -1560.449 | -1416.7485 | -848.4309 | 18.0999 | 1145.6867 | 716.9514 | 1419.3689 | 765.0559 | 917.2168 | 972.8192 | 1700.8033 | 1849.2643 | 2198.9853 | 832.8894 | -1692.8179 | -1901.944 | -1879.3228 | 690.0899 | 349.9419
[5 empty] | Solar PV | 3.1875 | 45.8262 | -46.1308 | -89.1848 | -79.6309 | -230.7333 | -224.28 | -371.911 | -719.6065 | -1355.8162 | -972.0537 | -701.9275 | -385.9273 | 1127.7367 | 843.3967 | 1304.0047 | 589.5751 | -560.8136 | 202.3607 | 1835.2755 | 4661.01 | 6088.5032 | 5118.3998 | 3081.3059 | 2883.0445
[5 empty] | Grid Battery | -1.2643 | -1.6972 | 8.2132 | -88.0048 | -144.3934 | -252.2515 | -357.7711 | -478.3141 | -1285.4113 | -1101.9329 | -1421.3193 | -1429.8857 | 336.6135 | 344.648 | 53.4247 | 247.9293 | -406.0409 | -751.2724 | -72.8675 | 758.1978 | 1713.4052 | 3450.5541 | 3363.9619 | 2002.4703 | 1516.4757
[5 empty] | Pumped Hydro | 0.14846 | -8.8963 | -0.43256 | 13.9229 | 39.6005 | 11.4953 | -13.6309 | 23.1628 | -239.4676 | 80.463 | 164.111 | 433.5935 | -257.3377 | 298.8386 | 164.8565 | 640.2565 | 1286.0431 | 954.9727 | 602.363 | 461.5464 | 364.0137 | 164.535 | -171.8193 | -166.2236 | -312.5626
[5 empty] | VPP | 0.072414 | -0.14282 | 0.4882 | 0.87191 | 0.87759 | -0.7081 | 1.0245 | 2.759 | 12.4476 | 11.9199 | 16.1234 | -26.4275 | 21.0578 | 38.0007 | 42.1221 | 43.8063 | 29.7909 | 23.5326 | 13.9307 | 43.8648 | 44.5581 | 109.462 | 103.3366 | 129.6645 | 93.4034
[5 empty] | Grid Battery pump | -1.504 | -2.0488 | 9.9586 | -103.3673 | -171.8008 | -300.7315 | -428.8043 | -574.6569 | -1548.343 | -1327.9541 | -1708.1885 | -1721.2563 | 413.6969 | 417.4302 | 78.0964 | 298.2585 | -495.7744 | -911.1354 | -83.3549 | 924.1235 | 2060.4407 | 4160.9577 | 4067.7416 | 2402.2461 | 1827.9895
[5 empty] | Pumped Hydro Pump | -2.7081 | -18.9086 | -0.7569 | 27.4417 | 38.691 | -5.0926 | -26.9745 | -27.3989 | -271.4782 | 40.551 | 266.0297 | 542.1836 | -479.3054 | 519.9477 | 122.7186 | 846.8086 | 1698.2219 | 1363.8942 | 747.0265 | 526.0012 | 606.9625 | 198.6772 | -129.3129 | -258.4705 | -387.4218
[5 empty] | VPP pump | 0.085201 | -0.18546 | 0.58694 | 1.0306 | 1.0324 | -0.83306 | 1.1737 | 3.2773 | 14.5749 | 14.1687 | 19.1339 | -32.0713 | 25.5131 | 44.7122 | 50.2758 | 51.1841 | 34.6368 | 27.5914 | 16.4936 | 51.9811 | 51.9789 | 128.4585 | 122.899 | 151.5692 | 109.9528
*Generation shown is sent-out, as is demand.

## BaseCase_Generation
Annual sent-out generation by technology (GWh) - BaseCase, Step Change Scenario
Explicitly modelled generation
Region | Technology | 2023-24 | 2024-25 | 2025-26 | 2026-27 | 2027-28 | 2028-29 | 2029-30 | 2030-31 | 2031-32 | 2032-33 | 2033-34 | 2034-35 | 2035-36 | 2036-37 | 2037-38 | 2038-39 | 2039-40 | 2040-41 | 2041-42 | 2042-43 | 2043-44 | 2044-45 | 2045-46 | 2046-47 | 2047-48
NEM | Black Coal | 79717.0576 | 79072.5691 | 63554.0585 | 59344.8894 | 51400.4955 | 47119.0298 | 38570.9045 | 35322.5812 | 32107.3309 | 28540.9653 | 22894.9756 | 22781.8642 | 17631.5178 | 16684.9842 | 16150.9431 | 9585.7992 | 9760.1942 | 0.20197 | 0.18966 | 0.1631 | 0.1527 | 0.068751 | 0.056578 | 0.048535 | 0.036141
NEM | Brown Coal | 27037.3628 | 24859.5972 | 17787.7241 | 16591.9231 | 13635.8323 | 10774.707 | 7632.5533 | 6421.6894 | 0.37894 | 0.39008 | 0.32092 | 0.33078 | 0.31149 | 0.1355 | 0.14207 | 0.098271 | 0.092981 | 0.087714 | 0.08753 | 0.087511 | 0.088056 | 0.077319 | 0.014554 | 0.020587 | 0
NEM | CCGT | 2010.8647 | 1772.8225 | 4059.5168 | 3706.2749 | 3971.6103 | 3874.7737 | 4996.4661 | 5101.6803 | 5610.1663 | 5370.55 | 7018.9178 | 7742.7367 | 6283.7753 | 5839.0269 | 4239.1403 | 5438.4086 | 4343.3627 | 4937.1047 | 4392.8385 | 4966.5809 | 3808.7431 | 3101.911 | 1609.2531 | 1053.7307 | 1034.6887
NEM | Gas - Steam | 109.8476 | 133.218 | 479.8302 | 293.3913 | 335.2124 | 642.1711 | 290.3513 | 1121.3769 | 1249.2804 | 1258.7622 | 879.4651 | 1542.2986 | 813.0943 | 969.243 | 999.9072 | 1151.5701 | 0 | 0 | 0 | 0 | 0 | 0 | 0 | 0 | 0
NEM | OCGT / Diesel | 195.3714 | 211.0163 | 498.637 | 369.3602 | 472.9728 | 727.0665 | 424.7603 | 922.4486 | 1233.679 | 1485.5343 | 1735.8589 | 3111.5744 | 2596.5551 | 3533.9026 | 3850.8149 | 5347.4852 | 7481.077 | 12029.492 | 8026.5895 | 10025.4264 | 15048.0602 | 10665.1124 | 13391.8384 | 17363.1681 | 15124.8688
NEM | Hydro | 15272.0113 | 16412.1371 | 16840.5661 | 15863.0024 | 14069.9506 | 16534.868 | 18132.5245 | 17260.3107 | 16574.957 | 15424.4643 | 16677.1016 | 16984.9112 | 15849.8367 | 14530.476 | 17382.1275 | 16035.977 | 14837.4763 | 14492.6742 | 14207.9638 | 15940.2872 | 16445.4545 | 15510.9953 | 14109.1001 | 17869.1427 | 17507.7697
NEM | Hydrogen Turbine | 0 | 0 | 0 | 0 | 0 | 0 | 0 | 0 | 0 | 0 | 0 | 0 | 0 | 0 | 0 | 0 | 0 | 0 | 0 | 0 | 0 | 0 | 0 | 0 | 0
NEM | Wind | 39248.3841 | 41606.6061 | 61567.4021 | 67885.7561 | 81971.9007 | 92498.753 | 98750.2746 | 100655.0659 | 111751.1357 | 113813.1709 | 120064.989 | 118650.8609 | 128233.7357 | 134441.5121 | 144523.5154 | 143200.9895 | 139329.3471 | 140423.2375 | 138136.2391 | 144910.098 | 145969.0035 | 148940.3927 | 152909.6144 | 169233.1654 | 172144.0165
NEM | Solar PV | 20530.4033 | 19823.1339 | 22426.1004 | 22630.3011 | 22485.5779 | 21657.6478 | 24387.8987 | 28160.0756 | 31243.3627 | 36890.7466 | 39568.0288 | 42855.6905 | 44490.4202 | 44751.6482 | 47716.5018 | 55750.3399 | 69009.9254 | 77948.3425 | 91511.8479 | 105456.6325 | 109479.7276 | 109432.0919 | 112191.0828 | 108260.444 | 111430.9021
NEM | Grid Battery | 422.6103 | 430.8877 | 2006.4423 | 2394.0257 | 3110.1992 | 4996.7909 | 5739.3553 | 7531.018 | 8692.8679 | 13404.46 | 13781.9449 | 14278.8394 | 16077.4499 | 16211.9482 | 16613.4614 | 17246.1255 | 21962.0623 | 22684.6482 | 32496.716 | 35149.9414 | 34544.4762 | 35495.919 | 35404.7297 | 32193.699 | 32282.5758
NEM | Pumped Hydro | 676.8581 | 837.8704 | 1914.2262 | 2625.9369 | 3137.5084 | 4276.616 | 4835.297 | 5701.8226 | 6696.2801 | 6458.9291 | 6941.2466 | 6701.8468 | 7835.8223 | 7704.0516 | 9562.0971 | 9527.524 | 9881.6863 | 9996.0973 | 10221.1842 | 10367.9473 | 9853.941 | 10566.9025 | 10537.1534 | 11389.5666 | 10378.538
NEM | VPP | 96.0663 | 155.0548 | 243.9615 | 346.0659 | 478.7323 | 591.2944 | 782.3524 | 927.4299 | 1160.3563 | 1412.0696 | 1709.2512 | 1973.388 | 2320.0879 | 2669.0282 | 2918.6258 | 3308.2016 | 3716.2453 | 3995.578 | 4489.2335 | 4838.3207 | 5032.6287 | 5380.6016 | 5819.0607 | 5899.2575 | 6215.4159
Total excluding storage |  | 184121.3028 | 183891.1002 | 187213.8352 | 186684.8984 | 188343.5525 | 193829.0168 | 193185.7331 | 194965.2286 | 199770.2909 | 202784.5836 | 208839.6577 | 213670.2674 | 215899.2467 | 220750.9286 | 234863.0922 | 236510.6676 | 244761.4758 | 249831.1406 | 256275.7561 | 281299.2756 | 290751.2296 | 287650.6494 | 294210.96 | 313779.72 | 317242.282
Region | Technology | 2023-24 | 2024-25 | 2025-26 | 2026-27 | 2027-28 | 2028-29 | 2029-30 | 2030-31 | 2031-32 | 2032-33 | 2033-34 | 2034-35 | 2035-36 | 2036-37 | 2037-38 | 2038-39 | 2039-40 | 2040-41 | 2041-42 | 2042-43 | 2043-44 | 2044-45 | 2045-46 | 2046-47 | 2047-48
NSW1 | Black Coal | 39424.3796 | 38557.8311 | 30715.3415 | 28559.5356 | 23039.9358 | 19700.0121 | 17106.0655 | 15142.9002 | 14172.2034 | 12847.5578 | 7446.2041 | 7540.5372 | 6765.3435 | 5943.0256 | 6507.7764 | 3441.8896 | 3259.0534 | 0 | 0 | 0 | 0 | 0 | 0 | 0 | 0
NSW1 | Brown Coal | 0 | 0 | 0 | 0 | 0 | 0 | 0 | 0 | 0 | 0 | 0 | 0 | 0 | 0 | 0 | 0 | 0 | 0 | 0 | 0 | 0 | 0 | 0 | 0 | 0
NSW1 | CCGT | 18.4664 | 24.2489 | 677.3255 | 550.9983 | 568.1158 | 541.8052 | 845.7385 | 913.5804 | 982.1741 | 770.6484 | 1337.8621 | 1583.281 | 974.5618 | 1088.7165 | 1081.109 | 1571.1162 | 1312.7601 | 1336.261 | 1131.2744 | 1456.4558 | 0.014183 | 0.013453 | 0.013724 | 0.01782 | 0.017654
NSW1 | Gas - Steam | 0 | 0 | 0 | 0 | 0 | 0 | 0 | 0 | 0 | 0 | 0 | 0 | 0 | 0 | 0 | 0 | 0 | 0 | 0 | 0 | 0 | 0 | 0 | 0 | 0
NSW1 | OCGT / Diesel | 5.8136 | 7.8369 | 48.9907 | 39.2024 | 21.5427 | 8.2293 | 1.316 | 45.3531 | 17.4104 | 96.0681 | 184.3795 | 670.3393 | 364.6961 | 809.2658 | 303.4225 | 1154.9782 | 1297.5288 | 3085.2034 | 1659.198 | 1949.7477 | 3602.0879 | 1882.0517 | 2530.2385 | 3359.905 | 3715.9607
NSW1 | Hydro | 2209.4596 | 2802.2126 | 3147.045 | 2949.7648 | 2548.0961 | 3641.182 | 3135.0522 | 3012.2652 | 3047.8497 | 2637.7604 | 3202.2501 | 3333.4015 | 3134.7524 | 2732.531 | 3764.1983 | 3316.1675 | 2798.3092 | 2832.5236 | 2596.39 | 3019.2133 | 3122.1585 | 2996.9852 | 2536.3058 | 3732.5224 | 3742.9292
NSW1 | Hydrogen Turbine | 0 | 0 | 0 | 0 | 0 | 0 | 0 | 0 | 0 | 0 | 0 | 0 | 0 | 0 | 0 | 0 | 0 | 0 | 0 | 0 | 0 | 0 | 0 | 0 | 0
NSW1 | Wind | 10024.344 | 10672.9634 | 17871.8703 | 19349.5624 | 27992.0436 | 31167.8062 | 30471.5187 | 30350.1513 | 30517.2842 | 33107.4957 | 34277.5684 | 34348.2694 | 41377.5318 | 42881.3828 | 46334.6939 | 43205.3883 | 42833.5467 | 40658.5236 | 42956.416 | 43347.9161 | 43131.6905 | 44923.8115 | 46524.303 | 50185.7234 | 49146.8917
NSW1 | Solar PV | 8779.3508 | 8476.5306 | 10689.9046 | 11138.9617 | 11170.3868 | 11146.4502 | 13263.6451 | 16755.3637 | 17566.1724 | 18864.7038 | 20028.0202 | 19449.6556 | 20459.4392 | 20648.924 | 21579.7114 | 24656.857 | 28076.3647 | 29294.5416 | 31340.5332 | 33602.5923 | 33100.9638 | 34527.2615 | 34314.0875 | 34427.4022 | 34221.7668
NSW1 | Grid Battery | 21.5031 | 25.0485 | 1571.2999 | 1633.9329 | 2353.8666 | 2868.5836 | 3144.3014 | 3343.0429 | 3231.2755 | 5312.3791 | 5055.6936 | 4839.4055 | 5032.4282 | 4945.5872 | 5295.2194 | 5497.3915 | 7965.7303 | 7821.0196 | 9857.2936 | 9523.0802 | 8919.2811 | 9820.9564 | 8655.9557 | 8672.473 | 7908.4477
NSW1 | Pumped Hydro | 167.1056 | 196.7166 | 1111.1667 | 1628.2796 | 2129.8024 | 3596.4186 | 3995.2952 | 4875.385 | 5394.6578 | 4926.1104 | 5399.1993 | 5273.6039 | 5979.3815 | 5946.5168 | 6058.5416 | 5552.317 | 4819.7546 | 4667.9601 | 5104.4587 | 5086.752 | 4465.6208 | 4702.3591 | 4910.3402 | 5470.9682 | 4574.9122
NSW1 | VPP | 19.0071 | 40.788 | 80.6327 | 118.5982 | 162.6795 | 202.2427 | 273.2324 | 332.5263 | 406.1889 | 497.9711 | 591.5631 | 689.7312 | 824.0134 | 924.5724 | 1016.6536 | 1155.1842 | 1278.1461 | 1355.0937 | 1514.7525 | 1614.3242 | 1655.2292 | 1788.5015 | 1897.0226 | 1976.0094 | 2077.6587
Total excluding storage |  | 60461.8139 | 60541.6235 | 63150.4776 | 62588.0253 | 65340.1209 | 66205.4849 | 64823.336 | 66219.614 | 66303.0942 | 68324.2343 | 66476.2844 | 66925.4841 | 73076.3248 | 74103.8457 | 79570.9115 | 77346.3967 | 79577.5629 | 77207.0532 | 79683.8116 | 83375.9252 | 82956.9149 | 84330.1234 | 85904.9485 | 91705.5708 | 90827.5661
Region | Technology | 2023-24 | 2024-25 | 2025-26 | 2026-27 | 2027-28 | 2028-29 | 2029-30 | 2030-31 | 2031-32 | 2032-33 | 2033-34 | 2034-35 | 2035-36 | 2036-37 | 2037-38 | 2038-39 | 2039-40 | 2040-41 | 2041-42 | 2042-43 | 2043-44 | 2044-45 | 2045-46 | 2046-47 | 2047-48
QLD1 | Black Coal | 40292.678 | 40514.738 | 32838.7169 | 30785.3538 | 28360.5596 | 27419.0177 | 21464.839 | 20179.681 | 17935.1274 | 15693.4075 | 15448.7715 | 15241.327 | 10866.1743 | 10741.9586 | 9643.1667 | 6143.9096 | 6501.1408 | 0.20197 | 0.18966 | 0.1631 | 0.1527 | 0.068751 | 0.056578 | 0.048535 | 0.036141
QLD1 | Brown Coal | 0 | 0 | 0 | 0 | 0 | 0 | 0 | 0 | 0 | 0 | 0 | 0 | 0 | 0 | 0 | 0 | 0 | 0 | 0 | 0 | 0 | 0 | 0 | 0 | 0
QLD1 | CCGT | 946.2172 | 896.429 | 2271.0184 | 2471.8851 | 2479.3443 | 2167.7332 | 3202.7714 | 2930.2088 | 3418.5971 | 3381.4974 | 4416.5511 | 4625.0389 | 4219.1956 | 3478.7149 | 3157.999 | 3867.2598 | 3030.5699 | 3600.8116 | 3261.5273 | 3510.0872 | 3808.5195 | 3101.1894 | 1608.4993 | 1052.9338 | 1033.9068
QLD1 | Gas - Steam | 0 | 0 | 0 | 0 | 0 | 0 | 0 | 0 | 0 | 0 | 0 | 0 | 0 | 0 | 0 | 0 | 0 | 0 | 0 | 0 | 0 | 0 | 0 | 0 | 0
QLD1 | OCGT / Diesel | 2.0555 | 0.0055685 | 18.4652 | 49.2525 | 28.3702 | 14.7953 | 49.3396 | 155.7637 | 321.3807 | 309.0599 | 679.4579 | 641.2596 | 870.5756 | 1117.2467 | 1135.5802 | 1861.7004 | 2095.4752 | 4536.2601 | 2339.5187 | 3673.2943 | 3809.9764 | 2810.6644 | 4068.3406 | 5048.5666 | 4269.8294
QLD1 | Hydro | 716.4081 | 729.0088 | 740.5284 | 707.7469 | 722.7145 | 730.9534 | 725.0892 | 720.6824 | 721.7522 | 727.1911 | 723.2783 | 719.5996 | 710.4458 | 706.69 | 219.8914 | 221.1314 | 185.3809 | 192.0997 | 181.9992 | 0 | 0 | 0 | 0 | 0 | 0
QLD1 | Hydrogen Turbine | 0 | 0 | 0 | 0 | 0 | 0 | 0 | 0 | 0 | 0 | 0 | 0 | 0 | 0 | 0 | 0 | 0 | 0 | 0 | 0 | 0 | 0 | 0 | 0 | 0
QLD1 | Wind | 6367.7909 | 6181.6035 | 15531.5839 | 16236.8222 | 18496.686 | 23458.5956 | 26787.8867 | 29177.1084 | 28936.0513 | 31434.3643 | 31777.9699 | 31973.6821 | 32067.941 | 35318.4128 | 42041.0439 | 41397.3578 | 41383.0653 | 40086.964 | 40033.5658 | 41739.4589 | 44345.8436 | 42491.3343 | 44874.8738 | 55642.7356 | 54858.2651
QLD1 | Solar PV | 8400.8168 | 8272.4032 | 8623.8624 | 8505.063 | 8361.9435 | 7613.9919 | 8262.4664 | 8525.352 | 10603.6441 | 11210.9828 | 13087.5964 | 15098.5026 | 15355.8581 | 14870.2243 | 15736.5651 | 20067.7243 | 26289.2511 | 32614.0633 | 38107.444 | 50482.5351 | 50914.6285 | 48659.685 | 49116.862 | 47919.2 | 51054.8325
QLD1 | Grid Battery | 53.5628 | 53.5014 | 55.7835 | 57.4245 | 56.4465 | 1476.5338 | 1523.5404 | 2603.5544 | 3055.5343 | 3597.9102 | 4485.8783 | 5366.1926 | 5823.0798 | 5849.1738 | 5123.4514 | 5587.4791 | 6928.0977 | 7400.9989 | 12656.2996 | 16695.3599 | 16293.7653 | 15904.4412 | 16166.5697 | 14312.0146 | 15126.6565
QLD1 | Pumped Hydro | 509.7525 | 641.1538 | 803.0068 | 997.549 | 1007.5864 | 680.0747 | 839.8553 | 826.2628 | 847.7964 | 778.4123 | 767.402 | 679.4541 | 779.5082 | 691.0669 | 2334.3172 | 2815.9588 | 3786.7706 | 4124.4901 | 3624.7701 | 3810.0038 | 3719.2842 | 3589.7059 | 3327.4846 | 3596.3602 | 3470.5752
QLD1 | VPP | 11.6362 | 18.9437 | 33.5096 | 54.7352 | 80.7009 | 104.8275 | 149.4537 | 186.3323 | 260.2657 | 338.6871 | 428.523 | 505.4376 | 599.5586 | 697.6775 | 762.6474 | 884.9938 | 1000.1014 | 1123.7968 | 1268.8611 | 1454.816 | 1564.987 | 1653.9186 | 1774.9414 | 1811.727 | 1910.2943
Total excluding storage |  | 56725.9666 | 56594.1881 | 60024.1753 | 58756.1235 | 58449.618 | 61405.0872 | 60492.3923 | 61688.7962 | 61936.5528 | 62756.503 | 66133.6251 | 68299.4097 | 64090.1903 | 66233.2473 | 71934.2461 | 73559.0831 | 79484.8833 | 81030.4008 | 83924.2446 | 99405.5386 | 102879.1208 | 97062.9419 | 99668.6323 | 109663.4846 | 111216.87
Region | Technology | 2023-24 | 2024-25 | 2025-26 | 2026-27 | 2027-28 | 2028-29 | 2029-30 | 2030-31 | 2031-32 | 2032-33 | 2033-34 | 2034-35 | 2035-36 | 2036-37 | 2037-38 | 2038-39 | 2039-40 | 2040-41 | 2041-42 | 2042-43 | 2043-44 | 2044-45 | 2045-46 | 2046-47 | 2047-48
VIC1 | Black Coal | 0 | 0 | 0 | 0 | 0 | 0 | 0 | 0 | 0 | 0 | 0 | 0 | 0 | 0 | 0 | 0 | 0 | 0 | 0 | 0 | 0 | 0 | 0 | 0 | 0
VIC1 | Brown Coal | 27037.3628 | 24859.5972 | 17787.7241 | 16591.9231 | 13635.8323 | 10774.707 | 7632.5533 | 6421.6894 | 0.37894 | 0.39008 | 0.32092 | 0.33078 | 0.31149 | 0.1355 | 0.14207 | 0.098271 | 0.092981 | 0.087714 | 0.08753 | 0.087511 | 0.088056 | 0.077319 | 0.014554 | 0.020587 | 0
VIC1 | CCGT | 0 | 0.0041871 | 0.005174 | 0.0067154 | 0.0069007 | 0.0077792 | 0.0085041 | 0.0090798 | 0.0089997 | 0.010439 | 0.01036 | 0.011788 | 0.013725 | 0.013802 | 0.018181 | 0.018317 | 0.018362 | 0.018019 | 0.022637 | 0.023581 | 0.19235 | 0.69102 | 0.72287 | 0.76161 | 0.7468
VIC1 | Gas - Steam | 17.0802 | 23.6164 | 240.147 | 159.4233 | 219.8075 | 480.3804 | 228.5406 | 903.6844 | 939.6431 | 1032.4846 | 630.6436 | 865.0628 | 813.0943 | 969.243 | 999.9072 | 1151.5701 | 0 | 0 | 0 | 0 | 0 | 0 | 0 | 0 | 0
VIC1 | OCGT / Diesel | 21.1797 | 16.8558 | 136.4334 | 114.8971 | 149.9292 | 366.4964 | 126.1432 | 305.1753 | 467.5501 | 659.9165 | 402.7575 | 1112.5275 | 838.4126 | 1056.2123 | 1596.6311 | 1525.7655 | 3099.1791 | 3401.5028 | 3293.5635 | 3560.6328 | 6258.367 | 5320.718 | 6154.5162 | 8363.1301 | 6670.9569
VIC1 | Hydro | 2749.2147 | 3332.1535 | 3444.1311 | 3264.9893 | 2731.4225 | 4096.716 | 3417.4474 | 2955.8074 | 2957.0847 | 2691.5911 | 3283.8096 | 3400.6272 | 3242.1988 | 2712.5625 | 4082.7023 | 3417.0047 | 2958.1812 | 2958.0841 | 2694.6089 | 3287.3059 | 3412.8855 | 3246.583 | 2716.5327 | 4085.5977 | 4091.803
VIC1 | Hydrogen Turbine | 0 | 0 | 0 | 0 | 0 | 0 | 0 | 0 | 0 | 0 | 0 | 0 | 0 | 0 | 0 | 0 | 0 | 0 | 0 | 0 | 0 | 0 | 0 | 0 | 0
VIC1 | Wind | 11526.6354 | 12947.0634 | 15705.4976 | 18055.8378 | 20359.9125 | 20557.6773 | 22285.4531 | 22384.9193 | 26740.4821 | 23985.9695 | 29221.6342 | 28255.7963 | 29259.7535 | 30273.2681 | 29346.7796 | 31175.6534 | 29566.6864 | 31985.9587 | 28695.0293 | 30916.7241 | 29748.3114 | 30530.4986 | 28766.602 | 29006.9826 | 32240.7897
VIC1 | Solar PV | 2100.5971 | 1937.6738 | 1954.1302 | 1903.1696 | 1852.7816 | 1829.0677 | 1828.1003 | 1865.8299 | 2042.6843 | 4484.6764 | 4261.8503 | 5071.9753 | 5319.4796 | 5492.1452 | 5734.0332 | 6480.4276 | 9407.0967 | 8959.6915 | 11993.9576 | 12271.4541 | 13196.9043 | 14306.1416 | 15484.0339 | 13927.9967 | 14440.5259
VIC1 | Grid Battery | 160.1575 | 162.3383 | 191.388 | 522.7785 | 517.6143 | 475.1733 | 896.4747 | 1414.1301 | 2239.9675 | 3301.0035 | 3103.682 | 2966.619 | 3299.4247 | 3401.3796 | 3733.9711 | 3768.8842 | 4507.3771 | 4294.4548 | 5002.262 | 4675.7406 | 4298.9987 | 4581.2527 | 4710.8493 | 4182.2859 | 4565.4551
VIC1 | Pumped Hydro | 0 | 0 | 0.016319 | 0.06593 | 0.07075 | 0.069704 | 0.074798 | 0.077498 | 0.075657 | 0.071904 | 0.076769 | 0.076217 | 0.11357 | 0.1138 | 0.28756 | 0.2969 | 0.30687 | 0.30286 | 340.2769 | 332.2464 | 598.2666 | 1232.1464 | 1316.4371 | 1266.4745 | 1287.6914
VIC1 | VPP | 12.0815 | 20.7607 | 38.6101 | 61.4881 | 98.3518 | 125.1084 | 169.4723 | 193.7873 | 242.9825 | 290.0382 | 359.0672 | 419.2902 | 492.9067 | 589.3025 | 647.6874 | 737.9521 | 859.2118 | 910.8199 | 1043.3723 | 1086.833 | 1112.8232 | 1205.2976 | 1341.3922 | 1296.4769 | 1385.5329
Total excluding storage |  | 43452.0699 | 43116.9644 | 39268.0686 | 40090.247 | 38949.6926 | 38105.0525 | 35518.2462 | 34837.1148 | 33147.8323 | 32855.0386 | 37801.0265 | 38706.3317 | 39473.264 | 40503.5804 | 41760.2136 | 43750.5379 | 45031.2548 | 47305.3428 | 46677.2694 | 50036.228 | 52616.7485 | 53404.7096 | 53122.4222 | 55384.4892 | 57444.8223
Region | Technology | 2023-24 | 2024-25 | 2025-26 | 2026-27 | 2027-28 | 2028-29 | 2029-30 | 2030-31 | 2031-32 | 2032-33 | 2033-34 | 2034-35 | 2035-36 | 2036-37 | 2037-38 | 2038-39 | 2039-40 | 2040-41 | 2041-42 | 2042-43 | 2043-44 | 2044-45 | 2045-46 | 2046-47 | 2047-48
SA1 | Black Coal | 0 | 0 | 0 | 0 | 0 | 0 | 0 | 0 | 0 | 0 | 0 | 0 | 0 | 0 | 0 | 0 | 0 | 0 | 0 | 0 | 0 | 0 | 0 | 0 | 0
SA1 | Brown Coal | 0 | 0 | 0 | 0 | 0 | 0 | 0 | 0 | 0 | 0 | 0 | 0 | 0 | 0 | 0 | 0 | 0 | 0 | 0 | 0 | 0 | 0 | 0 | 0 | 0
SA1 | CCGT | 1046.1811 | 852.138 | 1111.1653 | 683.3821 | 924.1405 | 1165.2246 | 947.9445 | 1257.8786 | 1209.3824 | 1218.3896 | 1264.49 | 1534.4005 | 1089.9995 | 1271.5769 | 0.0088853 | 0.0089109 | 0.0089729 | 0.0088988 | 0.0087339 | 0.0088706 | 0.010855 | 0.010485 | 0.010573 | 0.010783 | 0.010677
SA1 | Gas - Steam | 92.7674 | 109.6016 | 239.6832 | 133.968 | 115.4049 | 161.7907 | 61.8107 | 217.6925 | 309.6374 | 226.2776 | 248.8216 | 677.2358 | 0 | 0 | 0 | 0 | 0 | 0 | 0 | 0 | 0 | 0 | 0 | 0 | 0
SA1 | OCGT / Diesel | 166.3204 | 186.3157 | 294.7409 | 165.697 | 272.8698 | 337.3457 | 246.437 | 413.4027 | 421.1586 | 406.4291 | 466.5975 | 661.9431 | 510.3649 | 539.1289 | 790.4236 | 790.6315 | 937.0617 | 997.0925 | 727.7733 | 833.0351 | 1364.227 | 647.2361 | 633.2141 | 587.7289 | 464.1122
SA1 | Hydro | 0 | 0 | 0 | 0 | 0 | 0 | 0 | 0 | 0 | 0 | 0 | 0 | 0 | 0 | 0 | 0 | 0 | 0 | 0 | 0 | 0 | 0 | 0 | 0 | 0
SA1 | Hydrogen Turbine | 0 | 0 | 0 | 0 | 0 | 0 | 0 | 0 | 0 | 0 | 0 | 0 | 0 | 0 | 0 | 0 | 0 | 0 | 0 | 0 | 0 | 0 | 0 | 0 | 0
SA1 | Wind | 6979.6853 | 7617.7672 | 7938.8769 | 9663.2329 | 9805.1208 | 11488.1933 | 11643.0161 | 11032.8086 | 11937.403 | 11119.609 | 11378.0433 | 10325.8772 | 11574.8366 | 11320.4983 | 12660.0642 | 13712.8164 | 12207.0034 | 13143.1551 | 12252.2822 | 15272.9063 | 14612.4241 | 16609.5908 | 16303.9421 | 18418.6802 | 20375.6324
SA1 | Solar PV | 1249.6361 | 1136.5217 | 1158.1975 | 1083.0997 | 1100.4593 | 1068.1323 | 1033.6808 | 1013.5211 | 1030.8507 | 2330.3664 | 2190.5439 | 3235.3622 | 3355.4439 | 3740.1651 | 4665.6986 | 4544.8279 | 5236.717 | 7079.582 | 9992.2895 | 9016.0781 | 11788.2119 | 11387.7914 | 12738.2428 | 11514.6529 | 11214.2782
SA1 | Grid Battery | 187.3757 | 189.9867 | 187.956 | 179.8726 | 182.2516 | 176.4797 | 175.0135 | 170.2574 | 166.0422 | 1193.1135 | 1136.634 | 1106.5655 | 1922.4578 | 2015.7468 | 2460.7424 | 2392.2939 | 2560.7736 | 3168.0788 | 4980.7635 | 4255.6667 | 5032.3272 | 5189.1485 | 5871.2412 | 5026.8043 | 4681.8788
SA1 | Pumped Hydro | 0 | 0 | 0.014191 | 0.017164 | 0.020346 | 0.020402 | 0.021553 | 0.024187 | 0.025033 | 0.02597 | 0.02672 | 0.027207 | 0.033062 | 0.034729 | 0.038168 | 0.038959 | 0.041344 | 0.044416 | 0.050777 | 0.050329 | 0.052156 | 0.060058 | 0.062646 | 0.060444 | 0.062168
SA1 | VPP | 52.6989 | 73.5784 | 89.61 | 107.8749 | 131.8085 | 151.814 | 178.4046 | 199.656 | 229.1343 | 262.0671 | 300.3632 | 325.4625 | 370.1785 | 418.7668 | 447.5725 | 485.6133 | 522.5766 | 537.3846 | 597.1145 | 614.889 | 630.4779 | 657.4302 | 728.1715 | 726.6759 | 754.1879
Total excluding storage |  | 9534.5903 | 9902.3443 | 10742.6638 | 11729.3796 | 12217.9952 | 14220.6866 | 13932.8892 | 13935.3035 | 14908.432 | 15301.0717 | 15548.4961 | 16434.8188 | 16530.6448 | 16871.3693 | 18116.1954 | 19048.2847 | 18380.791 | 21219.8385 | 22972.3538 | 25122.0283 | 27764.8738 | 28644.6287 | 29675.4095 | 30521.0728 | 32054.0335
Region | Technology | 2023-24 | 2024-25 | 2025-26 | 2026-27 | 2027-28 | 2028-29 | 2029-30 | 2030-31 | 2031-32 | 2032-33 | 2033-34 | 2034-35 | 2035-36 | 2036-37 | 2037-38 | 2038-39 | 2039-40 | 2040-41 | 2041-42 | 2042-43 | 2043-44 | 2044-45 | 2045-46 | 2046-47 | 2047-48
TAS1 | Black Coal | 0 | 0 | 0 | 0 | 0 | 0 | 0 | 0 | 0 | 0 | 0 | 0 | 0 | 0 | 0 | 0 | 0 | 0 | 0 | 0 | 0 | 0 | 0 | 0 | 0
TAS1 | Brown Coal | 0 | 0 | 0 | 0 | 0 | 0 | 0 | 0 | 0 | 0 | 0 | 0 | 0 | 0 | 0 | 0 | 0 | 0 | 0 | 0 | 0 | 0 | 0 | 0 | 0
TAS1 | CCGT | 0 | 0.0023287 | 0.002481 | 0.0026077 | 0.0027353 | 0.002892 | 0.0031464 | 0.0033845 | 0.0037776 | 0.0041829 | 0.0041947 | 0.0045399 | 0.0047273 | 0.0047492 | 0.0052922 | 0.0053083 | 0.0054011 | 0.0051923 | 0.0054345 | 0.0054957 | 0.0061503 | 0.0066156 | 0.0066415 | 0.0067297 | 0.0067731
TAS1 | Gas - Steam | 0 | 0 | 0 | 0 | 0 | 0 | 0 | 0 | 0 | 0 | 0 | 0 | 0 | 0 | 0 | 0 | 0 | 0 | 0 | 0 | 0 | 0 | 0 | 0 | 0
TAS1 | OCGT / Diesel | 0.0021964 | 0.0022933 | 0.0068592 | 0.31115 | 0.26096 | 0.19979 | 1.5245 | 2.7537 | 6.1792 | 14.0606 | 2.6666 | 25.505 | 12.506 | 12.0489 | 24.7575 | 14.4097 | 51.8323 | 9.4331 | 6.536 | 8.7165 | 13.4018 | 4.4421 | 5.5291 | 3.8375 | 4.0097
TAS1 | Hydro | 9596.9289 | 9548.7622 | 9508.8615 | 8940.5015 | 8067.7176 | 8066.0166 | 10854.9357 | 10571.5557 | 9848.2703 | 9367.9217 | 9467.7636 | 9531.283 | 8762.4398 | 8378.6926 | 9315.3355 | 9081.6734 | 8895.605 | 8509.9667 | 8734.9658 | 9633.768 | 9910.4105 | 9267.427 | 8856.2616 | 10051.0226 | 9673.0375
TAS1 | Hydrogen Turbine | 0 | 0 | 0 | 0 | 0 | 0 | 0 | 0 | 0 | 0 | 0 | 0 | 0 | 0 | 0 | 0 | 0 | 0 | 0 | 0 | 0 | 0 | 0 | 0 | 0
TAS1 | Wind | 4349.9285 | 4187.2085 | 4519.5733 | 4580.3008 | 5318.1378 | 5826.4805 | 7562.4 | 7710.0783 | 13619.9152 | 14165.7325 | 13409.7733 | 13747.2358 | 13953.6728 | 14647.9501 | 14140.9338 | 13709.7737 | 13339.0452 | 14548.6361 | 14198.9458 | 13633.0926 | 14130.734 | 14385.1575 | 16439.8935 | 15979.0436 | 15522.4375
TAS1 | Solar PV | 0.002436 | 0.0046646 | 0.0056303 | 0.007024 | 0.0067816 | 0.0057262 | 0.0061036 | 0.0088967 | 0.011151 | 0.017096 | 0.018008 | 0.19485 | 0.1994 | 0.18949 | 0.49346 | 0.50312 | 0.49599 | 0.46413 | 77.6237 | 83.9729 | 479.0191 | 551.2125 | 537.8567 | 471.1922 | 499.4987
TAS1 | Grid Battery | 0.011161 | 0.012809 | 0.014893 | 0.017243 | 0.020258 | 0.020486 | 0.025321 | 0.033236 | 0.048324 | 0.053722 | 0.057038 | 0.056818 | 0.059303 | 0.060769 | 0.077085 | 0.076727 | 0.083633 | 0.096155 | 0.097269 | 0.093986 | 0.10384 | 0.12016 | 0.11373 | 0.12122 | 0.13777
TAS1 | Pumped Hydro | 0 | 0 | 0.022123 | 0.025244 | 0.028492 | 0.032574 | 0.050244 | 0.073127 | 453.7252 | 754.3085 | 774.5418 | 748.6854 | 1076.786 | 1066.3194 | 1168.9126 | 1158.9123 | 1274.8129 | 1203.2998 | 1151.6277 | 1138.8947 | 1070.7172 | 1042.6311 | 982.8288 | 1055.7034 | 1045.2971
TAS1 | VPP | 0.64265 | 0.98403 | 1.5992 | 3.3695 | 5.1915 | 7.3018 | 11.7893 | 15.1281 | 21.7849 | 23.3061 | 29.7347 | 33.4665 | 33.4306 | 38.7089 | 44.0648 | 44.4582 | 56.2093 | 68.483 | 65.1331 | 67.4585 | 69.1115 | 75.4536 | 77.5331 | 88.3683 | 87.7421
Total excluding storage |  | 13946.8621 | 13735.98 | 14028.4498 | 13521.123 | 13386.1259 | 13892.7056 | 18418.8694 | 18284.4 | 23474.3797 | 23547.736 | 22880.2256 | 23304.2232 | 22728.8227 | 23038.8858 | 23481.5256 | 22806.3652 | 22286.9839 | 23068.5053 | 23018.0767 | 23359.5555 | 24533.5716 | 24208.2457 | 25839.5475 | 26505.1027 | 25698.9902
Explicitly modelled pumping
Region | Technology | 2023-24 | 2024-25 | 2025-26 | 2026-27 | 2027-28 | 2028-29 | 2029-30 | 2030-31 | 2031-32 | 2032-33 | 2033-34 | 2034-35 | 2035-36 | 2036-37 | 2037-38 | 2038-39 | 2039-40 | 2040-41 | 2041-42 | 2042-43 | 2043-44 | 2044-45 | 2045-46 | 2046-47 | 2047-48
NEM | Grid Battery pump | 500.3469 | 512.1596 | 2409.195 | 2866.1343 | 3737.9313 | 5980.6491 | 6888.8869 | 9037.8963 | 10465.0764 | 16108.5771 | 16575.3931 | 17191.9356 | 19308.212 | 19503.4574 | 20033.7294 | 20751.9495 | 26385.5842 | 27396.1623 | 39069.404 | 42364.4379 | 41536.4304 | 42748.2378 | 42686.5936 | 38733.2846 | 38835.7002
NEM | Pumped Hydro Pump | 1714.5518 | 2069.3485 | 3699.6643 | 4793.5094 | 5786.6269 | 6431.5947 | 7735.5137 | 9076.5205 | 10589.7653 | 9899.5941 | 10843.5758 | 9965.0808 | 11896.8512 | 11837.2943 | 13914.1893 | 14022.3541 | 14270.9838 | 14703.2833 | 14596.4804 | 15242.7917 | 13832.3865 | 15188.8594 | 15346.8163 | 16150.9959 | 14561.1485
NEM | VPP pump | 112.825 | 182.6351 | 286.9792 | 406.9499 | 563.9855 | 694.8695 | 921.0835 | 1090.4253 | 1367.753 | 1659.4287 | 2011.0831 | 2324.3689 | 2725.7808 | 3140.2168 | 3439.6883 | 3894.726 | 4363.1724 | 4713.3504 | 5270.9938 | 5698.1833 | 5915.1803 | 6331.0768 | 6854.9626 | 6931.4273 | 7308.429
Region | Technology | 2023-24 | 2024-25 | 2025-26 | 2026-27 | 2027-28 | 2028-29 | 2029-30 | 2030-31 | 2031-32 | 2032-33 | 2033-34 | 2034-35 | 2035-36 | 2036-37 | 2037-38 | 2038-39 | 2039-40 | 2040-41 | 2041-42 | 2042-43 | 2043-44 | 2044-45 | 2045-46 | 2046-47 | 2047-48
NSW1 | Grid Battery pump | 25.5095 | 29.9085 | 1892.6058 | 1968.1642 | 2841.5954 | 3449.6951 | 3791.3583 | 4025.7181 | 3899.5574 | 6396.1015 | 6090.0569 | 5835.7516 | 6053.2962 | 5958.5278 | 6402.5044 | 6622.1804 | 9575.6885 | 9454.7611 | 11862.0462 | 11459.9242 | 10743.4347 | 11831.8769 | 10453.8403 | 10423.5359 | 9527.6616
NSW1 | Pumped Hydro Pump | 983.3456 | 1155.8506 | 2585.9705 | 3412.6073 | 4387.133 | 5490.1195 | 6572.8942 | 7931.4513 | 8809.6938 | 7834.7253 | 8757.8554 | 8039.894 | 9418.6751 | 9460.7015 | 9259.5425 | 8786.382 | 7586.3052 | 7586.0287 | 7858.4074 | 8241.6282 | 6769.7117 | 7444.6279 | 7834.4746 | 8401.3598 | 6918.7638
NSW1 | VPP pump | 22.3222 | 48.1177 | 94.7303 | 139.5272 | 191.4736 | 237.8466 | 321.4499 | 391.2075 | 479.1495 | 584.5683 | 696.019 | 812.9219 | 967.8912 | 1087.7323 | 1199.5526 | 1358.9394 | 1500.3126 | 1598.8758 | 1777.4143 | 1899.6173 | 1947.1981 | 2104.0774 | 2235.5096 | 2321.2603 | 2443.8016
Region | Technology | 2023-24 | 2024-25 | 2025-26 | 2026-27 | 2027-28 | 2028-29 | 2029-30 | 2030-31 | 2031-32 | 2032-33 | 2033-34 | 2034-35 | 2035-36 | 2036-37 | 2037-38 | 2038-39 | 2039-40 | 2040-41 | 2041-42 | 2042-43 | 2043-44 | 2044-45 | 2045-46 | 2046-47 | 2047-48
QLD1 | Grid Battery pump | 63.5866 | 63.6921 | 66.4997 | 68.2714 | 67.1981 | 1763.1475 | 1819.5701 | 3120.825 | 3676.3415 | 4307.4408 | 5390.4114 | 6466.8217 | 6981.0044 | 7031.5827 | 6180.2376 | 6699.4434 | 8326.9088 | 8925.6557 | 15228.5029 | 20111.9346 | 19600.9481 | 19151.3287 | 19440.0665 | 17268.5806 | 18167.2373
QLD1 | Pumped Hydro Pump | 731.2062 | 913.4979 | 1113.6243 | 1380.7597 | 1399.3358 | 941.3146 | 1162.4257 | 1144.8401 | 1176.6543 | 1070.5172 | 1062.6646 | 939.9009 | 1072.9719 | 954.7037 | 3134.8156 | 3707.675 | 5009.8068 | 5513.7563 | 4776.5211 | 5063.1158 | 4885.0792 | 4752.9239 | 4455.4511 | 4725.5878 | 4572.5812
QLD1 | VPP pump | 13.668 | 22.2867 | 39.5126 | 64.3048 | 94.9422 | 123.3265 | 175.8279 | 219.2145 | 307.006 | 397.6443 | 504.1748 | 595.8496 | 704.1158 | 820.7971 | 899.8945 | 1039.524 | 1175.5726 | 1324.6279 | 1492.2343 | 1711.942 | 1841.1909 | 1946.0438 | 2086.4055 | 2133.8752 | 2244.0825
Region | Technology | 2023-24 | 2024-25 | 2025-26 | 2026-27 | 2027-28 | 2028-29 | 2029-30 | 2030-31 | 2031-32 | 2032-33 | 2033-34 | 2034-35 | 2035-36 | 2036-37 | 2037-38 | 2038-39 | 2039-40 | 2040-41 | 2041-42 | 2042-43 | 2043-44 | 2044-45 | 2045-46 | 2046-47 | 2047-48
VIC1 | Grid Battery pump | 190.2036 | 193.8344 | 227.8027 | 616.9301 | 612.9832 | 559.5964 | 1070.3679 | 1690.4988 | 2692.7427 | 3969.5634 | 3729.5764 | 3560.3568 | 3960.8865 | 4088.0117 | 4489.3924 | 4540.1436 | 5411.8818 | 5187.0111 | 5995.9712 | 5651.5303 | 5145.9706 | 5511.9806 | 5694.7238 | 5011.886 | 5500.4028
VIC1 | Pumped Hydro Pump | 0 | 0 | 0.021545 | 0.086679 | 0.093615 | 0.091192 | 0.09891 | 0.1015 | 0.099808 | 0.094487 | 0.10127 | 0.10018 | 0.14915 | 0.15065 | 0.37843 | 0.39176 | 0.40171 | 0.40208 | 447.7293 | 442.2207 | 782.1384 | 1621.2452 | 1752.8765 | 1645.6912 | 1694.3307
VIC1 | VPP pump | 14.1934 | 24.4857 | 45.4557 | 72.2454 | 115.9742 | 146.9202 | 199.4668 | 227.8974 | 286.3984 | 341.3486 | 422.5052 | 493.3559 | 579.0797 | 693.297 | 762.0277 | 870.842 | 1008.1699 | 1074.8552 | 1224.1562 | 1282.4787 | 1305.3522 | 1417.9968 | 1583.0972 | 1520.2781 | 1630.0387
Region | Technology | 2023-24 | 2024-25 | 2025-26 | 2026-27 | 2027-28 | 2028-29 | 2029-30 | 2030-31 | 2031-32 | 2032-33 | 2033-34 | 2034-35 | 2035-36 | 2036-37 | 2037-38 | 2038-39 | 2039-40 | 2040-41 | 2041-42 | 2042-43 | 2043-44 | 2044-45 | 2045-46 | 2046-47 | 2047-48
SA1 | Grid Battery pump | 221.0338 | 224.7095 | 222.2692 | 212.7482 | 216.1305 | 208.1858 | 207.5604 | 200.815 | 196.3773 | 1435.4075 | 1365.2805 | 1328.9377 | 2312.9545 | 2425.2628 | 2961.5034 | 2890.0907 | 3071.0057 | 3828.6198 | 5982.7681 | 5140.937 | 6045.9536 | 6252.9087 | 7097.8275 | 6029.1382 | 5640.2347
SA1 | Pumped Hydro Pump | 0 | 0 | 0.018699 | 0.022558 | 0.026893 | 0.026724 | 0.028484 | 0.031733 | 0.032943 | 0.034205 | 0.035191 | 0.035721 | 0.043487 | 0.045777 | 0.050172 | 0.051346 | 0.054285 | 0.05871 | 0.066543 | 0.066436 | 0.068477 | 0.079078 | 0.082675 | 0.079159 | 0.081943
SA1 | VPP pump | 61.8846 | 86.583 | 105.4033 | 126.9116 | 155.4606 | 178.213 | 210.4441 | 234.3331 | 269.5697 | 308.4485 | 353.4023 | 382.729 | 435.5041 | 492.6669 | 526.5559 | 573.0063 | 613.0994 | 634.126 | 700.5787 | 724.745 | 740.449 | 774.1423 | 858.3465 | 852.4869 | 887.2803
Region | Technology | 2023-24 | 2024-25 | 2025-26 | 2026-27 | 2027-28 | 2028-29 | 2029-30 | 2030-31 | 2031-32 | 2032-33 | 2033-34 | 2034-35 | 2035-36 | 2036-37 | 2037-38 | 2038-39 | 2039-40 | 2040-41 | 2041-42 | 2042-43 | 2043-44 | 2044-45 | 2045-46 | 2046-47 | 2047-48
TAS1 | Grid Battery pump | 0.013259 | 0.015213 | 0.017688 | 0.020476 | 0.024075 | 0.024332 | 0.030094 | 0.039483 | 0.057509 | 0.063948 | 0.067835 | 0.06763 | 0.070474 | 0.072376 | 0.091655 | 0.09131 | 0.099385 | 0.11451 | 0.11563 | 0.11182 | 0.12343 | 0.14293 | 0.13548 | 0.14388 | 0.16381
TAS1 | Pumped Hydro Pump | 0 | 0 | 0.02922 | 0.033201 | 0.037604 | 0.042762 | 0.066387 | 0.095861 | 603.2845 | 994.2228 | 1022.9193 | 985.15 | 1405.0115 | 1421.6927 | 1519.4026 | 1527.8541 | 1674.4158 | 1603.0374 | 1513.756 | 1495.7606 | 1395.3887 | 1369.9833 | 1303.9314 | 1378.278 | 1375.3908
TAS1 | VPP pump | 0.75676 | 1.162 | 1.8773 | 3.9608 | 6.1349 | 8.5631 | 13.8948 | 17.7727 | 25.6294 | 27.419 | 34.9819 | 39.5125 | 39.19 | 45.7235 | 51.6576 | 52.4143 | 66.0178 | 80.8656 | 76.6102 | 79.4003 | 80.99 | 88.8164 | 91.6038 | 103.5267 | 103.2259
Non-controllable capacity
Region | Technology | 2023-24 | 2024-25 | 2025-26 | 2026-27 | 2027-28 | 2028-29 | 2029-30 | 2030-31 | 2031-32 | 2032-33 | 2033-34 | 2034-35 | 2035-36 | 2036-37 | 2037-38 | 2038-39 | 2039-40 | 2040-41 | 2041-42 | 2042-43 | 2043-44 | 2044-45 | 2045-46 | 2046-47 | 2047-48
NEM | Distributed PV | 27193.0267 | 29855.4402 | 32357.1945 | 38209.2774 | 41747.4805 | 40292.3836 | 45224.5536 | 50139.9148 | 54135.6737 | 57105.5356 | 58421.5607 | 59452.8184 | 66559.8593 | 69279.1038 | 64281.7854 | 69936.994 | 75504.2206 | 79500.5636 | 81997.9526 | 82265.2401 | 82087.7625 | 90235.4986 | 92616.3023 | 85054.2412 | 91677.881
NEM | Behind the meter battery | 657.5137 | 1006.7447 | 1317.3393 | 1566.0098 | 1773.1566 | 1890.8424 | 2143.9911 | 2489.4047 | 2789.0704 | 3113.0752 | 3597.6322 | 4070.11 | 4511.1194 | 4860.9793 | 5165.9009 | 5364.9705 | 5454.5291 | 5447.6237 | 5401.3096 | 5348.7634 | 5404.7881 | 5430.708 | 5462.7544 | 5462.5562 | 5467.5685
NEM | Behind the meter battery pump | 773.9288 | 1184.9284 | 1550.1053 | 1843.1255 | 2087.3228 | 2225.0785 | 2523.5712 | 2929.616 | 3282.4864 | 3663.3641 | 4233.7384 | 4790.7173 | 5309.6304 | 5721.7019 | 6080.1627 | 6314.2799 | 6420.1964 | 6410.0458 | 6358.28 | 6294.3025 | 6360.4049 | 6392.115 | 6428.6141 | 6430.2842 | 6436.1891
Region | Technology | 2023-24 | 2024-25 | 2025-26 | 2026-27 | 2027-28 | 2028-29 | 2029-30 | 2030-31 | 2031-32 | 2032-33 | 2033-34 | 2034-35 | 2035-36 | 2036-37 | 2037-38 | 2038-39 | 2039-40 | 2040-41 | 2041-42 | 2042-43 | 2043-44 | 2044-45 | 2045-46 | 2046-47 | 2047-48
NSW1 | Distributed PV | 8707.243 | 9751.3904 | 10503.0233 | 12723.8602 | 13647.2494 | 13104.8158 | 14473.4152 | 16426.2462 | 18245.0632 | 18826.2306 | 19636.6619 | 19972.4263 | 23055.6023 | 23727.2977 | 21991.0212 | 23494.3379 | 25868.3581 | 27837.73 | 27995.783 | 28469.6892 | 28276.0762 | 31915.822 | 32343.3581 | 29628.8927 | 31325.2769
NSW1 | Behind the meter battery | 236.0997 | 340.3977 | 426.8203 | 496.5989 | 552.178 | 593.1144 | 678.601 | 795.0042 | 915.6299 | 1045.6392 | 1229.8005 | 1397.7866 | 1551.5025 | 1674.213 | 1770.8636 | 1835.975 | 1865.6994 | 1856.8353 | 1844.8207 | 1833.1068 | 1857.9164 | 1869.6097 | 1877.4406 | 1875.4554 | 1868.3381
NSW1 | Behind the meter battery pump | 277.8328 | 400.6658 | 502.3022 | 584.3175 | 650.1429 | 698.0717 | 798.8828 | 935.9349 | 1077.2855 | 1230.342 | 1446.9719 | 1644.5885 | 1826.2437 | 1970.4983 | 2083.9438 | 2160.393 | 2196.8689 | 2184.5941 | 2172.0639 | 2156.8121 | 2185.7851 | 2201.4161 | 2209.4144 | 2207.8793 | 2199.915
Region | Technology | 2023-24 | 2024-25 | 2025-26 | 2026-27 | 2027-28 | 2028-29 | 2029-30 | 2030-31 | 2031-32 | 2032-33 | 2033-34 | 2034-35 | 2035-36 | 2036-37 | 2037-38 | 2038-39 | 2039-40 | 2040-41 | 2041-42 | 2042-43 | 2043-44 | 2044-45 | 2045-46 | 2046-47 | 2047-48
QLD1 | Distributed PV | 8403.6122 | 9014.4286 | 10128.7761 | 11810.9664 | 12852.0367 | 11646.5172 | 13574.1081 | 15017.3782 | 16732.3695 | 17393.2554 | 17557.5691 | 18560.6266 | 20553.8494 | 21340.2223 | 18602.1219 | 20912.7155 | 22422.142 | 24269.4914 | 24675.263 | 24400.9496 | 25282.8181 | 27407.2483 | 28081.7306 | 24169.1 | 26910.5664
QLD1 | Behind the meter battery | 170.7366 | 271.0266 | 364.6122 | 433.5151 | 491.3321 | 537.9626 | 628.6386 | 744.6914 | 834.1762 | 930.9932 | 1074.1494 | 1213.5721 | 1346.8461 | 1448.2671 | 1535.4985 | 1600.0345 | 1631.782 | 1631.2572 | 1608.2973 | 1592.3827 | 1609.1851 | 1612.6466 | 1621.0805 | 1616.2546 | 1614.1068
QLD1 | Behind the meter battery pump | 200.9896 | 319.0374 | 429.0447 | 510.4005 | 578.2214 | 632.9301 | 739.7227 | 876.2329 | 981.9917 | 1095.8935 | 1264.3808 | 1428.9002 | 1585.3756 | 1705.2134 | 1807.0518 | 1884.0736 | 1919.9871 | 1919.529 | 1893.1536 | 1873.7884 | 1893.7201 | 1897.3207 | 1907.6047 | 1902.393 | 1900.3283
Region | Technology | 2023-24 | 2024-25 | 2025-26 | 2026-27 | 2027-28 | 2028-29 | 2029-30 | 2030-31 | 2031-32 | 2032-33 | 2033-34 | 2034-35 | 2035-36 | 2036-37 | 2037-38 | 2038-39 | 2039-40 | 2040-41 | 2041-42 | 2042-43 | 2043-44 | 2044-45 | 2045-46 | 2046-47 | 2047-48
VIC1 | Distributed PV | 6032.5503 | 6741.6639 | 7234.4334 | 8639.8494 | 9717.101 | 9936.1507 | 11013.0924 | 12100.4072 | 12236.49 | 13439.2159 | 13672.5142 | 13430.4185 | 14826.9811 | 15551.3651 | 15167.955 | 16372.941 | 17617.6072 | 17536.8638 | 18949.1962 | 19065.3572 | 18469.7945 | 20161.398 | 20902.3114 | 20262.2833 | 21724.6305
VIC1 | Behind the meter battery | 143.293 | 255.764 | 357.528 | 445.5417 | 520.1297 | 534.0202 | 574.5348 | 646.8898 | 695.0103 | 741.5967 | 840.8801 | 953.3033 | 1060.5591 | 1150.0707 | 1245.2576 | 1291.8352 | 1313.6739 | 1317.4793 | 1309.5395 | 1283.2305 | 1289.176 | 1299.8888 | 1310.3468 | 1322.1048 | 1335.0646
VIC1 | Behind the meter battery pump | 168.7049 | 300.9657 | 420.6293 | 524.3864 | 612.3835 | 628.4616 | 676.2866 | 761.0496 | 817.9236 | 872.5457 | 989.6107 | 1122.4325 | 1248.0938 | 1353.2335 | 1466.2928 | 1520.0169 | 1546.0309 | 1550.041 | 1541.089 | 1510.2224 | 1517.4149 | 1529.652 | 1542.0634 | 1556.6244 | 1571.0173
Region | Technology | 2023-24 | 2024-25 | 2025-26 | 2026-27 | 2027-28 | 2028-29 | 2029-30 | 2030-31 | 2031-32 | 2032-33 | 2033-34 | 2034-35 | 2035-36 | 2036-37 | 2037-38 | 2038-39 | 2039-40 | 2040-41 | 2041-42 | 2042-43 | 2043-44 | 2044-45 | 2045-46 | 2046-47 | 2047-48
SA1 | Distributed PV | 3704.5987 | 3951.988 | 4064.8608 | 4530.5997 | 4981.5094 | 5023.1783 | 5534.6411 | 5907.0055 | 6198.1437 | 6659.2328 | 6727.6851 | 6661.3709 | 7203.2359 | 7704.5469 | 7552.6843 | 8145.7934 | 8520.7085 | 8753.6659 | 9205.589 | 9118.8386 | 8868.1847 | 9444.4097 | 9951.9812 | 9653.1846 | 10332.9568
SA1 | Behind the meter battery | 89.6576 | 114.2984 | 136.4992 | 153.4714 | 168.7112 | 182.0004 | 212.3649 | 244.9938 | 278.8759 | 319.969 | 366.7485 | 408.2686 | 445.0039 | 472.6485 | 491.7265 | 509.3402 | 512.972 | 511.5296 | 508.7854 | 510.011 | 516.6645 | 516.2922 | 519.8793 | 515.4168 | 516.5139
SA1 | Behind the meter battery pump | 105.5364 | 134.5421 | 160.6012 | 180.616 | 198.5417 | 214.1386 | 250.02 | 288.3253 | 328.3143 | 376.4625 | 431.505 | 480.4342 | 523.687 | 556.4807 | 578.644 | 599.3439 | 603.8566 | 602.2642 | 599.156 | 600.4794 | 608.3176 | 607.9903 | 611.8434 | 606.4216 | 607.6875
Region | Technology | 2023-24 | 2024-25 | 2025-26 | 2026-27 | 2027-28 | 2028-29 | 2029-30 | 2030-31 | 2031-32 | 2032-33 | 2033-34 | 2034-35 | 2035-36 | 2036-37 | 2037-38 | 2038-39 | 2039-40 | 2040-41 | 2041-42 | 2042-43 | 2043-44 | 2044-45 | 2045-46 | 2046-47 | 2047-48
TAS1 | Distributed PV | 345.0226 | 395.9693 | 426.1009 | 504.0017 | 549.584 | 581.7216 | 629.2969 | 688.8778 | 723.6073 | 787.6009 | 827.1305 | 827.9761 | 920.1906 | 955.6718 | 968.003 | 1011.2062 | 1075.4049 | 1102.8125 | 1172.1215 | 1210.4055 | 1190.8891 | 1306.6205 | 1336.921 | 1340.7806 | 1384.4504
TAS1 | Behind the meter battery | 17.7268 | 25.258 | 31.8796 | 36.8828 | 40.8056 | 43.7449 | 49.8517 | 57.8255 | 65.3781 | 74.8771 | 86.0537 | 97.1794 | 107.2079 | 115.78 | 122.5546 | 127.7856 | 130.4018 | 130.5224 | 129.8666 | 130.0323 | 131.846 | 132.2708 | 134.0073 | 133.3247 | 133.5451
TAS1 | Behind the meter battery pump | 20.8652 | 29.7174 | 37.5279 | 43.4051 | 48.0333 | 51.4765 | 58.6591 | 68.0734 | 76.9713 | 88.1205 | 101.27 | 114.362 | 126.2303 | 136.2759 | 144.2303 | 150.4525 | 153.4529 | 153.6175 | 152.8175 | 153.0002 | 155.1672 | 155.7358 | 157.6882 | 156.9658 | 157.2412

## BaseCase_Capacity
Installed capacity by technology (MW) - BaseCase, Step Change Scenario
Capacity calculated on 1 July. In early study years some wind and solar projects enter later in the financial year and are therefore reflected in the following financial year's capacity.
Explicitly modelled generation
Region | Technology | 2023-24 | 2024-25 | 2025-26 | 2026-27 | 2027-28 | 2028-29 | 2029-30 | 2030-31 | 2031-32 | 2032-33 | 2033-34 | 2034-35 | 2035-36 | 2036-37 | 2037-38 | 2038-39 | 2039-40 | 2040-41 | 2041-42 | 2042-43 | 2043-44 | 2044-45 | 2045-46 | 2046-47 | 2047-48
NEM | Black Coal | 16456 | 16456 | 13593.4303 | 11262.7249 | 10114.9939 | 9136.6256 | 7344.1186 | 7167.0591 | 6439.7313 | 5622.6505 | 4380.2252 | 4380.2232 | 3643.6026 | 3584.6998 | 3584.6889 | 2083.3028 | 2083.3007 | 0.043921 | 0.04182 | 0.036117 | 0.03244 | 0.015477 | 0.013032 | 0.010545 | 0.0081443
NEM | Brown Coal | 4835 | 4835 | 3146.6793 | 3146.6785 | 2489.9714 | 1910.1205 | 1373.4037 | 1140.2398 | 0.075117 | 0.074829 | 0.060375 | 0.060366 | 0.060278 | 0.026186 | 0.026184 | 0.017925 | 0.017649 | 0.016859 | 0.016854 | 0.016843 | 0.016841 | 0.016261 | 0.0037905 | 0.0037895 | 0
NEM | CCGT | 2954.9 | 2774.9036 | 2774.9044 | 2774.9047 | 2774.9048 | 2774.9057 | 2774.9059 | 2774.9061 | 2774.9062 | 2774.9067 | 2774.9073 | 2774.9078 | 2774.9084 | 2389.9084 | 1860.9104 | 1860.9104 | 1716.5106 | 1716.5106 | 1716.5116 | 1716.5118 | 1276.5413 | 1276.632 | 632.132 | 388.1333 | 388.1333
NEM | Gas - Steam | 1300 | 1300 | 1300 | 1300 | 1300 | 1300 | 1300 | 1300 | 1300 | 1300 | 1300 | 1300 | 500 | 500 | 500 | 500 | 0 | 0 | 0 | 0 | 0 | 0 | 0 | 0 | 0
NEM | OCGT / Diesel | 7382.173 | 8132.1763 | 8132.1777 | 8132.178 | 8132.1782 | 8132.1846 | 8132.1848 | 7749.6851 | 7749.6855 | 7472.8265 | 6879.3267 | 6762.3271 | 7648.7734 | 7648.7736 | 9155.5682 | 9155.5683 | 9079.9264 | 9014.967 | 9709.7084 | 9615.7087 | 10997.8673 | 12073.3152 | 12073.3155 | 13090.8182 | 12765.7189
NEM | Hydro | 7507.42 | 7507.42 | 7507.42 | 7507.42 | 7507.42 | 7507.42 | 7507.42 | 7507.42 | 7507.42 | 7507.42 | 7507.42 | 7507.42 | 7507.42 | 7507.42 | 7421.02 | 7421.02 | 7421.02 | 7421.02 | 7421.02 | 7355.02 | 7355.02 | 7355.02 | 7355.02 | 7355.02 | 7355.02
NEM | Hydrogen Turbine | 0 | 0 | 0 | 0 | 0 | 0 | 0 | 0 | 0 | 0 | 0 | 0 | 0 | 0 | 0 | 0 | 0 | 0 | 0 | 0 | 0 | 0 | 0 | 0 | 0
NEM | Wind | 12490.9044 | 13878.3824 | 20052.6485 | 21507.6021 | 25562.7447 | 29737.1985 | 31986.2326 | 32960.8156 | 34606.0063 | 36700.0849 | 39673.9894 | 39684.6994 | 41520.3066 | 42437.2856 | 46754.4205 | 46764.1669 | 46481.9217 | 45976.9235 | 45928.6556 | 49720.6876 | 50229.5451 | 49800.4392 | 49811.1487 | 55894.9142 | 57369.4658
NEM | Solar PV | 9555.0305 | 9955.1165 | 10702.5339 | 10702.5545 | 10702.5686 | 11186.0053 | 12055.3838 | 13300.5235 | 14607.722 | 17297.7551 | 18895.0504 | 21060.4436 | 21060.4482 | 21217.0176 | 26482.5435 | 29645.4591 | 36101.2448 | 41074.147 | 46406.041 | 54120.8727 | 58069.9635 | 57661.4093 | 58448.662 | 65261.4579 | 64430.5564
NEM | Grid Battery | 1004.6404 | 1004.6682 | 1733.4319 | 2008.4591 | 2338.4103 | 3639.133 | 3913.443 | 4687.8394 | 5431.1333 | 7789.7043 | 8255.0525 | 8715.1052 | 9678.6483 | 9628.6617 | 10837.38 | 10837.3845 | 12968.9314 | 13560.9128 | 18156.2104 | 19909.001 | 20013.3545 | 20843.3519 | 20104.9826 | 20443.4059 | 20396.7791
NEM | Pumped Hydro | 810 | 810 | 1526.4117 | 1526.4432 | 3566.447 | 3566.5038 | 3566.5167 | 3566.5297 | 3805.0745 | 4015.3699 | 4015.3737 | 4015.375 | 4275.0316 | 4275.033 | 5298.8154 | 5298.8161 | 5828.3055 | 5828.3072 | 5988.2595 | 5988.262 | 6128.4055 | 6438.666 | 6484.4363 | 6789.5151 | 6791.9724
NEM | VPP | 318.739 | 623.03 | 1035.446 | 1538.927 | 2142.811 | 2807.633 | 3819.338 | 4674.318 | 5519.234 | 6499.296 | 7698.609 | 9010.322 | 10339.413 | 11714.809 | 13054.43 | 14363.339 | 15318.455 | 16214.658 | 16979.075 | 17751.389 | 18512.156 | 19307.583 | 20087.466 | 20907.658 | 21712.697
Total excluding storage |  | 62481.4279 | 64838.9989 | 67209.7941 | 66334.0628 | 68584.7816 | 71684.4601 | 72473.6495 | 73900.6493 | 74985.5464 | 78675.7186 | 81410.9793 | 83470.0815 | 84655.5195 | 85285.1311 | 95759.1777 | 97430.4454 | 102883.9418 | 105203.6289 | 111181.9953 | 122528.8537 | 127928.9865 | 128166.8475 | 128320.295 | 141990.3579 | 142308.9026
Region | Technology | 2023-24 | 2024-25 | 2025-26 | 2026-27 | 2027-28 | 2028-29 | 2029-30 | 2030-31 | 2031-32 | 2032-33 | 2033-34 | 2034-35 | 2035-36 | 2036-37 | 2037-38 | 2038-39 | 2039-40 | 2040-41 | 2041-42 | 2042-43 | 2043-44 | 2044-45 | 2045-46 | 2046-47 | 2047-48
NSW1 | Black Coal | 8330 | 8330 | 7437.4294 | 5378.585 | 4718.6039 | 3740.2424 | 3185.5969 | 3185.5958 | 2901.0201 | 2632.4236 | 1389.9983 | 1389.9983 | 1389.9908 | 1389.9908 | 1389.9908 | 729.9967 | 729.9947 | 0 | 0 | 0 | 0 | 0 | 0 | 0 | 0
NSW1 | Brown Coal | 0 | 0 | 0 | 0 | 0 | 0 | 0 | 0 | 0 | 0 | 0 | 0 | 0 | 0 | 0 | 0 | 0 | 0 | 0 | 0 | 0 | 0 | 0 | 0 | 0
NSW1 | CCGT | 440 | 440.0009 | 440.0012 | 440.0012 | 440.0012 | 440.0012 | 440.0012 | 440.0012 | 440.0012 | 440.0013 | 440.0016 | 440.0016 | 440.0016 | 440.0016 | 440.002 | 440.002 | 440.002 | 440.002 | 440.0022 | 440.0022 | 0.002549 | 0.0025494 | 0.0025504 | 0.0032524 | 0.0032562
NSW1 | Gas - Steam | 0 | 0 | 0 | 0 | 0 | 0 | 0 | 0 | 0 | 0 | 0 | 0 | 0 | 0 | 0 | 0 | 0 | 0 | 0 | 0 | 0 | 0 | 0 | 0 | 0
NSW1 | OCGT / Diesel | 1889.0018 | 2639.0049 | 2639.005 | 2639.005 | 2639.005 | 2639.005 | 2639.005 | 2639.005 | 2639.0051 | 2639.0051 | 2639.0051 | 2639.0051 | 2639.0051 | 2639.0052 | 2730.598 | 2730.598 | 2730.5981 | 2730.5981 | 2730.6001 | 2730.6001 | 3082.172 | 2233.1731 | 2233.1731 | 2790.5402 | 3049.4408
NSW1 | Hydro | 2525 | 2525 | 2525 | 2525 | 2525 | 2525 | 2525 | 2525 | 2525 | 2525 | 2525 | 2525 | 2525 | 2525 | 2525 | 2525 | 2525 | 2525 | 2525 | 2525 | 2525 | 2525 | 2525 | 2525 | 2525
NSW1 | Hydrogen Turbine | 0 | 0 | 0 | 0 | 0 | 0 | 0 | 0 | 0 | 0 | 0 | 0 | 0 | 0 | 0 | 0 | 0 | 0 | 0 | 0 | 0 | 0 | 0 | 0 | 0
NSW1 | Wind | 3136.7959 | 3532.7998 | 5983.8776 | 6203.9975 | 8909.9845 | 9903.1053 | 10224.7569 | 10224.7702 | 10245.3372 | 11055.8381 | 11718.698 | 11902.0059 | 13787.6442 | 14316.169 | 15285.6543 | 15088.7457 | 15088.7464 | 14815.136 | 14766.8362 | 15549.0685 | 15585.245 | 15585.2468 | 16260.2084 | 16812.6574 | 17507.0548
NSW1 | Solar PV | 4201.0185 | 4455.0969 | 5202.5008 | 5202.5013 | 5202.5144 | 5685.9208 | 6555.2855 | 7772.1686 | 8219.6615 | 8712.5835 | 9392.732 | 9392.7365 | 9392.7369 | 9545.3436 | 11798.5062 | 13090.283 | 14019.3186 | 14832.2806 | 15334.7555 | 17191.8245 | 17601.457 | 17601.457 | 17601.4594 | 19808.6739 | 19713.284
NSW1 | Grid Battery | 50.0166 | 50.0417 | 778.7969 | 778.7989 | 1108.7438 | 1508.7432 | 1583.744 | 1583.7514 | 1583.7627 | 2530.4059 | 2530.408 | 2530.4084 | 2530.4197 | 2480.4242 | 2911.9689 | 2911.9703 | 4080.8486 | 4080.8543 | 5011.2097 | 5011.2131 | 5011.2001 | 5148.2622 | 4419.6091 | 5032.9658 | 4714.8062
NSW1 | Pumped Hydro | 240 | 240 | 706.3753 | 706.3756 | 2746.3762 | 2746.3769 | 2746.3772 | 2746.3776 | 2746.3778 | 2746.3781 | 2746.3785 | 2746.3787 | 2746.3796 | 2746.38 | 2746.3918 | 2746.3919 | 2746.3921 | 2746.3924 | 2746.3929 | 2746.3935 | 2746.3938 | 2746.3976 | 2746.3978 | 2746.4547 | 2746.4548
NSW1 | VPP | 97.195 | 193.891 | 321.467 | 477.308 | 663.939 | 884.262 | 1223.617 | 1508.422 | 1818.152 | 2178.93 | 2618.438 | 3090.167 | 3561.697 | 4049.33 | 4508.481 | 4960.715 | 5286.699 | 5588.123 | 5842.664 | 6109.578 | 6370.565 | 6645.585 | 6914.04 | 7197.413 | 7473.876
Total excluding storage |  | 20521.8162 | 21921.9025 | 24227.814 | 22389.09 | 24435.1089 | 24933.2747 | 25569.6455 | 26786.5408 | 26970.025 | 28004.8515 | 28105.435 | 28288.7474 | 30174.3787 | 30855.5102 | 34169.7515 | 34604.6255 | 35533.6598 | 35343.0168 | 35797.194 | 38436.4954 | 38793.8766 | 37944.8795 | 38619.8435 | 41936.8747 | 42794.7828
Region | Technology | 2023-24 | 2024-25 | 2025-26 | 2026-27 | 2027-28 | 2028-29 | 2029-30 | 2030-31 | 2031-32 | 2032-33 | 2033-34 | 2034-35 | 2035-36 | 2036-37 | 2037-38 | 2038-39 | 2039-40 | 2040-41 | 2041-42 | 2042-43 | 2043-44 | 2044-45 | 2045-46 | 2046-47 | 2047-48
QLD1 | Black Coal | 8126 | 8126 | 6156.0009 | 5884.1399 | 5396.3901 | 5396.3832 | 4158.5217 | 3981.4633 | 3538.7111 | 2990.2269 | 2990.2269 | 2990.2249 | 2253.6118 | 2194.7089 | 2194.6981 | 1353.3061 | 1353.3061 | 0.043921 | 0.04182 | 0.036117 | 0.03244 | 0.015477 | 0.013032 | 0.010545 | 0.0081443
QLD1 | Brown Coal | 0 | 0 | 0 | 0 | 0 | 0 | 0 | 0 | 0 | 0 | 0 | 0 | 0 | 0 | 0 | 0 | 0 | 0 | 0 | 0 | 0 | 0 | 0 | 0 | 0
QLD1 | CCGT | 1597.9 | 1597.9007 | 1597.901 | 1597.901 | 1597.901 | 1597.9017 | 1597.9017 | 1597.9017 | 1597.9017 | 1597.9017 | 1597.902 | 1597.9021 | 1597.9021 | 1212.9021 | 1212.9025 | 1212.9025 | 1068.5026 | 1068.5026 | 1068.5026 | 1068.5026 | 1068.5026 | 1068.5026 | 424.0026 | 180.003 | 180.003
QLD1 | Gas - Steam | 0 | 0 | 0 | 0 | 0 | 0 | 0 | 0 | 0 | 0 | 0 | 0 | 0 | 0 | 0 | 0 | 0 | 0 | 0 | 0 | 0 | 0 | 0 | 0 | 0
QLD1 | OCGT / Diesel | 1954.5018 | 1954.5019 | 1954.503 | 1954.503 | 1954.503 | 1954.5092 | 1954.5092 | 1954.5093 | 1954.5093 | 1954.5093 | 1531.0093 | 1414.0093 | 1414.0093 | 1414.0094 | 2829.2068 | 2829.2068 | 3193.563 | 3193.563 | 3193.563 | 3193.563 | 3193.5631 | 3193.5631 | 3193.5632 | 3807.6987 | 3807.6987
QLD1 | Hydro | 152.4 | 152.4 | 152.4 | 152.4 | 152.4 | 152.4 | 152.4 | 152.4 | 152.4 | 152.4 | 152.4 | 152.4 | 152.4 | 152.4 | 66 | 66 | 66 | 66 | 66 | 0 | 0 | 0 | 0 | 0 | 0
QLD1 | Hydrogen Turbine | 0 | 0 | 0 | 0 | 0 | 0 | 0 | 0 | 0 | 0 | 0 | 0 | 0 | 0 | 0 | 0 | 0 | 0 | 0 | 0 | 0 | 0 | 0 | 0 | 0
QLD1 | Wind | 1643.1035 | 1920.1962 | 4718.5321 | 4926.2939 | 5317.3238 | 6951.2049 | 8247.6201 | 8872.8179 | 8872.9084 | 9932.4274 | 10638.7538 | 10658.1544 | 10733.5391 | 11162.0692 | 13344.3724 | 13344.3725 | 13344.3772 | 13440.2885 | 13440.3199 | 14901.0334 | 15422.7847 | 14969.8948 | 15128.5546 | 18604.1445 | 18604.1478
QLD1 | Solar PV | 3707.7926 | 3853.7958 | 3853.8033 | 3853.8037 | 3853.8039 | 3853.832 | 3853.845 | 3853.8647 | 4620.5533 | 4972.9177 | 5890.0642 | 6945.3109 | 6945.311 | 6824.313 | 8487.4214 | 9933.1049 | 13147.2305 | 16248.6465 | 18481.8551 | 24014.966 | 24797.2531 | 24596.1531 | 24765.3597 | 28302.6748 | 27641.2816
QLD1 | Grid Battery | 100.0042 | 100.0054 | 100.0122 | 100.0192 | 100.0198 | 1000.743 | 1000.7432 | 1528.1431 | 1741.9001 | 1950.4702 | 2471.1446 | 2956.1963 | 3158.2882 | 3158.2888 | 3158.2896 | 3158.2905 | 3888.2706 | 3888.271 | 6641.8578 | 8394.6434 | 8407.437 | 8407.4365 | 8407.4295 | 8407.4244 | 8407.4238
QLD1 | Pumped Hydro | 570 | 570 | 820.014 | 820.0192 | 820.0193 | 820.0731 | 820.0731 | 820.0731 | 820.0731 | 820.0732 | 820.0733 | 820.0734 | 820.1536 | 820.1537 | 1801.921 | 1801.9211 | 2331.4092 | 2331.4093 | 2331.4096 | 2331.41 | 2331.4101 | 2331.4101 | 2331.4102 | 2636.4316 | 2636.4316
QLD1 | VPP | 70.647 | 151.979 | 266.905 | 406.553 | 573.369 | 775.003 | 1088.951 | 1359.68 | 1609.112 | 1901.087 | 2255.93 | 2641.224 | 3035.733 | 3438.946 | 3828.058 | 4218.174 | 4496.148 | 4751.315 | 4961.596 | 5182.052 | 5399.381 | 5623.012 | 5842.429 | 6071.39 | 6296.348
Total excluding storage |  | 17181.6979 | 17604.7946 | 18433.1403 | 18369.0416 | 18272.3217 | 19906.231 | 19964.7977 | 20412.9569 | 20736.9839 | 21600.383 | 22800.3562 | 23758.0016 | 23096.7732 | 22960.4026 | 28134.6011 | 28738.8928 | 32172.9793 | 34017.0445 | 36250.2824 | 43178.1012 | 44482.136 | 43828.1291 | 43511.4931 | 50894.5316 | 50233.1393
Region | Technology | 2023-24 | 2024-25 | 2025-26 | 2026-27 | 2027-28 | 2028-29 | 2029-30 | 2030-31 | 2031-32 | 2032-33 | 2033-34 | 2034-35 | 2035-36 | 2036-37 | 2037-38 | 2038-39 | 2039-40 | 2040-41 | 2041-42 | 2042-43 | 2043-44 | 2044-45 | 2045-46 | 2046-47 | 2047-48
VIC1 | Black Coal | 0 | 0 | 0 | 0 | 0 | 0 | 0 | 0 | 0 | 0 | 0 | 0 | 0 | 0 | 0 | 0 | 0 | 0 | 0 | 0 | 0 | 0 | 0 | 0 | 0
VIC1 | Brown Coal | 4835 | 4835 | 3146.6793 | 3146.6785 | 2489.9714 | 1910.1205 | 1373.4037 | 1140.2398 | 0.075117 | 0.074829 | 0.060375 | 0.060366 | 0.060278 | 0.026186 | 0.026184 | 0.017925 | 0.017649 | 0.016859 | 0.016854 | 0.016843 | 0.016841 | 0.016261 | 0.0037905 | 0.0037895 | 0
VIC1 | CCGT | 0 | 0.00078948 | 0.00092744 | 0.0012565 | 0.001258 | 0.001372 | 0.0015485 | 0.0016169 | 0.0016198 | 0.0018635 | 0.0018663 | 0.0020913 | 0.0025193 | 0.0025199 | 0.0032669 | 0.0032676 | 0.0032932 | 0.0032957 | 0.0041605 | 0.0042202 | 0.032981 | 0.12355 | 0.12358 | 0.12382 | 0.12383
VIC1 | Gas - Steam | 500 | 500 | 500 | 500 | 500 | 500 | 500 | 500 | 500 | 500 | 500 | 500 | 500 | 500 | 500 | 500 | 0 | 0 | 0 | 0 | 0 | 0 | 0 | 0 | 0
VIC1 | OCGT / Diesel | 1900.0054 | 1900.0054 | 1900.0055 | 1900.0057 | 1900.0057 | 1900.0057 | 1900.0057 | 1900.0057 | 1900.0057 | 1900.0058 | 1730.0058 | 1730.0059 | 2696.4436 | 2696.4436 | 2696.4437 | 2696.4437 | 2256.4455 | 2311.486 | 3006.2222 | 2912.2225 | 3688.1704 | 5532.5392 | 5532.5392 | 5532.5392 | 4948.5392
VIC1 | Hydro | 2279.02 | 2279.02 | 2279.02 | 2279.02 | 2279.02 | 2279.02 | 2279.02 | 2279.02 | 2279.02 | 2279.02 | 2279.02 | 2279.02 | 2279.02 | 2279.02 | 2279.02 | 2279.02 | 2279.02 | 2279.02 | 2279.02 | 2279.02 | 2279.02 | 2279.02 | 2279.02 | 2279.02 | 2279.02
VIC1 | Hydrogen Turbine | 0 | 0 | 0 | 0 | 0 | 0 | 0 | 0 | 0 | 0 | 0 | 0 | 0 | 0 | 0 | 0 | 0 | 0 | 0 | 0 | 0 | 0 | 0 | 0 | 0
VIC1 | Wind | 4181.4046 | 4681.4124 | 5402.5266 | 6091.8784 | 6873.9322 | 7462.1344 | 7644.9952 | 8020.9182 | 8476.1632 | 8476.1638 | 10074.3304 | 9882.3315 | 9882.3316 | 9955.1883 | 10457.4235 | 10343.7804 | 10388.1921 | 10099.8926 | 10099.8928 | 10619.6598 | 10383.0924 | 10217.5224 | 9353.994 | 10217.5298 | 10436.2082
VIC1 | Solar PV | 1081.579 | 1081.582 | 1081.5857 | 1081.6046 | 1081.6046 | 1081.6047 | 1081.6049 | 1109.8166 | 1208.9465 | 2421.8385 | 2421.8387 | 2954.7056 | 2954.7094 | 2996.2427 | 3514.6632 | 3940.1138 | 5632.1963 | 5632.1964 | 7006.5904 | 7331.2364 | 8092.6514 | 8088.0704 | 8713.4941 | 9148.3114 | 9153.3928
VIC1 | Grid Battery | 375.339 | 375.3399 | 375.34 | 650.3551 | 650.3553 | 650.3553 | 849.6602 | 1126.6245 | 1656.0949 | 2349.4451 | 2294.1161 | 2294.1164 | 2562.5087 | 2562.5093 | 2994.2233 | 2994.2245 | 3224.7067 | 3329.9113 | 3491.2848 | 3491.2854 | 3491.2772 | 3731.4315 | 3731.4324 | 3456.5034 | 3728.0301
VIC1 | Pumped Hydro | 0 | 0 | 0.0066799 | 0.030069 | 0.030179 | 0.030258 | 0.033182 | 0.033291 | 0.033331 | 0.033599 | 0.034973 | 0.035136 | 0.049714 | 0.049897 | 0.13082 | 0.13098 | 0.13122 | 0.13143 | 160.081 | 160.082 | 300.2235 | 610.4757 | 656.245 | 656.2451 | 658.7012
VIC1 | VPP | 55.805 | 137.178 | 254.757 | 407.747 | 597.262 | 772.558 | 1024.949 | 1224.238 | 1402.117 | 1599.314 | 1857.458 | 2156.299 | 2463.277 | 2788.256 | 3128.846 | 3444.273 | 3686.887 | 3923.271 | 4132.532 | 4321.347 | 4507.886 | 4703.266 | 4895.704 | 5098.692 | 5298.932
Total excluding storage |  | 14777.009 | 15277.0206 | 14309.818 | 14999.1883 | 15124.5352 | 15132.8867 | 14779.031 | 14950.002 | 14364.2122 | 15577.1048 | 17005.2571 | 17346.1255 | 18312.5674 | 18426.9233 | 19447.5798 | 19759.379 | 20555.8749 | 20322.6151 | 22391.7464 | 23142.1597 | 24442.9841 | 26117.2918 | 25879.1746 | 27177.5279 | 26817.284
Region | Technology | 2023-24 | 2024-25 | 2025-26 | 2026-27 | 2027-28 | 2028-29 | 2029-30 | 2030-31 | 2031-32 | 2032-33 | 2033-34 | 2034-35 | 2035-36 | 2036-37 | 2037-38 | 2038-39 | 2039-40 | 2040-41 | 2041-42 | 2042-43 | 2043-44 | 2044-45 | 2045-46 | 2046-47 | 2047-48
SA1 | Black Coal | 0 | 0 | 0 | 0 | 0 | 0 | 0 | 0 | 0 | 0 | 0 | 0 | 0 | 0 | 0 | 0 | 0 | 0 | 0 | 0 | 0 | 0 | 0 | 0 | 0
SA1 | Brown Coal | 0 | 0 | 0 | 0 | 0 | 0 | 0 | 0 | 0 | 0 | 0 | 0 | 0 | 0 | 0 | 0 | 0 | 0 | 0 | 0 | 0 | 0 | 0 | 0 | 0
SA1 | CCGT | 709 | 529.0007 | 529.0008 | 529.0008 | 529.0008 | 529.0009 | 529.0009 | 529.001 | 529.001 | 529.0011 | 529.0011 | 529.0013 | 529.0014 | 529.0014 | 0.0016399 | 0.0016404 | 0.0016433 | 0.0016449 | 0.0016459 | 0.0016524 | 0.0019972 | 0.0019983 | 0.0019987 | 0.0020034 | 0.0020043
SA1 | Gas - Steam | 800 | 800 | 800 | 800 | 800 | 800 | 800 | 800 | 800 | 800 | 800 | 800 | 0 | 0 | 0 | 0 | 0 | 0 | 0 | 0 | 0 | 0 | 0 | 0 | 0
SA1 | OCGT / Diesel | 1460.6624 | 1460.6624 | 1460.6624 | 1460.6624 | 1460.6624 | 1460.6625 | 1460.6625 | 1078.1626 | 1078.1628 | 801.3032 | 801.3033 | 801.3035 | 721.3082 | 721.3082 | 721.3125 | 721.3125 | 721.3125 | 721.3126 | 721.3126 | 721.3126 | 975.9512 | 1056.0153 | 1056.0154 | 902.0154 | 902.0154
SA1 | Hydro | 0 | 0 | 0 | 0 | 0 | 0 | 0 | 0 | 0 | 0 | 0 | 0 | 0 | 0 | 0 | 0 | 0 | 0 | 0 | 0 | 0 | 0 | 0 | 0 | 0
SA1 | Hydrogen Turbine | 0 | 0 | 0 | 0 | 0 | 0 | 0 | 0 | 0 | 0 | 0 | 0 | 0 | 0 | 0 | 0 | 0 | 0 | 0 | 0 | 0 | 0 | 0 | 0 | 0
SA1 | Wind | 2459.7679 | 2674.1399 | 2868.0588 | 3203.0547 | 3265.3095 | 4018.66 | 4041.2483 | 3931.5919 | 3931.5946 | 3931.5952 | 3938.1465 | 3938.1468 | 3812.7309 | 3699.7979 | 4362.9082 | 4683.2059 | 4356.5433 | 4317.5437 | 4317.5439 | 5346.8613 | 5534.3579 | 5754.765 | 5462.6782 | 6634.3119 | 7176.0156
SA1 | Solar PV | 564.6382 | 564.6385 | 564.64 | 564.6401 | 564.6409 | 564.6429 | 564.6435 | 564.6667 | 558.5518 | 1190.4027 | 1190.4027 | 1767.5702 | 1767.5702 | 1850.9974 | 2681.6056 | 2681.6093 | 3302.1501 | 4360.6742 | 5535.6498 | 5535.6531 | 7300.1569 | 7073.6124 | 7066.2325 | 7699.6815 | 7620.4815
SA1 | Grid Battery | 479.2772 | 479.2774 | 479.2778 | 479.2802 | 479.2843 | 479.2843 | 479.2863 | 449.3073 | 449.3553 | 959.3583 | 959.3587 | 934.3589 | 1427.406 | 1427.4129 | 1772.8623 | 1772.8629 | 1775.0688 | 2261.8391 | 3011.8175 | 3011.8181 | 3103.3928 | 3556.1663 | 3546.4564 | 3546.455 | 3546.4519
SA1 | Pumped Hydro | 0 | 0 | 0.0051693 | 0.0061092 | 0.0072593 | 0.0074165 | 0.0077698 | 0.0087698 | 0.0088979 | 0.0095174 | 0.0098303 | 0.01001 | 0.011946 | 0.012353 | 0.013981 | 0.014091 | 0.014564 | 0.015575 | 0.017259 | 0.017588 | 0.018531 | 0.020675 | 0.02131 | 0.021383 | 0.021459
SA1 | VPP | 88.617 | 126.926 | 170.246 | 214.273 | 262.035 | 314.133 | 396.518 | 477.312 | 565.266 | 670.984 | 790.059 | 915.296 | 1040.159 | 1167.342 | 1287.018 | 1406.936 | 1492.744 | 1574.293 | 1645.815 | 1722.142 | 1798.645 | 1879.621 | 1959.37 | 2043.489 | 2126.727
Total excluding storage |  | 5994.0685 | 6028.4415 | 6222.3621 | 6557.358 | 6619.6136 | 7372.9662 | 7395.5552 | 6903.4222 | 6897.3102 | 7252.3023 | 7258.8537 | 7836.0217 | 6830.6107 | 6801.1049 | 7765.8279 | 8086.1293 | 8380.0076 | 9399.5321 | 10574.508 | 11603.8287 | 13810.468 | 13884.3948 | 13584.928 | 15236.0107 | 15698.5145
Region | Technology | 2023-24 | 2024-25 | 2025-26 | 2026-27 | 2027-28 | 2028-29 | 2029-30 | 2030-31 | 2031-32 | 2032-33 | 2033-34 | 2034-35 | 2035-36 | 2036-37 | 2037-38 | 2038-39 | 2039-40 | 2040-41 | 2041-42 | 2042-43 | 2043-44 | 2044-45 | 2045-46 | 2046-47 | 2047-48
TAS1 | Black Coal | 0 | 0 | 0 | 0 | 0 | 0 | 0 | 0 | 0 | 0 | 0 | 0 | 0 | 0 | 0 | 0 | 0 | 0 | 0 | 0 | 0 | 0 | 0 | 0 | 0
TAS1 | Brown Coal | 0 | 0 | 0 | 0 | 0 | 0 | 0 | 0 | 0 | 0 | 0 | 0 | 0 | 0 | 0 | 0 | 0 | 0 | 0 | 0 | 0 | 0 | 0 | 0 | 0
TAS1 | CCGT | 208 | 208.0004 | 208.0005 | 208.0005 | 208.0005 | 208.0005 | 208.0006 | 208.0006 | 208.0007 | 208.0008 | 208.0008 | 208.0008 | 208.0009 | 208.0009 | 208.001 | 208.001 | 208.001 | 208.001 | 208.001 | 208.001 | 208.0012 | 208.0013 | 208.0013 | 208.0013 | 208.0013
TAS1 | Gas - Steam | 0 | 0 | 0 | 0 | 0 | 0 | 0 | 0 | 0 | 0 | 0 | 0 | 0 | 0 | 0 | 0 | 0 | 0 | 0 | 0 | 0 | 0 | 0 | 0 | 0
TAS1 | OCGT / Diesel | 178.0016 | 178.0017 | 178.0018 | 178.002 | 178.002 | 178.0022 | 178.0023 | 178.0024 | 178.0027 | 178.0031 | 178.0032 | 178.0033 | 178.0071 | 178.0072 | 178.0072 | 178.0072 | 178.0072 | 58.0074 | 58.0105 | 58.0105 | 58.0106 | 58.0247 | 58.0247 | 58.0247 | 58.0248
TAS1 | Hydro | 2551 | 2551 | 2551 | 2551 | 2551 | 2551 | 2551 | 2551 | 2551 | 2551 | 2551 | 2551 | 2551 | 2551 | 2551 | 2551 | 2551 | 2551 | 2551 | 2551 | 2551 | 2551 | 2551 | 2551 | 2551
TAS1 | Hydrogen Turbine | 0 | 0 | 0 | 0 | 0 | 0 | 0 | 0 | 0 | 0 | 0 | 0 | 0 | 0 | 0 | 0 | 0 | 0 | 0 | 0 | 0 | 0 | 0 | 0 | 0
TAS1 | Wind | 1069.8325 | 1069.8341 | 1079.6534 | 1082.3776 | 1196.1947 | 1402.0939 | 1827.6122 | 1910.7174 | 3080.0028 | 3304.0604 | 3304.0606 | 3304.0607 | 3304.0608 | 3304.0612 | 3304.0622 | 3304.0625 | 3304.0626 | 3304.0627 | 3304.0627 | 3304.0645 | 3304.0651 | 3273.0102 | 3605.7135 | 3626.2705 | 3646.0395
TAS1 | Solar PV | 0.0021049 | 0.003343 | 0.00401 | 0.0048101 | 0.0048507 | 0.0048756 | 0.0050937 | 0.0069267 | 0.0089508 | 0.012717 | 0.012749 | 0.12032 | 0.12074 | 0.1209 | 0.34699 | 0.34806 | 0.34926 | 0.3493 | 47.1902 | 47.1926 | 278.445 | 302.1163 | 302.1163 | 302.1164 | 302.1165
TAS1 | Grid Battery | 0.0033733 | 0.0039784 | 0.004893 | 0.0058279 | 0.0070973 | 0.0071163 | 0.0092255 | 0.013116 | 0.020236 | 0.024806 | 0.025031 | 0.02518 | 0.025619 | 0.026363 | 0.035841 | 0.036334 | 0.036722 | 0.037222 | 0.040592 | 0.041052 | 0.0474 | 0.055435 | 0.055219 | 0.057246 | 0.067114
TAS1 | Pumped Hydro | 0 | 0 | 0.010488 | 0.012255 | 0.013996 | 0.016124 | 0.025485 | 0.036841 | 238.5814 | 448.8754 | 448.8771 | 448.8777 | 708.4368 | 708.437 | 750.3578 | 750.3581 | 750.3584 | 750.3585 | 750.3587 | 750.359 | 750.3596 | 750.3619 | 750.362 | 750.3623 | 750.3634
TAS1 | VPP | 6.475 | 13.056 | 22.071 | 33.046 | 46.206 | 61.677 | 85.303 | 104.666 | 124.587 | 148.981 | 176.724 | 207.336 | 238.547 | 270.935 | 302.027 | 333.241 | 355.977 | 377.656 | 396.468 | 416.27 | 435.679 | 456.099 | 475.923 | 496.674 | 516.814
Total excluding storage |  | 4006.8363 | 4006.8397 | 4016.6597 | 4019.3849 | 4133.2021 | 4339.1015 | 4764.6202 | 4847.7274 | 6017.0151 | 6241.077 | 6241.0773 | 6241.1852 | 6241.1896 | 6241.1902 | 6241.4174 | 6241.4188 | 6241.4201 | 6121.4203 | 6168.2645 | 6168.2687 | 6399.5218 | 6392.1524 | 6724.8558 | 6745.4129 | 6765.182
Explicitly modelled pumping
Region | Technology | 2023-24 | 2024-25 | 2025-26 | 2026-27 | 2027-28 | 2028-29 | 2029-30 | 2030-31 | 2031-32 | 2032-33 | 2033-34 | 2034-35 | 2035-36 | 2036-37 | 2037-38 | 2038-39 | 2039-40 | 2040-41 | 2041-42 | 2042-43 | 2043-44 | 2044-45 | 2045-46 | 2046-47 | 2047-48
NEM | Grid Battery pump | 1004.6404 | 1004.6682 | 1733.4319 | 2008.4591 | 2338.4103 | 3639.133 | 3913.443 | 4687.8394 | 5431.1333 | 7789.7043 | 8255.0525 | 8715.1052 | 9678.6483 | 9628.6617 | 10837.38 | 10837.3845 | 12968.9314 | 13560.9128 | 18156.2104 | 19909.001 | 20013.3545 | 20843.3519 | 20104.9826 | 20443.4059 | 20396.7791
NEM | Pumped Hydro Pump | 1310 | 1310 | 2026.4117 | 2026.4432 | 4066.447 | 4066.5038 | 4066.5167 | 4066.5297 | 4305.0745 | 4515.3699 | 4515.3737 | 4515.375 | 4775.0316 | 4775.033 | 5798.8154 | 5798.8161 | 6328.3055 | 6328.3072 | 6488.2595 | 6488.262 | 6628.4055 | 6938.666 | 6984.4363 | 7289.5151 | 7291.9724
NEM | VPP pump | 318.739 | 623.03 | 1035.446 | 1538.927 | 2142.811 | 2807.633 | 3819.338 | 4674.318 | 5519.234 | 6499.296 | 7698.609 | 9010.322 | 10339.413 | 11714.809 | 13054.43 | 14363.339 | 15318.455 | 16214.658 | 16979.075 | 17751.389 | 18512.156 | 19307.583 | 20087.466 | 20907.658 | 21712.697
Region | Technology | 2023-24 | 2024-25 | 2025-26 | 2026-27 | 2027-28 | 2028-29 | 2029-30 | 2030-31 | 2031-32 | 2032-33 | 2033-34 | 2034-35 | 2035-36 | 2036-37 | 2037-38 | 2038-39 | 2039-40 | 2040-41 | 2041-42 | 2042-43 | 2043-44 | 2044-45 | 2045-46 | 2046-47 | 2047-48
NSW1 | Grid Battery pump | 50.0166 | 50.0417 | 778.7969 | 778.7989 | 1108.7438 | 1508.7432 | 1583.744 | 1583.7514 | 1583.7627 | 2530.4059 | 2530.408 | 2530.4084 | 2530.4197 | 2480.4242 | 2911.9689 | 2911.9703 | 4080.8486 | 4080.8543 | 5011.2097 | 5011.2131 | 5011.2001 | 5148.2622 | 4419.6091 | 5032.9658 | 4714.8062
NSW1 | Pumped Hydro Pump | 840 | 840 | 1306.3753 | 1306.3756 | 3346.3762 | 3346.3769 | 3346.3772 | 3346.3776 | 3346.3778 | 3346.3781 | 3346.3785 | 3346.3787 | 3346.3796 | 3346.38 | 3346.3918 | 3346.3919 | 3346.3921 | 3346.3924 | 3346.3929 | 3346.3935 | 3346.3938 | 3346.3976 | 3346.3978 | 3346.4547 | 3346.4548
NSW1 | VPP pump | 97.195 | 193.891 | 321.467 | 477.308 | 663.939 | 884.262 | 1223.617 | 1508.422 | 1818.152 | 2178.93 | 2618.438 | 3090.167 | 3561.697 | 4049.33 | 4508.481 | 4960.715 | 5286.699 | 5588.123 | 5842.664 | 6109.578 | 6370.565 | 6645.585 | 6914.04 | 7197.413 | 7473.876
Region | Technology | 2023-24 | 2024-25 | 2025-26 | 2026-27 | 2027-28 | 2028-29 | 2029-30 | 2030-31 | 2031-32 | 2032-33 | 2033-34 | 2034-35 | 2035-36 | 2036-37 | 2037-38 | 2038-39 | 2039-40 | 2040-41 | 2041-42 | 2042-43 | 2043-44 | 2044-45 | 2045-46 | 2046-47 | 2047-48
QLD1 | Grid Battery pump | 100.0042 | 100.0054 | 100.0122 | 100.0192 | 100.0198 | 1000.7431 | 1000.7432 | 1528.1431 | 1741.9001 | 1950.4702 | 2471.1446 | 2956.1963 | 3158.2882 | 3158.2888 | 3158.2896 | 3158.2905 | 3888.2706 | 3888.271 | 6641.8578 | 8394.6434 | 8407.437 | 8407.4365 | 8407.4295 | 8407.4244 | 8407.4238
QLD1 | Pumped Hydro Pump | 470 | 470 | 720.014 | 720.0192 | 720.0193 | 720.0731 | 720.0731 | 720.0731 | 720.0731 | 720.0732 | 720.0733 | 720.0734 | 720.1536 | 720.1537 | 1701.921 | 1701.9211 | 2231.4092 | 2231.4093 | 2231.4096 | 2231.41 | 2231.4101 | 2231.4101 | 2231.4102 | 2536.4316 | 2536.4316
QLD1 | VPP pump | 70.647 | 151.979 | 266.905 | 406.553 | 573.369 | 775.003 | 1088.951 | 1359.68 | 1609.112 | 1901.087 | 2255.93 | 2641.224 | 3035.733 | 3438.946 | 3828.058 | 4218.174 | 4496.148 | 4751.315 | 4961.596 | 5182.052 | 5399.381 | 5623.012 | 5842.429 | 6071.39 | 6296.348
Region | Technology | 2023-24 | 2024-25 | 2025-26 | 2026-27 | 2027-28 | 2028-29 | 2029-30 | 2030-31 | 2031-32 | 2032-33 | 2033-34 | 2034-35 | 2035-36 | 2036-37 | 2037-38 | 2038-39 | 2039-40 | 2040-41 | 2041-42 | 2042-43 | 2043-44 | 2044-45 | 2045-46 | 2046-47 | 2047-48
VIC1 | Grid Battery pump | 375.339 | 375.3399 | 375.34 | 650.3551 | 650.3553 | 650.3553 | 849.6602 | 1126.6245 | 1656.0949 | 2349.4451 | 2294.1161 | 2294.1164 | 2562.5087 | 2562.5093 | 2994.2233 | 2994.2245 | 3224.7067 | 3329.9113 | 3491.2848 | 3491.2854 | 3491.2772 | 3731.4315 | 3731.4324 | 3456.5034 | 3728.0301
VIC1 | Pumped Hydro Pump | 0 | 0 | 0.0066799 | 0.030069 | 0.030179 | 0.030258 | 0.033182 | 0.033291 | 0.033331 | 0.033599 | 0.034973 | 0.035136 | 0.049714 | 0.049897 | 0.13082 | 0.13098 | 0.13122 | 0.13143 | 160.081 | 160.082 | 300.2235 | 610.4757 | 656.245 | 656.2451 | 658.7012
VIC1 | VPP pump | 55.805 | 137.178 | 254.757 | 407.747 | 597.262 | 772.558 | 1024.949 | 1224.238 | 1402.117 | 1599.314 | 1857.458 | 2156.299 | 2463.277 | 2788.256 | 3128.846 | 3444.273 | 3686.887 | 3923.271 | 4132.532 | 4321.347 | 4507.886 | 4703.266 | 4895.704 | 5098.692 | 5298.932
Region | Technology | 2023-24 | 2024-25 | 2025-26 | 2026-27 | 2027-28 | 2028-29 | 2029-30 | 2030-31 | 2031-32 | 2032-33 | 2033-34 | 2034-35 | 2035-36 | 2036-37 | 2037-38 | 2038-39 | 2039-40 | 2040-41 | 2041-42 | 2042-43 | 2043-44 | 2044-45 | 2045-46 | 2046-47 | 2047-48
SA1 | Grid Battery pump | 479.2772 | 479.2774 | 479.2778 | 479.2802 | 479.2843 | 479.2843 | 479.2863 | 449.3073 | 449.3553 | 959.3583 | 959.3587 | 934.3589 | 1427.406 | 1427.4129 | 1772.8623 | 1772.8629 | 1775.0688 | 2261.8391 | 3011.8175 | 3011.8181 | 3103.3928 | 3556.1663 | 3546.4564 | 3546.455 | 3546.4519
SA1 | Pumped Hydro Pump | 0 | 0 | 0.0051693 | 0.0061092 | 0.0072593 | 0.0074165 | 0.0077698 | 0.0087698 | 0.0088979 | 0.0095174 | 0.0098303 | 0.01001 | 0.011946 | 0.012353 | 0.013981 | 0.014091 | 0.014564 | 0.015575 | 0.017259 | 0.017588 | 0.018531 | 0.020675 | 0.02131 | 0.021383 | 0.021459
SA1 | VPP pump | 88.617 | 126.926 | 170.246 | 214.273 | 262.035 | 314.133 | 396.518 | 477.312 | 565.266 | 670.984 | 790.059 | 915.296 | 1040.159 | 1167.342 | 1287.018 | 1406.936 | 1492.744 | 1574.293 | 1645.815 | 1722.142 | 1798.645 | 1879.621 | 1959.37 | 2043.489 | 2126.727
Region | Technology | 2023-24 | 2024-25 | 2025-26 | 2026-27 | 2027-28 | 2028-29 | 2029-30 | 2030-31 | 2031-32 | 2032-33 | 2033-34 | 2034-35 | 2035-36 | 2036-37 | 2037-38 | 2038-39 | 2039-40 | 2040-41 | 2041-42 | 2042-43 | 2043-44 | 2044-45 | 2045-46 | 2046-47 | 2047-48
TAS1 | Grid Battery pump | 0.0033733 | 0.0039784 | 0.004893 | 0.0058279 | 0.0070973 | 0.0071163 | 0.0092255 | 0.013116 | 0.020236 | 0.024806 | 0.025031 | 0.02518 | 0.025619 | 0.026363 | 0.035841 | 0.036334 | 0.036722 | 0.037222 | 0.040592 | 0.041052 | 0.0474 | 0.055435 | 0.055219 | 0.057246 | 0.067114
TAS1 | Pumped Hydro Pump | 0 | 0 | 0.010488 | 0.012255 | 0.013996 | 0.016124 | 0.025485 | 0.036841 | 238.5814 | 448.8754 | 448.8771 | 448.8777 | 708.4368 | 708.437 | 750.3578 | 750.3581 | 750.3584 | 750.3585 | 750.3587 | 750.359 | 750.3596 | 750.3619 | 750.362 | 750.3623 | 750.3634
TAS1 | VPP pump | 6.475 | 13.056 | 22.071 | 33.046 | 46.206 | 61.677 | 85.303 | 104.666 | 124.587 | 148.981 | 176.724 | 207.336 | 238.547 | 270.935 | 302.027 | 333.241 | 355.977 | 377.656 | 396.468 | 416.27 | 435.679 | 456.099 | 475.923 | 496.674 | 516.814
Non-controllable capacity
Region | Technology | 2023-24 | 2024-25 | 2025-26 | 2026-27 | 2027-28 | 2028-29 | 2029-30 | 2030-31 | 2031-32 | 2032-33 | 2033-34 | 2034-35 | 2035-36 | 2036-37 | 2037-38 | 2038-39 | 2039-40 | 2040-41 | 2041-42 | 2042-43 | 2043-44 | 2044-45 | 2045-46 | 2046-47 | 2047-48
NEM | Distributed PV | 19527.1606 | 21586.5792 | 23621.3389 | 25500.1583 | 27303.6468 | 28839.9855 | 30396.3923 | 31972.7938 | 33373.0784 | 34802.5722 | 36245.0874 | 37638.0417 | 38920.3555 | 40080.9095 | 41185.5386 | 42276.0646 | 43358.8334 | 44425.2341 | 45472.1147 | 46487.4094 | 47501.6433 | 48486.3624 | 49444.4828 | 50383.8406 | 51314.1634
NEM | Behind the meter battery | 718.442 | 1532.774 | 2363.942 | 3138.813 | 3799.655 | 4362.937 | 4766.226 | 5452.85 | 6404.258 | 7275.412 | 8208.606 | 9365.756 | 10518.285 | 11616.745 | 12616.001 | 13522.413 | 14246.216 | 14595.405 | 14782.715 | 14854.807 | 14850.894 | 14858.858 | 14816.816 | 14786.692 | 14709.851
NEM | Behind the meter battery pump | 718.442 | 1532.774 | 2363.942 | 3138.813 | 3799.655 | 4362.937 | 4766.226 | 5452.85 | 6404.258 | 7275.412 | 8208.606 | 9365.756 | 10518.285 | 11616.745 | 12616.001 | 13522.413 | 14246.216 | 14595.405 | 14782.715 | 14854.807 | 14850.894 | 14858.858 | 14816.816 | 14786.692 | 14709.851
Region | Technology | 2023-24 | 2024-25 | 2025-26 | 2026-27 | 2027-28 | 2028-29 | 2029-30 | 2030-31 | 2031-32 | 2032-33 | 2033-34 | 2034-35 | 2035-36 | 2036-37 | 2037-38 | 2038-39 | 2039-40 | 2040-41 | 2041-42 | 2042-43 | 2043-44 | 2044-45 | 2045-46 | 2046-47 | 2047-48
NSW1 | Distributed PV | 6365.9914 | 7032.2815 | 7661.8139 | 8241.1786 | 8791.5854 | 9326.1533 | 9870.5588 | 10422.1089 | 10972.8898 | 11531.4835 | 12096.7336 | 12647.2208 | 13151.7617 | 13609.3754 | 14035.3396 | 14451.9575 | 14855.199 | 15247.4463 | 15637.2608 | 16022.6031 | 16407.259 | 16791.4649 | 17161.4116 | 17529.8244 | 17892.0897
NSW1 | Behind the meter battery | 267.097 | 551.877 | 804.322 | 1024.308 | 1210.452 | 1364.306 | 1497.826 | 1724.841 | 2042.145 | 2372.98 | 2728.353 | 3161.396 | 3582.597 | 3974.635 | 4331.67 | 4638.514 | 4887.035 | 5003.34 | 5060.883 | 5077.624 | 5077.998 | 5080.442 | 5067.991 | 5058.102 | 5033.27
NSW1 | Behind the meter battery pump | 267.097 | 551.877 | 804.322 | 1024.308 | 1210.452 | 1364.306 | 1497.826 | 1724.841 | 2042.145 | 2372.98 | 2728.353 | 3161.396 | 3582.597 | 3974.635 | 4331.67 | 4638.514 | 4887.035 | 5003.34 | 5060.883 | 5077.624 | 5077.998 | 5080.442 | 5067.991 | 5058.102 | 5033.27
Region | Technology | 2023-24 | 2024-25 | 2025-26 | 2026-27 | 2027-28 | 2028-29 | 2029-30 | 2030-31 | 2031-32 | 2032-33 | 2033-34 | 2034-35 | 2035-36 | 2036-37 | 2037-38 | 2038-39 | 2039-40 | 2040-41 | 2041-42 | 2042-43 | 2043-44 | 2044-45 | 2045-46 | 2046-47 | 2047-48
QLD1 | Distributed PV | 5858.7578 | 6450.5081 | 7064.4336 | 7604.5775 | 8118.0578 | 8643.4801 | 9183.9953 | 9734.724 | 10179.4009 | 10641.2085 | 11106.3526 | 11546.819 | 11952.5659 | 12315.3419 | 12666.6512 | 13013.3894 | 13358.3388 | 13694.0796 | 14020.4278 | 14328.2257 | 14632.3194 | 14910.9259 | 15183.6416 | 15444.4648 | 15704.6442
QLD1 | Behind the meter battery | 167.632 | 394.573 | 630.911 | 861.169 | 1044.6 | 1202.901 | 1345.985 | 1584.437 | 1898.505 | 2160.37 | 2444.34 | 2791.527 | 3133.696 | 3465.114 | 3761.008 | 4025.809 | 4247.882 | 4350.515 | 4399.744 | 4410.491 | 4406.235 | 4406.755 | 4388.948 | 4375.983 | 4347.22
QLD1 | Behind the meter battery pump | 167.632 | 394.573 | 630.911 | 861.169 | 1044.6 | 1202.901 | 1345.985 | 1584.437 | 1898.505 | 2160.37 | 2444.34 | 2791.527 | 3133.696 | 3465.114 | 3761.008 | 4025.809 | 4247.882 | 4350.515 | 4399.744 | 4410.491 | 4406.235 | 4406.755 | 4388.948 | 4375.983 | 4347.22
Region | Technology | 2023-24 | 2024-25 | 2025-26 | 2026-27 | 2027-28 | 2028-29 | 2029-30 | 2030-31 | 2031-32 | 2032-33 | 2033-34 | 2034-35 | 2035-36 | 2036-37 | 2037-38 | 2038-39 | 2039-40 | 2040-41 | 2041-42 | 2042-43 | 2043-44 | 2044-45 | 2045-46 | 2046-47 | 2047-48
VIC1 | Distributed PV | 4586.747 | 5166.5511 | 5744.2081 | 6316.983 | 6882.5234 | 7188.3628 | 7488.1157 | 7789.9643 | 8023.7358 | 8261.6225 | 8502.9411 | 8740.4917 | 8961.0062 | 9163.0984 | 9359.161 | 9558.6531 | 9769.5913 | 9985.5716 | 10198.0425 | 10403.7119 | 10612.0205 | 10817.6594 | 11020.4288 | 11221.9279 | 11424.1801
VIC1 | Behind the meter battery | 119.82 | 332.366 | 592.893 | 841.022 | 1068.623 | 1263.973 | 1337.973 | 1465.997 | 1677.258 | 1844.193 | 2011.668 | 2249.247 | 2505.083 | 2754.957 | 2990.166 | 3229.36 | 3404.1 | 3500.948 | 3565.602 | 3605.174 | 3604.675 | 3607.498 | 3598.421 | 3592.641 | 3576.025
VIC1 | Behind the meter battery pump | 119.82 | 332.366 | 592.893 | 841.022 | 1068.623 | 1263.973 | 1337.973 | 1465.997 | 1677.258 | 1844.193 | 2011.668 | 2249.247 | 2505.083 | 2754.957 | 2990.166 | 3229.36 | 3404.1 | 3500.948 | 3565.602 | 3605.174 | 3604.675 | 3607.498 | 3598.421 | 3592.641 | 3576.025
Region | Technology | 2023-24 | 2024-25 | 2025-26 | 2026-27 | 2027-28 | 2028-29 | 2029-30 | 2030-31 | 2031-32 | 2032-33 | 2033-34 | 2034-35 | 2035-36 | 2036-37 | 2037-38 | 2038-39 | 2039-40 | 2040-41 | 2041-42 | 2042-43 | 2043-44 | 2044-45 | 2045-46 | 2046-47 | 2047-48
SA1 | Distributed PV | 2410.7876 | 2593.4486 | 2768.166 | 2919.205 | 3059.7353 | 3197.2402 | 3335.8696 | 3474.766 | 3615.2876 | 3755.6698 | 3895.7765 | 4030.7081 | 4154.7083 | 4265.8959 | 4369.7458 | 4469.5902 | 4564.9031 | 4658.7281 | 4748.636 | 4836.716 | 4925.1322 | 5012.5276 | 5097.5803 | 5179.3119 | 5258.7618
SA1 | Behind the meter battery | 139.89 | 212.581 | 276.144 | 335.754 | 385.712 | 430.437 | 473.619 | 550.521 | 637.233 | 727.4 | 829.162 | 941.165 | 1047.02 | 1145.747 | 1232.744 | 1306.889 | 1367.354 | 1391.833 | 1402.348 | 1404.488 | 1403.319 | 1403.71 | 1400.492 | 1398.408 | 1392.55
SA1 | Behind the meter battery pump | 139.89 | 212.581 | 276.144 | 335.754 | 385.712 | 430.437 | 473.619 | 550.521 | 637.233 | 727.4 | 829.162 | 941.165 | 1047.02 | 1145.747 | 1232.744 | 1306.889 | 1367.354 | 1391.833 | 1402.348 | 1404.488 | 1403.319 | 1403.71 | 1400.492 | 1398.408 | 1392.55
Region | Technology | 2023-24 | 2024-25 | 2025-26 | 2026-27 | 2027-28 | 2028-29 | 2029-30 | 2030-31 | 2031-32 | 2032-33 | 2033-34 | 2034-35 | 2035-36 | 2036-37 | 2037-38 | 2038-39 | 2039-40 | 2040-41 | 2041-42 | 2042-43 | 2043-44 | 2044-45 | 2045-46 | 2046-47 | 2047-48
TAS1 | Distributed PV | 304.8769 | 343.7899 | 382.7172 | 418.2142 | 451.7449 | 484.7491 | 517.8528 | 551.2305 | 581.7643 | 612.588 | 643.2837 | 672.8021 | 700.3134 | 727.1979 | 754.641 | 782.4744 | 810.8013 | 839.4085 | 867.7477 | 896.1527 | 924.9121 | 953.7846 | 981.4205 | 1008.3115 | 1034.4876
TAS1 | Behind the meter battery | 24.003 | 41.377 | 59.672 | 76.56 | 90.268 | 101.32 | 110.823 | 127.054 | 149.117 | 170.469 | 195.083 | 222.421 | 249.889 | 276.292 | 300.413 | 321.841 | 339.845 | 348.769 | 354.138 | 357.03 | 358.667 | 360.453 | 360.964 | 361.558 | 360.786
TAS1 | Behind the meter battery pump | 24.003 | 41.377 | 59.672 | 76.56 | 90.268 | 101.32 | 110.823 | 127.054 | 149.117 | 170.469 | 195.083 | 222.421 | 249.889 | 276.292 | 300.413 | 321.841 | 339.845 | 348.769 | 354.138 | 357.03 | 358.667 | 360.453 | 360.964 | 361.558 | 360.786

## BaseCase_VOM Cost
VOM cost by technology ($000s) - BaseCase, Step Change Scenario
VOM | Real June 2021 dollars discounted to 1 July 2021
Explicitly modelled generation
Region | Technology | 2023-24 | 2024-25 | 2025-26 | 2026-27 | 2027-28 | 2028-29 | 2029-30 | 2030-31 | 2031-32 | 2032-33 | 2033-34 | 2034-35 | 2035-36 | 2036-37 | 2037-38 | 2038-39 | 2039-40 | 2040-41 | 2041-42 | 2042-43 | 2043-44 | 2044-45 | 2045-46 | 2046-47 | 2047-48
NEM | Black Coal | 310704.8685 | 292089.9021 | 222480.6384 | 196895.5417 | 161498.1688 | 140249.4846 | 108866.056 | 94544.6123 | 81348.0173 | 68523.7504 | 52059.6988 | 49111.0622 | 36006.2981 | 32320.8068 | 29674.3204 | 16669.5819 | 16089.7226 | 0.31383 | 0.27925 | 0.22758 | 0.20211 | 0.086253 | 0.067234 | 0.054725 | 0.038598
NEM | Brown Coal | 99597.302 | 86825.4875 | 58816.8604 | 52068.653 | 40524.5037 | 30361.4344 | 20363.7528 | 16233.8289 | 0.90717 | 0.88643 | 0.69185 | 0.67543 | 0.60308 | 0.24843 | 0.24719 | 0.16197 | 0.14537 | 0.12984 | 0.12288 | 0.11648 | 0.11102 | 0.092457 | 0.01651 | 0.022109 | 0
NEM | CCGT | 13608.7497 | 11393.7586 | 24637.5698 | 21355.6117 | 21667.8248 | 20022.514 | 24472.5736 | 23634.2945 | 24617.6355 | 22327.6757 | 27727.6965 | 28965.3955 | 22348.7372 | 19621.8147 | 13526.5188 | 16446.4364 | 12452.2122 | 13399.4108 | 11286.5072 | 12127.6867 | 8821.0034 | 6816.3245 | 3347.6179 | 2082.6494 | 1937.2065
NEM | Gas - Steam | 233.2032 | 270.2365 | 915.9032 | 530.7149 | 574.0926 | 1050.326 | 448.6227 | 1638.1455 | 1727.4363 | 1647.7697 | 1097.499 | 1804.8696 | 905.7681 | 1025.0034 | 1006.8184 | 1097.7938 | 0 | 0 | 0 | 0 | 0 | 0 | 0 | 0 | 0
NEM | OCGT / Diesel | 1822.6276 | 1871.2913 | 4016.6808 | 2800.5873 | 3558.7646 | 5309.516 | 2960.1002 | 5834.6333 | 7599.4527 | 8362.1464 | 8958.3361 | 13936.4551 | 10738.0959 | 12861.3514 | 10972.0311 | 11898.9432 | 18161.1793 | 26909.1061 | 15930.105 | 18241.8557 | 24556.1713 | 13968.044 | 17460.4048 | 18346.4275 | 11364.2574
NEM | Hydro | 100813.0964 | 102739.1031 | 99733.6414 | 89092.509 | 74848.9615 | 83433.8344 | 86695.4512 | 78158.6485 | 71015.5121 | 62702.4891 | 64391.7329 | 61960.5265 | 54873.9387 | 47620.1149 | 54147.8979 | 47300.5752 | 41477.5382 | 38283.6328 | 35652.0119 | 37998.4925 | 37069.5163 | 33178.7051 | 28575.0598 | 34326.1975 | 31881.7364
NEM | Hydrogen Turbine | 0 | 0 | 0 | 0 | 0 | 0 | 0 | 0 | 0 | 0 | 0 | 0 | 0 | 0 | 0 | 0 | 0 | 0 | 0 | 0 | 0 | 0 | 0 | 0 | 0
NEM | Wind | 3434.5019 | 3449.3047 | 4847.0031 | 5059.1109 | 5791.646 | 6193.4588 | 6267.079 | 6055.6315 | 6374.2677 | 6150.6006 | 6144.6317 | 5766.087 | 5899.6995 | 5862.6405 | 5973.9297 | 5610.6411 | 5175.2866 | 4945.3251 | 4608.2959 | 4578.951 | 4379.4012 | 4229.8851 | 4116.579 | 4319.6445 | 4163.3401
NEM | Solar PV | 1795.9305 | 1643.7061 | 1761.2493 | 1685.3005 | 1587.4739 | 1449.1087 | 1547.3157 | 1693.0386 | 1780.9674 | 1993.3878 | 2027.1203 | 2078.1562 | 2046.5459 | 1951.4393 | 1970.8765 | 2183.5695 | 2561.3885 | 2742.304 | 3051.7493 | 3334.7373 | 3277.3222 | 3106.9777 | 3020.1179 | 2761.4415 | 2694.8283
NEM | Grid Battery | 36.9918 | 35.7571 | 303.6029 | 353.0441 | 446.7639 | 701.8252 | 769.6721 | 967.3432 | 1065.3172 | 1569.5222 | 1533.1638 | 1507.5109 | 1609.7723 | 1541.3316 | 1499.3061 | 1475.0775 | 1781.7122 | 1750.0854 | 2379.0655 | 2443.7573 | 2274.3785 | 2217.9541 | 2099.2702 | 1806.3038 | 1717.7136
NEM | Pumped Hydro | 4477.5874 | 5249.4913 | 6146.3486 | 9300.8066 | 11692.1723 | 17393.2416 | 18719.8891 | 21066.5148 | 22186.96 | 19208.361 | 19984.4996 | 18330.5905 | 19865.8761 | 18679.0134 | 17724.5784 | 15481.1418 | 12576.8243 | 11754.1761 | 11941.1559 | 11511.686 | 9619.9835 | 9428.1384 | 9320.0928 | 9971.3151 | 7776.0645
NEM | VPP | 8.4051 | 12.8616 | 19.1728 | 25.793 | 33.8002 | 39.5617 | 49.6202 | 55.7753 | 66.1338 | 76.2774 | 87.5096 | 95.7447 | 106.7013 | 116.353 | 120.5854 | 129.5763 | 137.9724 | 140.5761 | 149.7085 | 152.9594 | 150.708 | 152.7789 | 156.6404 | 150.5425 | 150.308
Total excluding storage |  | 532010.2798 | 500282.79 | 417209.5464 | 369488.0291 | 310051.4359 | 288069.6769 | 251620.9512 | 227792.8331 | 194464.1962 | 171708.7062 | 162407.4071 | 163623.2275 | 132819.6865 | 121263.4194 | 117272.6399 | 101207.703 | 95917.4727 | 86280.2225 | 70529.0715 | 76282.0673 | 78103.7276 | 61300.1152 | 56519.8632 | 61836.4373 | 52041.4073
Region | Technology | 2023-24 | 2024-25 | 2025-26 | 2026-27 | 2027-28 | 2028-29 | 2029-30 | 2030-31 | 2031-32 | 2032-33 | 2033-34 | 2034-35 | 2035-36 | 2036-37 | 2037-38 | 2038-39 | 2039-40 | 2040-41 | 2041-42 | 2042-43 | 2043-44 | 2044-45 | 2045-46 | 2046-47 | 2047-48
NSW1 | Black Coal | 154925.544 | 143643.8655 | 108407.6918 | 95560.8935 | 73032.3037 | 59185.3941 | 48726.7649 | 40915.1577 | 36204.0593 | 31111.6547 | 17119.384 | 16423.347 | 13951.224 | 11649.0075 | 12069.594 | 6047.3694 | 5432.2404 | 0 | 0 | 0 | 0 | 0 | 0 | 0 | 0
NSW1 | Brown Coal | 0 | 0 | 0 | 0 | 0 | 0 | 0 | 0 | 0 | 0 | 0 | 0 | 0 | 0 | 0 | 0 | 0 | 0 | 0 | 0 | 0 | 0 | 0 | 0 | 0
NSW1 | CCGT | 122.8043 | 156.874 | 4110.9771 | 3172.8274 | 3089.9424 | 2791.7086 | 4134.3774 | 4232.6018 | 4303.1056 | 3197.4321 | 5282.7207 | 5923.9149 | 3469.1927 | 3655.0061 | 3448.1073 | 4747.0322 | 3763.6771 | 3624.0411 | 2910.879 | 3555.0321 | 0.01631 | 0.014664 | 0.014174 | 0.017445 | 0.01638
NSW1 | Gas - Steam | 0 | 0 | 0 | 0 | 0 | 0 | 0 | 0 | 0 | 0 | 0 | 0 | 0 | 0 | 0 | 0 | 0 | 0 | 0 | 0 | 0 | 0 | 0 | 0 | 0
NSW1 | OCGT / Diesel | 41.9892 | 36.2849 | 186.1926 | 158.6663 | 88.1765 | 27.7688 | 8.9614 | 123.0158 | 58.9049 | 208.4435 | 255.6649 | 1209.1197 | 861.1728 | 1384.94 | 617.9316 | 1464.5363 | 2434.3819 | 6523.661 | 3013.4756 | 3052.7203 | 5645.0876 | 2044.2918 | 2920.9249 | 3021.7728 | 2947.031
NSW1 | Hydro | 14599.2585 | 17553.055 | 18644.8412 | 16587.045 | 13566.909 | 18367.8588 | 14972.5306 | 13628.2284 | 13063.4576 | 10706.1472 | 12356.303 | 12171.9454 | 10864.6357 | 8960.0892 | 11710.8345 | 9781.9397 | 7825.5992 | 7494.3439 | 6507.3137 | 7194.8952 | 7039.715 | 6411.8225 | 5143.5917 | 7162.3487 | 6808.1749
NSW1 | Hydrogen Turbine | 0 | 0 | 0 | 0 | 0 | 0 | 0 | 0 | 0 | 0 | 0 | 0 | 0 | 0 | 0 | 0 | 0 | 0 | 0 | 0 | 0 | 0 | 0 | 0 | 0
NSW1 | Wind | 877.2354 | 884.5734 | 1406.2295 | 1441.5965 | 1978.1657 | 2087.1058 | 1935.0539 | 1826.2655 | 1740.9247 | 1790.0851 | 1754.4282 | 1668.3444 | 1903.4741 | 1870.0077 | 1915.1177 | 1693.2412 | 1590.9218 | 1431.9462 | 1433.7089 | 1369.4725 | 1293.4569 | 1275.6308 | 1252.5843 | 1280.9971 | 1189.2518
NSW1 | Solar PV | 768.332 | 703.1485 | 839.5238 | 829.4989 | 788.6412 | 745.8986 | 841.5456 | 1007.3741 | 1001.4642 | 1019.5706 | 1026.2324 | 943.2567 | 941.0827 | 900.3965 | 891.3048 | 965.6532 | 1041.9783 | 1030.7438 | 1045.3854 | 1062.7044 | 990.7327 | 980.2171 | 923.6061 | 878.1998 | 827.5721
NSW1 | Grid Battery | 1.8864 | 2.0885 | 269.3909 | 265.7736 | 364.4556 | 420.683 | 438.0509 | 441.2579 | 404.7146 | 630.9553 | 569.5336 | 516.1976 | 508.6106 | 475.5685 | 483.3441 | 474.9927 | 651.479 | 608.2451 | 724.8181 | 664.0103 | 588.8313 | 615.0138 | 514.6903 | 487.3506 | 421.988
NSW1 | Pumped Hydro | 1106.5186 | 1235.0408 | 1375.4076 | 3686.9093 | 6312.261 | 13958.2122 | 14693.0614 | 17314.2386 | 18470.6687 | 15935.3086 | 16916.6365 | 15756.0482 | 17044.0178 | 16291.9065 | 16084.7751 | 13518.0412 | 10864.8232 | 9840.8526 | 10448.6306 | 9885.1957 | 8118.5367 | 8112.3945 | 8037.5587 | 8904.9051 | 6855.4943
NSW1 | VPP | 1.6629 | 3.3857 | 6.3356 | 8.8393 | 11.4843 | 13.5283 | 17.3253 | 20.003 | 23.147 | 26.8958 | 30.285 | 33.46 | 37.8929 | 40.3049 | 42.0085 | 45.2506 | 47.4632 | 47.6785 | 50.5153 | 51.0297 | 49.5605 | 50.7863 | 51.0566 | 50.4163 | 50.2542
Total excluding storage |  | 171335.1635 | 162977.8013 | 133595.456 | 117750.5276 | 92544.1384 | 83205.7346 | 70619.2338 | 61732.6434 | 56371.9163 | 48033.3333 | 37794.7331 | 38339.9282 | 31990.782 | 28419.4469 | 30652.8899 | 24699.772 | 22088.7988 | 20104.7359 | 14910.7626 | 16234.8245 | 14969.0085 | 10711.9768 | 10240.7211 | 12343.3358 | 11772.0462
Region | Technology | 2023-24 | 2024-25 | 2025-26 | 2026-27 | 2027-28 | 2028-29 | 2029-30 | 2030-31 | 2031-32 | 2032-33 | 2033-34 | 2034-35 | 2035-36 | 2036-37 | 2037-38 | 2038-39 | 2039-40 | 2040-41 | 2041-42 | 2042-43 | 2043-44 | 2044-45 | 2045-46 | 2046-47 | 2047-48
QLD1 | Black Coal | 155779.3245 | 148446.0366 | 114072.9465 | 101334.6482 | 88465.8652 | 81064.0905 | 60139.2911 | 53629.4546 | 45143.958 | 37412.0956 | 34940.3148 | 32687.7152 | 22055.0741 | 20671.7993 | 17604.7264 | 10622.2125 | 10657.4821 | 0.31383 | 0.27925 | 0.22758 | 0.20211 | 0.086253 | 0.067234 | 0.054725 | 0.038598
QLD1 | Brown Coal | 0 | 0 | 0 | 0 | 0 | 0 | 0 | 0 | 0 | 0 | 0 | 0 | 0 | 0 | 0 | 0 | 0 | 0 | 0 | 0 | 0 | 0 | 0 | 0 | 0
QLD1 | CCGT | 6395.5274 | 5754.64 | 13788.4851 | 14256.48 | 13541.5037 | 11197.7498 | 15689.8279 | 13565.3169 | 15002.5362 | 14055.9276 | 17438.5705 | 17300.9763 | 15011.925 | 11699.6943 | 10078.3602 | 11699.3553 | 8688.4884 | 9775.3264 | 8375.5811 | 8572.6086 | 8820.7465 | 6815.5382 | 3346.8396 | 2081.8693 | 1936.4811
QLD1 | Gas - Steam | 0 | 0 | 0 | 0 | 0 | 0 | 0 | 0 | 0 | 0 | 0 | 0 | 0 | 0 | 0 | 0 | 0 | 0 | 0 | 0 | 0 | 0 | 0 | 0 | 0
QLD1 | OCGT / Diesel | 19.5807 | 0.038433 | 159.0327 | 406.9682 | 223.465 | 109.0176 | 342.9169 | 1015.9247 | 2003.2074 | 1818.9492 | 3815.7132 | 3395.6363 | 4396.8012 | 5355.9238 | 2137.4465 | 2831.1131 | 3558.0586 | 8137.6423 | 3491.8773 | 5762.9227 | 5603.4403 | 3664.2663 | 5664.5081 | 4673.6754 | 3194.4575
QLD1 | Hydro | 4722.3067 | 4553.2625 | 4382.0312 | 3973.78 | 3842.9366 | 3683.9749 | 3460.982 | 3261.1647 | 3094.2175 | 2954.4665 | 2785.6617 | 2624.9549 | 2458.5385 | 2316.2506 | 682.4678 | 650.2655 | 516.5882 | 507.1742 | 456.2968 | 0 | 0 | 0 | 0 | 0 | 0
QLD1 | Hydrogen Turbine | 0 | 0 | 0 | 0 | 0 | 0 | 0 | 0 | 0 | 0 | 0 | 0 | 0 | 0 | 0 | 0 | 0 | 0 | 0 | 0 | 0 | 0 | 0 | 0 | 0
QLD1 | Wind | 557.0131 | 512.431 | 1221.3244 | 1208.274 | 1304.5551 | 1570.7845 | 1699.4361 | 1754.0151 | 1648.2406 | 1697.8954 | 1626.0769 | 1552.2754 | 1473.3009 | 1538.1052 | 1737.9712 | 1621.0717 | 1536.1376 | 1409.9215 | 1334.7809 | 1318.6274 | 1329.1536 | 1204.9838 | 1206.2894 | 1420.0643 | 1326.2245
QLD1 | Solar PV | 734.5108 | 685.6216 | 677.3857 | 633.5573 | 590.5352 | 509.4105 | 524.3254 | 512.7573 | 604.5571 | 605.6416 | 670.4131 | 732.1769 | 706.559 | 648.6829 | 649.9662 | 786.2342 | 976.1877 | 1147.555 | 1270.5984 | 1596.3244 | 1524.4392 | 1381.7209 | 1322.5605 | 1222.1363 | 1234.8275
QLD1 | Grid Battery | 4.6872 | 4.4393 | 4.3857 | 4.284 | 3.9894 | 212.5413 | 208.0808 | 340.365 | 380.056 | 423.6304 | 502.5991 | 571.0301 | 586.0688 | 558.9794 | 464.4365 | 479.1005 | 564.1882 | 572.2589 | 927.8586 | 1161.6613 | 1072.9429 | 993.319 | 956.8233 | 803.6915 | 803.8549
QLD1 | Pumped Hydro | 3371.0688 | 4014.4505 | 4770.9314 | 5613.8786 | 5379.8917 | 3435.0105 | 4026.8061 | 3752.2519 | 3655.9286 | 3178.5167 | 2975.7232 | 2490.3983 | 2707.4854 | 2278.4325 | 1528.5208 | 1857.7018 | 1602.4058 | 1814.4727 | 1377.3152 | 1518.6798 | 1386.2307 | 1165.9741 | 1138.1949 | 929.7413 | 789.7166
QLD1 | VPP | 1.018 | 1.571 | 2.6329 | 4.0806 | 5.6991 | 7.0129 | 9.4821 | 11.202 | 14.8319 | 18.2902 | 21.9321 | 24.523 | 27.573 | 30.409 | 31.5103 | 34.6624 | 37.127 | 39.5392 | 42.3105 | 45.984 | 46.8822 | 46.9595 | 47.7688 | 46.2186 | 46.1812
Total excluding storage |  | 168208.2632 | 159952.0302 | 134301.2058 | 121813.7077 | 107968.8607 | 98135.0277 | 81856.7794 | 73738.6333 | 67496.7167 | 58544.976 | 61276.7501 | 58293.735 | 46102.1988 | 42230.4561 | 32890.9382 | 28210.2523 | 25932.9426 | 20977.9332 | 14929.4138 | 17250.7107 | 17277.9816 | 13066.5955 | 11540.2648 | 9397.8 | 7692.0292
Region | Technology | 2023-24 | 2024-25 | 2025-26 | 2026-27 | 2027-28 | 2028-29 | 2029-30 | 2030-31 | 2031-32 | 2032-33 | 2033-34 | 2034-35 | 2035-36 | 2036-37 | 2037-38 | 2038-39 | 2039-40 | 2040-41 | 2041-42 | 2042-43 | 2043-44 | 2044-45 | 2045-46 | 2046-47 | 2047-48
VIC1 | Black Coal | 0 | 0 | 0 | 0 | 0 | 0 | 0 | 0 | 0 | 0 | 0 | 0 | 0 | 0 | 0 | 0 | 0 | 0 | 0 | 0 | 0 | 0 | 0 | 0 | 0
VIC1 | Brown Coal | 99597.302 | 86825.4875 | 58816.8604 | 52068.653 | 40524.5037 | 30361.4344 | 20363.7528 | 16233.8289 | 0.90717 | 0.88643 | 0.69185 | 0.67543 | 0.60308 | 0.24843 | 0.24719 | 0.16197 | 0.14537 | 0.12984 | 0.12288 | 0.11648 | 0.11102 | 0.092457 | 0.01651 | 0.022109 | 0
VIC1 | CCGT | 0 | 0.013329 | 0.01561 | 0.019203 | 0.0187 | 0.019986 | 0.020708 | 0.020954 | 0.019678 | 0.021639 | 0.020363 | 0.021948 | 0.024223 | 0.023083 | 0.028836 | 0.027529 | 0.02616 | 0.024316 | 0.028968 | 0.028614 | 0.22113 | 0.75302 | 0.74635 | 0.74556 | 0.69283
VIC1 | Gas - Steam | 36.1938 | 47.5398 | 459.1415 | 287.9937 | 376.5425 | 784.3998 | 353.2122 | 1321.1835 | 1299.4092 | 1354.196 | 784.2806 | 1009.8738 | 905.7681 | 1025.0034 | 1006.8184 | 1097.7938 | 0 | 0 | 0 | 0 | 0 | 0 | 0 | 0 | 0
VIC1 | OCGT / Diesel | 204.625 | 153.3405 | 1184.7202 | 937.0106 | 1161.4327 | 2720.0523 | 882.241 | 2018.0868 | 2919.8265 | 3917.9585 | 2286.5912 | 5926.6657 | 3086.5874 | 3716.4213 | 4889.7852 | 4484.5649 | 8607.8493 | 8873.99 | 7019.9556 | 6856.2933 | 10006.7806 | 7447.689 | 8131.889 | 10012.8494 | 4789.9884
VIC1 | Hydro | 18147.398 | 20842.1881 | 20374.8837 | 18300.535 | 14493.3946 | 20683.9398 | 16330.2451 | 13366.7296 | 12672.6203 | 10923.1022 | 12683.9883 | 12383.6279 | 11194.7334 | 8872.16 | 12740.3458 | 10078.2756 | 8259.2953 | 7806.7343 | 6755.5193 | 7838.915 | 7688.2058 | 6938.5176 | 5489.0959 | 7848.6218 | 7449.9345
VIC1 | Hydrogen Turbine | 0 | 0 | 0 | 0 | 0 | 0 | 0 | 0 | 0 | 0 | 0 | 0 | 0 | 0 | 0 | 0 | 0 | 0 | 0 | 0 | 0 | 0 | 0 | 0 | 0
VIC1 | Wind | 1008.6572 | 1073.5835 | 1237.9085 | 1346.8964 | 1440.0102 | 1376.4121 | 1414.2507 | 1347.7129 | 1526.8379 | 1296.2917 | 1495.578 | 1374.9026 | 1347.7823 | 1321.7182 | 1213.339 | 1222.0266 | 1099.1953 | 1127.7897 | 957.3479 | 977.3054 | 893.8354 | 868.2678 | 775.6636 | 740.6472 | 779.9301
VIC1 | Solar PV | 183.7478 | 160.6715 | 153.3954 | 141.6439 | 130.6852 | 122.3539 | 115.9117 | 112.0379 | 116.281 | 242.3064 | 218.3102 | 245.9161 | 244.6681 | 239.414 | 236.9009 | 253.8038 | 348.9769 | 315.1945 | 400.047 | 388.0808 | 395.095 | 406.2949 | 416.8511 | 355.4338 | 349.3212
VIC1 | Grid Battery | 14.0203 | 13.4705 | 15.0465 | 69.5787 | 65.4459 | 56.7861 | 112.4345 | 175.4736 | 271.0652 | 383.4765 | 342.849 | 310.2567 | 328.0352 | 320.7558 | 334.5037 | 320.5604 | 363.3027 | 329.3118 | 366.5633 | 326.3249 | 282.7009 | 286.4979 | 280.2138 | 234.5157 | 243.4927
VIC1 | Pumped Hydro | 0 | 0 | 0.002977 | 0.01138 | 0.011618 | 0.010772 | 0.011023 | 0.010773 | 0.010017 | 0.0089999 | 0.0091241 | 0.0085783 | 0.012104 | 0.01155 | 0.027542 | 0.026998 | 0.026332 | 0.024859 | 26.3142 | 24.5281 | 41.3757 | 81.1134 | 82.7469 | 74.4356 | 72.2726
VIC1 | VPP | 1.0568 | 1.7217 | 3.0341 | 4.5825 | 6.9445 | 8.3744 | 10.7499 | 11.6549 | 13.8554 | 15.6767 | 18.3902 | 20.3559 | 22.6763 | 25.7044 | 26.7621 | 28.9069 | 31.9 | 32.0512 | 34.803 | 34.3808 | 33.3252 | 34.2299 | 36.1363 | 33.1189 | 33.5199
Total excluding storage |  | 119177.9239 | 109102.8242 | 82226.9253 | 73082.7519 | 58126.5876 | 56048.6121 | 39459.6341 | 34399.6006 | 18535.9018 | 17734.7628 | 17469.4606 | 20941.6834 | 16780.1665 | 15174.9884 | 20087.4653 | 17136.6542 | 18315.4883 | 18123.8626 | 15133.0215 | 16060.7395 | 18984.249 | 15661.6148 | 14814.2623 | 18958.3199 | 13369.867
Region | Technology | 2023-24 | 2024-25 | 2025-26 | 2026-27 | 2027-28 | 2028-29 | 2029-30 | 2030-31 | 2031-32 | 2032-33 | 2033-34 | 2034-35 | 2035-36 | 2036-37 | 2037-38 | 2038-39 | 2039-40 | 2040-41 | 2041-42 | 2042-43 | 2043-44 | 2044-45 | 2045-46 | 2046-47 | 2047-48
SA1 | Black Coal | 0 | 0 | 0 | 0 | 0 | 0 | 0 | 0 | 0 | 0 | 0 | 0 | 0 | 0 | 0 | 0 | 0 | 0 | 0 | 0 | 0 | 0 | 0 | 0 | 0
SA1 | Brown Coal | 0 | 0 | 0 | 0 | 0 | 0 | 0 | 0 | 0 | 0 | 0 | 0 | 0 | 0 | 0 | 0 | 0 | 0 | 0 | 0 | 0 | 0 | 0 | 0 | 0
SA1 | CCGT | 7090.418 | 5482.2238 | 6738.0845 | 3926.2777 | 5036.3526 | 6033.0282 | 4648.3399 | 5836.347 | 5311.9657 | 5074.2857 | 5006.3767 | 5740.4739 | 3867.5869 | 4267.0833 | 0.014096 | 0.013394 | 0.012785 | 0.012011 | 0.011178 | 0.010764 | 0.012479 | 0.011427 | 0.01092 | 0.01056 | 0.0099104
SA1 | Gas - Steam | 197.0094 | 222.6968 | 456.7617 | 242.7212 | 197.5502 | 265.9262 | 95.4105 | 316.962 | 428.0271 | 293.5738 | 313.2184 | 794.9958 | 0 | 0 | 0 | 0 | 0 | 0 | 0 | 0 | 0 | 0 | 0 | 0 | 0
SA1 | OCGT / Diesel | 1556.4188 | 1681.6139 | 2486.6842 | 1295.4555 | 2083.6123 | 2451.1696 | 1715.3672 | 2659.4857 | 2577.8258 | 2332.3125 | 2585.5715 | 3269.0999 | 2331.6432 | 2345.9539 | 3211.8592 | 3056.1298 | 3348.5581 | 3337.5638 | 2380.6205 | 2539.582 | 3256.8185 | 798.2393 | 726.5458 | 627.0552 | 421.9813
SA1 | Hydro | 0 | 0 | 0 | 0 | 0 | 0 | 0 | 0 | 0 | 0 | 0 | 0 | 0 | 0 | 0 | 0 | 0 | 0 | 0 | 0 | 0 | 0 | 0 | 0 | 0
SA1 | Hydrogen Turbine | 0 | 0 | 0 | 0 | 0 | 0 | 0 | 0 | 0 | 0 | 0 | 0 | 0 | 0 | 0 | 0 | 0 | 0 | 0 | 0 | 0 | 0 | 0 | 0 | 0
SA1 | Wind | 611.0767 | 631.5548 | 625.7492 | 721.0078 | 693.2775 | 768.9276 | 738.4156 | 663.7768 | 681.0556 | 601.2153 | 582.2513 | 502.5094 | 533.1835 | 494.118 | 523.0685 | 537.1816 | 453.5656 | 462.998 | 408.8511 | 482.6546 | 438.9132 | 472.335 | 439.3555 | 469.9792 | 492.5012
SA1 | Solar PV | 109.3397 | 94.2641 | 90.9439 | 80.5998 | 77.6119 | 71.4454 | 65.5326 | 60.8688 | 58.6645 | 125.8682 | 112.1637 | 156.797 | 154.227 | 162.9376 | 192.6842 | 177.8586 | 194.2271 | 248.7944 | 333.1297 | 284.9703 | 352.7082 | 323.0863 | 342.6242 | 293.6433 | 271.0223
SA1 | Grid Battery | 16.3958 | 15.7565 | 14.7772 | 13.405 | 12.8699 | 11.8118 | 11.1024 | 10.2424 | 9.4754 | 131.4536 | 118.1758 | 110.0204 | 187.0516 | 186.022 | 217.0149 | 200.4173 | 202.7355 | 240.2622 | 359.8184 | 291.7543 | 329.8966 | 323.1159 | 347.5361 | 280.7392 | 248.3706
SA1 | Pumped Hydro | 0 | 0 | 0.002586 | 0.0029603 | 0.0033375 | 0.0031549 | 0.0031753 | 0.0033639 | 0.0033076 | 0.0032529 | 0.0031714 | 0.003057 | 0.0035243 | 0.0035136 | 0.0036518 | 0.0035402 | 0.0035516 | 0.0036333 | 0.0039158 | 0.003694 | 0.0036174 | 0.0039539 | 0.0039167 | 0.0035641 | 0.0034868
SA1 | VPP | 4.6111 | 6.1016 | 7.044 | 8.0391 | 9.3049 | 10.1569 | 11.3134 | 12.0047 | 13.0562 | 14.1546 | 15.3798 | 15.7803 | 17.0207 | 18.2442 | 18.483 | 19.0116 | 19.3929 | 18.8953 | 19.9061 | 19.4326 | 18.8705 | 18.6579 | 19.5901 | 18.5316 | 18.2279
Total excluding storage |  | 9564.2626 | 8112.3534 | 10398.2235 | 6266.0619 | 8088.4044 | 9590.497 | 7263.0659 | 9537.4403 | 9057.5387 | 8427.2555 | 8599.5816 | 10463.876 | 6886.6406 | 7270.0928 | 3927.6261 | 3771.1833 | 3996.3636 | 4049.3683 | 3122.6124 | 3307.2177 | 4048.4524 | 1593.6721 | 1508.5365 | 1390.6883 | 1185.5148
Region | Technology | 2023-24 | 2024-25 | 2025-26 | 2026-27 | 2027-28 | 2028-29 | 2029-30 | 2030-31 | 2031-32 | 2032-33 | 2033-34 | 2034-35 | 2035-36 | 2036-37 | 2037-38 | 2038-39 | 2039-40 | 2040-41 | 2041-42 | 2042-43 | 2043-44 | 2044-45 | 2045-46 | 2046-47 | 2047-48
TAS1 | Black Coal | 0 | 0 | 0 | 0 | 0 | 0 | 0 | 0 | 0 | 0 | 0 | 0 | 0 | 0 | 0 | 0 | 0 | 0 | 0 | 0 | 0 | 0 | 0 | 0 | 0
TAS1 | Brown Coal | 0 | 0 | 0 | 0 | 0 | 0 | 0 | 0 | 0 | 0 | 0 | 0 | 0 | 0 | 0 | 0 | 0 | 0 | 0 | 0 | 0 | 0 | 0 | 0 | 0
TAS1 | CCGT | 0 | 0.0074141 | 0.0074868 | 0.0074588 | 0.0074154 | 0.0074306 | 0.0076635 | 0.0078124 | 0.0082629 | 0.0086736 | 0.0082455 | 0.0084559 | 0.008346 | 0.0079478 | 0.0083956 | 0.0079821 | 0.0076969 | 0.0070107 | 0.0069577 | 0.0066705 | 0.007073 | 0.007212 | 0.0068635 | 0.006591 | 0.0062888
TAS1 | Gas - Steam | 0 | 0 | 0 | 0 | 0 | 0 | 0 | 0 | 0 | 0 | 0 | 0 | 0 | 0 | 0 | 0 | 0 | 0 | 0 | 0 | 0 | 0 | 0 | 0 | 0
TAS1 | OCGT / Diesel | 0.013755 | 0.013618 | 0.051107 | 2.4867 | 2.0781 | 1.5077 | 10.6137 | 18.1203 | 39.6881 | 84.4827 | 14.7954 | 135.9335 | 61.8913 | 58.1124 | 115.0086 | 62.5992 | 212.3315 | 36.2491 | 24.176 | 30.3374 | 44.0443 | 13.5576 | 16.537 | 11.0747 | 10.7992
TAS1 | Hydro | 63344.1332 | 59790.5975 | 56331.8853 | 50231.149 | 42945.7213 | 40698.061 | 51931.6935 | 47902.5258 | 42185.2167 | 38118.7732 | 36565.7798 | 34779.9983 | 30356.0311 | 27471.6151 | 29014.2499 | 26790.0943 | 24876.0555 | 22475.3804 | 21932.8822 | 22964.6824 | 22341.5955 | 19828.3651 | 17942.3723 | 19315.227 | 17623.6271
TAS1 | Hydrogen Turbine | 0 | 0 | 0 | 0 | 0 | 0 | 0 | 0 | 0 | 0 | 0 | 0 | 0 | 0 | 0 | 0 | 0 | 0 | 0 | 0 | 0 | 0 | 0 | 0 | 0
TAS1 | Wind | 380.5195 | 347.162 | 355.7914 | 341.3362 | 375.6376 | 390.2289 | 479.9228 | 463.8612 | 777.209 | 765.1131 | 686.2973 | 668.0552 | 641.9587 | 638.6915 | 584.4332 | 537.12 | 495.4663 | 512.6697 | 473.6071 | 430.8912 | 424.0421 | 408.6677 | 442.6862 | 407.9567 | 375.4324
TAS1 | Solar PV | 0.00021318 | 0.00038728 | 0.00044244 | 0.00052338 | 0.00047878 | 0.00038338 | 0.00038738 | 0.00053462 | 0.00063519 | 0.00092361 | 0.00092304 | 0.009452 | 0.0091746 | 0.0082581 | 0.020394 | 0.019702 | 0.018396 | 0.016313 | 2.5889 | 2.6573 | 14.3472 | 15.6584 | 14.4761 | 12.0282 | 12.0852
TAS1 | Grid Battery | 0.0021362 | 0.0023233 | 0.0025609 | 0.0028101 | 0.0031306 | 0.0029997 | 0.0035159 | 0.0043755 | 0.0060414 | 0.0063602 | 0.006395 | 0.0060492 | 0.0059765 | 0.005813 | 0.006979 | 0.0065897 | 0.0068039 | 0.0074266 | 0.007105 | 0.0065077 | 0.0068169 | 0.0074803 | 0.0067152 | 0.0067729 | 0.0072997
TAS1 | Pumped Hydro | 0 | 0 | 0.0040366 | 0.0043552 | 0.004669 | 0.0050449 | 0.0074064 | 0.010179 | 60.3494 | 94.5234 | 92.1277 | 84.1324 | 114.3572 | 108.6593 | 111.2514 | 105.3683 | 109.5654 | 98.8223 | 88.8921 | 83.2786 | 73.8367 | 68.6524 | 61.5884 | 62.2295 | 58.5775
TAS1 | VPP | 0.056342 | 0.081617 | 0.12618 | 0.25145 | 0.36743 | 0.48916 | 0.74956 | 0.91064 | 1.2433 | 1.2602 | 1.5225 | 1.6255 | 1.5384 | 1.6905 | 1.8216 | 1.7449 | 2.0893 | 2.412 | 2.1734 | 2.1324 | 2.0696 | 2.1453 | 2.0886 | 2.2571 | 2.1249
Total excluding storage |  | 63724.6666 | 60137.7809 | 56687.7358 | 50574.9799 | 43323.4449 | 41089.8054 | 52422.238 | 48384.5156 | 43002.1228 | 38968.3786 | 37266.8817 | 35584.0049 | 31059.8986 | 28168.4352 | 29713.7204 | 27389.8412 | 25583.8793 | 23024.3225 | 22433.2611 | 23428.575 | 22824.0361 | 20266.256 | 18416.0784 | 19746.2932 | 18021.9501
Explicitly modelled pumping
Region | Technology | 2023-24 | 2024-25 | 2025-26 | 2026-27 | 2027-28 | 2028-29 | 2029-30 | 2030-31 | 2031-32 | 2032-33 | 2033-34 | 2034-35 | 2035-36 | 2036-37 | 2037-38 | 2038-39 | 2039-40 | 2040-41 | 2041-42 | 2042-43 | 2043-44 | 2044-45 | 2045-46 | 2046-47 | 2047-48
NEM | Grid Battery pump | 43.7696 | 42.4667 | 43.4084 | 38.9114 | 36.8277 | 32.7809 | 31.5386 | 29.0965 | 26.9293 | 25.4692 | 22.0903 | 19.1652 | 18.186 | 16.2492 | 14.6976 | 13.9024 | 13.4977 | 12.5537 | 8.191 | 7.733 | 3.8192 | 3.571 | 3.3783 | 3.0654 | 2.908
NEM | Pumped Hydro Pump | 11277.3194 | 12895.0172 | 14765.6352 | 19507.2184 | 23857.0408 | 26649.1723 | 30831.5845 | 34480.7337 | 36321.9185 | 30542.8254 | 32441.0115 | 27925.8139 | 31257.4992 | 29672.5981 | 26761.7599 | 24197.0105 | 19389.7571 | 18658.8544 | 17991.2923 | 18271.2089 | 14161.3656 | 14540.5233 | 14526.4337 | 14921.5742 | 11386.2841
NEM | VPP pump | 9.8715 | 15.1497 | 22.5538 | 30.3319 | 39.82 | 46.4927 | 58.4212 | 65.5805 | 77.9548 | 89.6396 | 102.9666 | 112.7747 | 125.3628 | 136.9028 | 142.1163 | 152.544 | 161.9932 | 165.8292 | 175.7778 | 180.1472 | 177.1411 | 179.7752 | 184.5266 | 176.884 | 176.7511
Region | Technology | 2023-24 | 2024-25 | 2025-26 | 2026-27 | 2027-28 | 2028-29 | 2029-30 | 2030-31 | 2031-32 | 2032-33 | 2033-34 | 2034-35 | 2035-36 | 2036-37 | 2037-38 | 2038-39 | 2039-40 | 2040-41 | 2041-42 | 2042-43 | 2043-44 | 2044-45 | 2045-46 | 2046-47 | 2047-48
NSW1 | Grid Battery pump | 2.2263 | 2.4737 | 2.8116 | 2.6221 | 2.4345 | 2.1761 | 2.0528 | 1.9709 | 1.8435 | 1.7589 | 1.6316 | 1.5289 | 1.4674 | 0 | 0 | 0 | 0 | 0 | 0 | 0 | 0 | 0 | 0 | 0 | 0
NSW1 | Pumped Hydro Pump | 6470.4599 | 7208.5672 | 8189.2477 | 11783.1731 | 16429.4646 | 21922.4653 | 25290.7603 | 29312.2103 | 31278.1382 | 26197.6603 | 28344.6387 | 24501.5777 | 27552.912 | 26543.2171 | 24902.372 | 21943.9003 | 17582.972 | 16552.4532 | 16449.9923 | 16504.8573 | 12574.4786 | 13222.4528 | 13200.7163 | 13907.5328 | 10550.9909
NSW1 | VPP pump | 1.953 | 3.994 | 7.4434 | 10.3997 | 13.5175 | 15.9106 | 20.3837 | 23.5342 | 27.3043 | 31.5728 | 35.6346 | 39.4365 | 44.51 | 47.4205 | 49.5653 | 53.2282 | 55.7136 | 56.2553 | 59.2745 | 60.0516 | 58.3061 | 59.7511 | 60.1677 | 59.2261 | 59.1142
Region | Technology | 2023-24 | 2024-25 | 2025-26 | 2026-27 | 2027-28 | 2028-29 | 2029-30 | 2030-31 | 2031-32 | 2032-33 | 2033-34 | 2034-35 | 2035-36 | 2036-37 | 2037-38 | 2038-39 | 2039-40 | 2040-41 | 2041-42 | 2042-43 | 2043-44 | 2044-45 | 2045-46 | 2046-47 | 2047-48
QLD1 | Grid Battery pump | 5.5613 | 5.2816 | 5.2224 | 5.0849 | 4.7412 | 4.1918 | 4.014 | 3.8064 | 3.6535 | 3.4957 | 3.296 | 3.0512 | 2.8585 | 2.7127 | 2.4034 | 2.3347 | 2.2382 | 2.1855 | 2.0892 | 2.0339 | 1.8973 | 1.7682 | 1.6921 | 1.5404 | 1.471
QLD1 | Pumped Hydro Pump | 4806.8595 | 5686.45 | 6576.3875 | 7724.0453 | 7427.5762 | 4726.707 | 5540.8242 | 5168.5234 | 5043.7803 | 4345.1651 | 4096.3728 | 3424.2362 | 3704.5872 | 3129.381 | 1859.388 | 2253.1102 | 1806.7851 | 2106.4012 | 1541.3 | 1766.3516 | 1586.8869 | 1318.0705 | 1325.7174 | 1014.0414 | 835.2932
QLD1 | VPP pump | 1.1957 | 1.8484 | 3.1045 | 4.7941 | 6.7051 | 8.2509 | 11.156 | 13.1796 | 17.4952 | 21.4741 | 25.8055 | 28.9099 | 32.3821 | 35.7777 | 37.1805 | 40.7137 | 43.6431 | 46.606 | 49.7586 | 54.1115 | 55.1566 | 55.254 | 56.1527 | 54.4379 | 54.2523
Region | Technology | 2023-24 | 2024-25 | 2025-26 | 2026-27 | 2027-28 | 2028-29 | 2029-30 | 2030-31 | 2031-32 | 2032-33 | 2033-34 | 2034-35 | 2035-36 | 2036-37 | 2037-38 | 2038-39 | 2039-40 | 2040-41 | 2041-42 | 2042-43 | 2043-44 | 2044-45 | 2045-46 | 2046-47 | 2047-48
VIC1 | Grid Battery pump | 16.6458 | 16.0786 | 17.9029 | 15.3538 | 14.3968 | 12.4857 | 12.3118 | 11.2523 | 10.2551 | 9.649 | 7.1951 | 6.5443 | 6.141 | 6.0286 | 5.3918 | 5.101 | 5.0741 | 4.5985 | 0.40394 | 0.37744 | 0.35582 | 0.32432 | 0.32836 | 0.29353 | 0.28143
VIC1 | Pumped Hydro Pump | 0 | 0 | 0 | 0 | 0 | 0 | 0 | 0 | 0 | 0 | 0 | 0 | 0 | 0 | 0 | 0 | 0 | 0 | 0 | 0 | 0 | 0 | 0 | 0 | 0
VIC1 | VPP pump | 1.2416 | 2.0305 | 3.5719 | 5.3843 | 8.1887 | 9.8344 | 12.653 | 13.7071 | 16.3312 | 18.4494 | 21.6387 | 23.9512 | 26.6415 | 30.2424 | 31.4888 | 34.112 | 37.4302 | 37.8231 | 40.8332 | 40.5695 | 39.0906 | 40.2734 | 42.6469 | 38.8356 | 39.4383
Region | Technology | 2023-24 | 2024-25 | 2025-26 | 2026-27 | 2027-28 | 2028-29 | 2029-30 | 2030-31 | 2031-32 | 2032-33 | 2033-34 | 2034-35 | 2035-36 | 2036-37 | 2037-38 | 2038-39 | 2039-40 | 2040-41 | 2041-42 | 2042-43 | 2043-44 | 2044-45 | 2045-46 | 2046-47 | 2047-48
SA1 | Grid Battery pump | 19.3363 | 18.6327 | 17.4715 | 15.8506 | 15.2552 | 13.9273 | 13.1601 | 12.0669 | 11.1772 | 10.5655 | 9.9675 | 8.0407 | 7.7191 | 7.5079 | 6.9025 | 6.4667 | 6.1854 | 5.7696 | 5.6978 | 5.3216 | 1.566 | 1.4784 | 1.3579 | 1.2314 | 1.1556
SA1 | Pumped Hydro Pump | 0 | 0 | 0 | 0 | 0 | 0 | 0 | 0 | 0 | 0 | 0 | 0 | 0 | 0 | 0 | 0 | 0 | 0 | 0 | 0 | 0 | 0 | 0 | 0 | 0
SA1 | VPP pump | 5.4148 | 7.1804 | 8.2858 | 9.4583 | 10.9745 | 11.9231 | 13.345 | 14.0897 | 15.3612 | 16.6606 | 18.0965 | 18.558 | 20.0258 | 21.4653 | 21.7462 | 22.4329 | 22.7522 | 22.2968 | 23.3554 | 22.905 | 22.1626 | 21.9713 | 23.0916 | 21.74 | 21.4462
Region | Technology | 2023-24 | 2024-25 | 2025-26 | 2026-27 | 2027-28 | 2028-29 | 2029-30 | 2030-31 | 2031-32 | 2032-33 | 2033-34 | 2034-35 | 2035-36 | 2036-37 | 2037-38 | 2038-39 | 2039-40 | 2040-41 | 2041-42 | 2042-43 | 2043-44 | 2044-45 | 2045-46 | 2046-47 | 2047-48
TAS1 | Grid Battery pump | 0 | 0 | 0 | 0 | 0 | 0 | 0 | 0 | 0 | 0 | 0 | 0 | 0 | 0 | 0 | 0 | 0 | 0 | 0 | 0 | 0 | 0 | 0 | 0 | 0
TAS1 | Pumped Hydro Pump | 0 | 0 | 0 | 0 | 0 | 0 | 0 | 0 | 0 | 0 | 0 | 0 | 0 | 0 | 0 | 0 | 0 | 0 | 0 | 0 | 0 | 0 | 0 | 0 | 0
TAS1 | VPP pump | 0.066344 | 0.096375 | 0.14813 | 0.2956 | 0.43419 | 0.57368 | 0.88346 | 1.0699 | 1.4629 | 1.4827 | 1.7913 | 1.9191 | 1.8035 | 1.9968 | 2.1355 | 2.0572 | 2.4541 | 2.8481 | 2.5562 | 2.5097 | 2.4253 | 2.5255 | 2.4675 | 2.6443 | 2.5002

## BaseCase_FOM Cost
FOM cost by technology ($000s) - BaseCase, Step Change Scenario
FOM | Real June 2021 dollars discounted to 1 July 2021. For new entrant capacity, the FOM is incurred annually in modelling. For existing capacity, FOM is considered to be a sunk cost, since the fixed retirement dates are assumed to be the same in the Base Case and the option case. As such, early withdrawals are presented as an annual FOM saving, or negative cost, that continues until the assumed fixed date withdrawal.
Explicitly modelled generation
Region | Technology | 2023-24 | 2024-25 | 2025-26 | 2026-27 | 2027-28 | 2028-29 | 2029-30 | 2030-31 | 2031-32 | 2032-33 | 2033-34 | 2034-35 | 2035-36 | 2036-37 | 2037-38 | 2038-39 | 2039-40 | 2040-41 | 2041-42 | 2042-43 | 2043-44 | 2044-45 | 2045-46 | 2046-47 | 2047-48
NEM | Black Coal | 0 | 0 | -682058.4566 | -44340.7799 | -68976.0749 | -86693.5638 | -348973.5659 | -43369.107 | -170372.5408 | -158981.5527 | -0.0034122 | -0.070026 | -147320.0292 | -12651.8361 | -0.0010959 | -133719.2634 | -0.043929 | -105618.2819 | -0.0678 | -0.00081793 | -0.00038719 | -0.51873 | -0.00018257 | -0.00034148 | -0.031645
NEM | Brown Coal | 0 | 0 | -786028.5886 | -0.94449 | -771360.4868 | -666142.7594 | -526837.6956 | -208145.535 | -964379.53 | -0.21052 | -10.4945 | -0.0054586 | -0.04717 | -16.2221 | -0.00091405 | -3.0054 | -0.075816 | -0.2251 | -0.0010313 | -0.0020402 | -0.00021021 | -0.065579 | -0.087015 | -3.745e-05 | 0
NEM | CCGT | 0 | 0.45649 | 0.09237 | 0.039225 | 0.0033999 | 0.086026 | 0.019841 | 0.015444 | 0.0057208 | 0.031216 | 0.03901 | 0.027042 | 0.02595 | 0.00037877 | 0.079059 | 0.00013926 | 0.003628 | 0.00029374 | 0.023427 | 0.0023483 | 0.43885 | 1.0481 | 0.00028687 | 0.0072219 | 2.6848e-05
NEM | Gas - Steam | 0 | 0 | 0 | 0 | 0 | 0 | 0 | 0 | 0 | 0 | 0 | 0 | 0 | 0 | 0 | 0 | 0 | 0 | 0 | 0 | 0 | 0 | 0 | 0 | 0
NEM | OCGT / Diesel | 1.9292 | 0.42082 | 0.15914 | 0.043173 | 0.015441 | 0.58435 | 0.022254 | 0.024749 | 0.030676 | 0.064843 | 0.010446 | 0.023812 | 44037.2944 | 0.0072117 | 54744.7191 | 0.00292 | 10219.2768 | 1332.9087 | 14307.7144 | 0.0028779 | 19570.669 | 23645.4457 | 0.0013232 | 8812.3504 | 646.1783
NEM | Hydro | 0 | 0 | 0 | 0 | 0 | 0 | 0 | 0 | 0 | 0 | 0 | 0 | 0 | 0 | 0 | 0 | 0 | 0 | 0 | 0 | 0 | 0 | 0 | 0 | 0
NEM | Hydrogen Turbine | 0 | 0 | 0 | 0 | 0 | 0 | 0 | 0 | 0 | 0 | 0 | 0 | 0 | 0 | 0 | 0 | 0 | 0 | 0 | 0 | 0 | 0 | 0 | 0 | 0
NEM | Wind | 663163.7311 | 237636.8706 | 1720329.3991 | 368069.7489 | 948991.6226 | 898820.0458 | 464983.4404 | 199380.2085 | 284509.0655 | 327923.1242 | 440476.6372 | 25120.8061 | 231066.166 | 115236.8025 | 396711.429 | 63448.9391 | 3208.8416 | 11260.628 | 1.8595 | 165518.443 | 63101.1095 | 13606.5765 | 25789.5088 | 104244.1474 | 25879.4381
NEM | Solar PV | 8.8522 | 18.2457 | 147750.5137 | 3.6022 | 2.3198 | 75531.1407 | 125060.3988 | 164389.4306 | 149001.8634 | 283545.0765 | 152538.5212 | 188311.8845 | 0.35496 | 18963.4859 | 327022.8762 | 183331.8202 | 306467.4749 | 206309.1223 | 186780.3532 | 245672.7876 | 103813.9209 | 3267.3516 | 11642.6023 | 63001.8741 | 363.3799
NEM | Grid Battery | 10.0596 | 6.0217 | 212277.217 | 45774.6021 | 82335.6222 | 259002.832 | 58146.1633 | 156591.6845 | 132506.3812 | 383698.6044 | 77035.0516 | 64990.6714 | 116347.5781 | 1.0113 | 116373.6048 | 0.28481 | 158427.5764 | 37988.2905 | 267158.7302 | 79713.5014 | 13586.848 | 23787.9829 | 7.2996 | 8325.5952 | 1873.7419
NEM | Pumped Hydro | 0 | 0 | 81419.5179 | 5.1113 | 0.56409 | 7.8547 | 1.6894 | 1.5793 | 27668.4751 | 22259.2532 | 0.34535 | 0.11016 | 20398.3685 | 0.091766 | 59275.3927 | 0.038888 | 23583.8584 | 0.066165 | 5231.2344 | 0.06905 | 3095.2677 | 5328.8945 | 573.6749 | 2481.5022 | 9.7401
NEM | VPP | 0 | 0 | 0 | 0 | 0 | 0 | 0 | 0 | 0 | 0 | 0 | 0 | 0 | 0 | 0 | 0 | 0 | 0 | 0 | 0 | 0 | 0 | 0 | 0 | 0
Total excluding storage |  | 663174.5125 | 237655.9936 | 399993.1191 | 323731.7091 | 108657.3996 | 221515.5337 | -285767.3803 | 112255.0374 | -701241.1055 | 452486.5335 | 593004.71 | 213432.666 | 127783.7648 | 121532.2378 | 778479.1013 | 113058.4936 | 319895.4772 | 113284.1524 | 201089.8818 | 411191.233 | 186486.1377 | 40519.8376 | 37432.0255 | 176058.3787 | 26888.9647
Region | Technology | 2023-24 | 2024-25 | 2025-26 | 2026-27 | 2027-28 | 2028-29 | 2029-30 | 2030-31 | 2031-32 | 2032-33 | 2033-34 | 2034-35 | 2035-36 | 2036-37 | 2037-38 | 2038-39 | 2039-40 | 2040-41 | 2041-42 | 2042-43 | 2043-44 | 2044-45 | 2045-46 | 2046-47 | 2047-48
NSW1 | Black Coal | 0 | 0 | -5322.9338 | -8370.8607 | -50204.5457 | -86693.5616 | -71899.8983 | -0.23881 | -17471.3471 | -8012.9024 | -6.5696e-05 | -9.2399e-05 | -0.8521 | -0.00050664 | -2.9229e-05 | -27846.7063 | -0.041113 | 0 | 0 | 0 | 0 | 0 | 0 | 0 | 0
NSW1 | Brown Coal | 0 | 0 | 0 | 0 | 0 | 0 | 0 | 0 | 0 | 0 | 0 | 0 | 0 | 0 | 0 | 0 | 0 | 0 | 0 | 0 | 0 | 0 | 0 | 0 | 0
NSW1 | CCGT | 0 | 0.11826 | 0.03018 | 1.7145e-05 | 1.2286e-05 | 0.00029442 | 0.00059522 | 7.5513e-05 | 0.00018095 | 0.0036336 | 0.017668 | 4.1174e-05 | 1.0572e-05 | 3.0038e-05 | 0.018389 | 1.5131e-05 | 4.1323e-05 | 0.00016709 | 0.0035229 | 0.00089236 | 0.0044599 | 4.8501e-06 | 8.9198e-06 | 0.0038423 | 1.0153e-05
NSW1 | Gas - Steam | 0 | 0 | 0 | 0 | 0 | 0 | 0 | 0 | 0 | 0 | 0 | 0 | 0 | 0 | 0 | 0 | 0 | 0 | 0 | 0 | 0 | 0 | 0 | 0 | 0
NSW1 | OCGT / Diesel | 0.38591 | 0.39346 | 0.0078666 | 0.0015845 | 0.0011482 | 0.0013383 | 0.0012233 | 0.00070395 | 0.00090981 | 0.00084266 | 0.0016268 | 0.0016354 | 0.00062012 | 0.0015896 | 3327.7799 | 0.00061924 | 0.0014542 | 0.0012916 | 0.049476 | 0.00063142 | 4889.6026 | 0.00027898 | 0.00043466 | 2854.8154 | 646.1777
NSW1 | Hydro | 0 | 0 | 0 | 0 | 0 | 0 | 0 | 0 | 0 | 0 | 0 | 0 | 0 | 0 | 0 | 0 | 0 | 0 | 0 | 0 | 0 | 0 | 0 | 0 | 0
NSW1 | Hydrogen Turbine | 0 | 0 | 0 | 0 | 0 | 0 | 0 | 0 | 0 | 0 | 0 | 0 | 0 | 0 | 0 | 0 | 0 | 0 | 0 | 0 | 0 | 0 | 0 | 0 | 0
NSW1 | Wind | 309045.3041 | 1.4504 | 711395.9963 | 59316.2937 | 627349.2815 | 211472.8543 | 68083.9156 | 2.9248 | 3961.3684 | 131624.2021 | 96641.2783 | 22716.3267 | 210591.2796 | 57529.1989 | 86331.4576 | 472.9373 | 0.23074 | 5567.8839 | 0.051767 | 35541.5769 | 22418.1088 | 0.057563 | 14342.657 | 10599.5917 | 4586.1304
NSW1 | Solar PV | 1.2805 | 16.6925 | 147747.9508 | 0.092017 | 2.1526 | 75526.5933 | 125058.4119 | 160759.4082 | 50177.8431 | 55286.0422 | 67123.2486 | 0.42379 | 0.023844 | 10375.9613 | 137383.7175 | 82855.3199 | 46940.0639 | 36645.7562 | 18702.6142 | 57296.1504 | 12299.6284 | 0.00054294 | 0.025455 | 20549.4326 | 44.3435
NSW1 | Grid Battery | 4.2038 | 5.3048 | 212275.48 | 0.35887 | 82334.3614 | 92091.0208 | 15898.1169 | 0.92636 | 1.3123 | 154000.9452 | 0.23148 | 0.029673 | 0.91596 | 0.31362 | 41548.4635 | 0.092291 | 86877.0753 | 0.24586 | 50772.982 | 0.13158 | 0.086742 | 3927.9879 | 1.3299 | 8324.8241 | 77.8699
NSW1 | Pumped Hydro | 0 | 0 | 81413.1179 | 0.045911 | 0.081272 | 0.10619 | 0.027704 | 0.057296 | 0.0099357 | 0.03549 | 0.032022 | 0.016243 | 0.068343 | 0.027233 | 0.67513 | 0.0072048 | 0.011014 | 0.01123 | 0.016246 | 0.014651 | 0.0067994 | 0.065203 | 0.0027397 | 0.46253 | 0.00061205
NSW1 | VPP | 0 | 0 | 0 | 0 | 0 | 0 | 0 | 0 | 0 | 0 | 0 | 0 | 0 | 0 | 0 | 0 | 0 | 0 | 0 | 0 | 0 | 0 | 0 | 0 | 0
Total excluding storage |  | 309046.9705 | 18.6546 | 853821.0514 | 50945.5266 | 577146.8896 | 200305.8876 | 121242.4309 | 160762.0949 | 36667.8655 | 178897.3463 | 163764.5461 | 22716.7521 | 210590.452 | 67905.1613 | 227042.9733 | 55481.5516 | 46940.2551 | 42213.6416 | 18702.719 | 92837.7288 | 39607.3442 | 0.05839 | 14342.6829 | 34003.8436 | 5276.6515
Region | Technology | 2023-24 | 2024-25 | 2025-26 | 2026-27 | 2027-28 | 2028-29 | 2029-30 | 2030-31 | 2031-32 | 2032-33 | 2033-34 | 2034-35 | 2035-36 | 2036-37 | 2037-38 | 2038-39 | 2039-40 | 2040-41 | 2041-42 | 2042-43 | 2043-44 | 2044-45 | 2045-46 | 2046-47 | 2047-48
QLD1 | Black Coal | 0 | 0 | -676735.5228 | -35969.9192 | -18771.5292 | -0.0021393 | -277073.6677 | -43368.8682 | -152901.1936 | -150968.6503 | -0.0033465 | -0.069934 | -147319.1771 | -12651.8356 | -0.0010666 | -105872.557 | -0.0028158 | -105618.2819 | -0.0678 | -0.00081793 | -0.00038719 | -0.51873 | -0.00018257 | -0.00034148 | -0.031645
QLD1 | Brown Coal | 0 | 0 | 0 | 0 | 0 | 0 | 0 | 0 | 0 | 0 | 0 | 0 | 0 | 0 | 0 | 0 | 0 | 0 | 0 | 0 | 0 | 0 | 0 | 0 | 0
QLD1 | CCGT | 0 | 0.091103 | 0.034172 | 0.00073082 | 9.1355e-05 | 0.064641 | 2.6053e-05 | 3.6565e-05 | 7.2424e-05 | 0.00012425 | 0.017989 | 0.0020254 | 7.4633e-05 | 0.0002169 | 0.016794 | 1.2459e-05 | 0.0026089 | 1.0963e-05 | 1.3336e-05 | 0.00013798 | 3.0912e-05 | 4.5069e-06 | 1.2414e-05 | 0.0020061 | 1.2758e-06
QLD1 | Gas - Steam | 0 | 0 | 0 | 0 | 0 | 0 | 0 | 0 | 0 | 0 | 0 | 0 | 0 | 0 | 0 | 0 | 0 | 0 | 0 | 0 | 0 | 0 | 0 | 0 | 0
QLD1 | OCGT / Diesel | 0.24659 | 0.01132 | 0.13325 | 0.0027259 | 0.0015887 | 0.56757 | 0.0011132 | 0.0011482 | 0.00090313 | 0.0010022 | 0.0016671 | 0.0013824 | 0.00087564 | 0.0028078 | 51416.7699 | 0.00046434 | 10219.2146 | 0.00043822 | 0.00043168 | 0.00071841 | 0.0017748 | 0.00028263 | 0.00038588 | 5957.5344 | 4.5427e-05
QLD1 | Hydro | 0 | 0 | 0 | 0 | 0 | 0 | 0 | 0 | 0 | 0 | 0 | 0 | 0 | 0 | 0 | 0 | 0 | 0 | 0 | 0 | 0 | 0 | 0 | 0 | 0
QLD1 | Hydrogen Turbine | 0 | 0 | 0 | 0 | 0 | 0 | 0 | 0 | 0 | 0 | 0 | 0 | 0 | 0 | 0 | 0 | 0 | 0 | 0 | 0 | 0 | 0 | 0 | 0 | 0
QLD1 | Wind | 161452.1073 | 30222.1743 | 753930.187 | 51856.2069 | 90249.4751 | 352183.96 | 254167.7602 | 112567.7447 | 16.7235 | 161167.9825 | 96778.6763 | 2404.1992 | 8419.0915 | 42872.935 | 194331.1318 | 0.0086029 | 0.32838 | 5692.5955 | 1.7615 | 61492.2899 | 23938.7447 | 0.002271 | 3904.8514 | 44912.8217 | 0.020204
QLD1 | Solar PV | 1.6573 | 0.64765 | 1.4246 | 0.070779 | 0.021647 | 4.2029 | 1.8549 | 2.4202 | 87334.4297 | 36221.1479 | 85415.2496 | 88987.7263 | 0.0032942 | 0.15699 | 103827.8035 | 77466.2361 | 151334.3063 | 126966.5092 | 76607.0701 | 178647.5669 | 21991.1832 | 0.00070959 | 2737.1653 | 32567.7434 | 297.2765
QLD1 | Grid Battery | 1.052 | 0.29032 | 1.3792 | 1.3689 | 0.13945 | 166911.8045 | 0.023569 | 102669.7305 | 38106.6984 | 33931.0852 | 77034.5961 | 64990.5904 | 24402.6494 | 0.04069 | 0.059875 | 0.051853 | 54255.8954 | 0.027001 | 150276.4357 | 79713.3087 | 471.6548 | 0.0066019 | 0.00558 | 0.013627 | 0.0019646
QLD1 | Pumped Hydro | 0 | 0 | 2.4429 | 0.83594 | 0.025452 | 7.4113 | 0.0053969 | 0.0035545 | 0.001805 | 0.0052692 | 0.009954 | 0.010965 | 5.7972 | 0.0098637 | 56645.2419 | 0.005894 | 23583.8061 | 0.003825 | 0.0059178 | 0.012305 | 0.0019964 | 0.0011301 | 0.0007868 | 2481.0357 | 0.00013726
QLD1 | VPP | 0 | 0 | 0 | 0 | 0 | 0 | 0 | 0 | 0 | 0 | 0 | 0 | 0 | 0 | 0 | 0 | 0 | 0 | 0 | 0 | 0 | 0 | 0 | 0 | 0
Total excluding storage |  | 161454.0113 | 30222.9243 | 77196.2562 | 15886.3619 | 71477.9692 | 352188.7929 | -22904.0514 | 69201.2979 | -65550.0394 | 46420.4813 | 182193.9422 | 91391.859 | -138900.0814 | 30221.2594 | 349575.7209 | -28406.3118 | 161553.8491 | 27040.8233 | 76608.7642 | 240139.8568 | 45929.9293 | -0.51546 | 6642.0169 | 83438.1011 | 297.2652
Region | Technology | 2023-24 | 2024-25 | 2025-26 | 2026-27 | 2027-28 | 2028-29 | 2029-30 | 2030-31 | 2031-32 | 2032-33 | 2033-34 | 2034-35 | 2035-36 | 2036-37 | 2037-38 | 2038-39 | 2039-40 | 2040-41 | 2041-42 | 2042-43 | 2043-44 | 2044-45 | 2045-46 | 2046-47 | 2047-48
VIC1 | Black Coal | 0 | 0 | 0 | 0 | 0 | 0 | 0 | 0 | 0 | 0 | 0 | 0 | 0 | 0 | 0 | 0 | 0 | 0 | 0 | 0 | 0 | 0 | 0 | 0 | 0
VIC1 | Brown Coal | 0 | 0 | -786028.5886 | -0.94449 | -771360.4868 | -666142.7594 | -526837.6956 | -208145.535 | -964379.53 | -0.21052 | -10.4945 | -0.0054586 | -0.04717 | -16.2221 | -0.00091405 | -3.0054 | -0.075816 | -0.2251 | -0.0010313 | -0.0020402 | -0.00021021 | -0.065579 | -0.087015 | -3.745e-05 | 0
VIC1 | CCGT | 0 | 0.099939 | 0.016206 | 0.035811 | 0.00014929 | 0.010586 | 0.015085 | 0.0053658 | 0.00021266 | 0.015986 | 0.00016632 | 0.012157 | 0.020843 | 2.366e-05 | 0.029005 | 2.1886e-05 | 0.00076824 | 6.3715e-05 | 0.019033 | 0.0010953 | 0.42745 | 1.0468 | 0.00024923 | 0.0013239 | 4.3027e-06
VIC1 | Gas - Steam | 0 | 0 | 0 | 0 | 0 | 0 | 0 | 0 | 0 | 0 | 0 | 0 | 0 | 0 | 0 | 0 | 0 | 0 | 0 | 0 | 0 | 0 | 0 | 0 | 0
VIC1 | OCGT / Diesel | 0.73601 | 0.0024945 | 0.0038743 | 0.024071 | 0.0011311 | 0.0026948 | 0.0022707 | 0.0010561 | 0.0008816 | 0.0027 | 0.0031896 | 0.0041652 | 44036.8775 | 0.00081772 | 0.002981 | 0.00042505 | 0.057609 | 1332.9026 | 14307.5958 | 0.00029011 | 11139.5853 | 20508.1229 | 0.00011652 | 0.00030486 | 0.00038805
VIC1 | Hydro | 0 | 0 | 0 | 0 | 0 | 0 | 0 | 0 | 0 | 0 | 0 | 0 | 0 | 0 | 0 | 0 | 0 | 0 | 0 | 0 | 0 | 0 | 0 | 0 | 0
VIC1 | Hydrogen Turbine | 0 | 0 | 0 | 0 | 0 | 0 | 0 | 0 | 0 | 0 | 0 | 0 | 0 | 0 | 0 | 0 | 0 | 0 | 0 | 0 | 0 | 0 | 0 | 0 | 0
VIC1 | Wind | 14.6027 | 145172.1418 | 200111.7159 | 172604.0736 | 183137.9833 | 127144.4529 | 36807.7879 | 70322.217 | 77313.9686 | 0.10099 | 232653.983 | 0.18451 | 0.019773 | 7644.5327 | 52298.4101 | 25291.5054 | 3205.6981 | 0.11014 | 0.02328 | 25188.6939 | 3062.8915 | 4075.713 | 1.1075 | 31995.598 | 17697.0686
VIC1 | Solar PV | 1.3083 | 0.60475 | 0.70462 | 3.2951 | 0.0058207 | 0.0144 | 0.020262 | 3624.2908 | 11488.7439 | 127426.2027 | 0.015626 | 45610.6009 | 0.29266 | 2915.0035 | 32334.7783 | 23010.0067 | 79110.0074 | 0.0058499 | 48658.0676 | 9728.8934 | 18432.9742 | 1965.0156 | 8905.4101 | 3838.2932 | 21.7589
VIC1 | Grid Battery | 2.1487 | 0.24036 | 0.032559 | 45772.1826 | 0.042046 | 0.0019024 | 42247.363 | 53917.0286 | 94389.3254 | 112797.2291 | 0.15931 | 0.018741 | 32408.4174 | 0.038203 | 41565.1748 | 0.063606 | 17130.6438 | 6751.156 | 25179.3604 | 0.020088 | 0.018743 | 6883.028 | 0.01726 | 0.72156 | 1795.8088
VIC1 | Pumped Hydro | 0 | 0 | 1.1661 | 3.7824 | 0.01639 | 0.010971 | 0.37138 | 0.012721 | 0.0042552 | 0.026213 | 0.12176 | 0.013104 | 1.0549 | 0.011881 | 4.6691 | 0.0078238 | 0.010715 | 0.008134 | 5231.1465 | 0.026768 | 3095.2244 | 5328.7512 | 573.6618 | 0.0011922 | 9.7347
VIC1 | VPP | 0 | 0 | 0 | 0 | 0 | 0 | 0 | 0 | 0 | 0 | 0 | 0 | 0 | 0 | 0 | 0 | 0 | 0 | 0 | 0 | 0 | 0 | 0 | 0 | 0
Total excluding storage |  | 16.647 | 145172.8489 | -585916.1481 | 172606.4841 | -588222.4964 | -538998.2788 | -490029.8702 | -134199.0207 | -875576.8165 | 127426.1119 | 232643.5074 | 45610.7962 | 44037.1636 | 10543.3149 | 84633.2194 | 48298.5072 | 82315.6881 | 1332.7935 | 62965.7047 | 34917.5866 | 32635.8782 | 26549.8328 | 8906.431 | 35833.8928 | 17718.8279
Region | Technology | 2023-24 | 2024-25 | 2025-26 | 2026-27 | 2027-28 | 2028-29 | 2029-30 | 2030-31 | 2031-32 | 2032-33 | 2033-34 | 2034-35 | 2035-36 | 2036-37 | 2037-38 | 2038-39 | 2039-40 | 2040-41 | 2041-42 | 2042-43 | 2043-44 | 2044-45 | 2045-46 | 2046-47 | 2047-48
SA1 | Black Coal | 0 | 0 | 0 | 0 | 0 | 0 | 0 | 0 | 0 | 0 | 0 | 0 | 0 | 0 | 0 | 0 | 0 | 0 | 0 | 0 | 0 | 0 | 0 | 0 | 0
SA1 | Brown Coal | 0 | 0 | 0 | 0 | 0 | 0 | 0 | 0 | 0 | 0 | 0 | 0 | 0 | 0 | 0 | 0 | 0 | 0 | 0 | 0 | 0 | 0 | 0 | 0 | 0
SA1 | CCGT | 0 | 0.091941 | 0.0084961 | 5.5679e-05 | 0.00087639 | 0.0076666 | 0.00015655 | 0.0065413 | 0.00018465 | 0.0063967 | 0.0029788 | 0.0094958 | 0.0025226 | 3.5761e-05 | 0.011103 | 1.6156e-05 | 8.8543e-05 | 3.9079e-05 | 2.2097e-05 | 0.00012014 | 0.0051244 | 1.2129e-05 | 3.4735e-06 | 2.5649e-05 | 2.4662e-06
SA1 | Gas - Steam | 0 | 0 | 0 | 0 | 0 | 0 | 0 | 0 | 0 | 0 | 0 | 0 | 0 | 0 | 0 | 0 | 0 | 0 | 0 | 0 | 0 | 0 | 0 | 0 | 0
SA1 | OCGT / Diesel | 0.33228 | 0.0016793 | 0.0024531 | 0.0012256 | 0.0014049 | 0.0022349 | 0.0040535 | 0.011228 | 0.012412 | 0.028306 | 0.0022119 | 0.011659 | 0.22699 | 0.0010536 | 0.16537 | 0.00054177 | 0.0020401 | 0.001099 | 0.00037493 | 0.00056489 | 3541.4786 | 3137.1653 | 0.00014952 | 0.00011526 | 7.0149e-05
SA1 | Hydro | 0 | 0 | 0 | 0 | 0 | 0 | 0 | 0 | 0 | 0 | 0 | 0 | 0 | 0 | 0 | 0 | 0 | 0 | 0 | 0 | 0 | 0 | 0 | 0 | 0
SA1 | Hydrogen Turbine | 0 | 0 | 0 | 0 | 0 | 0 | 0 | 0 | 0 | 0 | 0 | 0 | 0 | 0 | 0 | 0 | 0 | 0 | 0 | 0 | 0 | 0 | 0 | 0 | 0
SA1 | Wind | 34390.6301 | 62240.5945 | 52245.8966 | 83613.1357 | 21985.4315 | 160417.1051 | 22220.4669 | 425.5707 | 0.43821 | 0.10246 | 14402.6225 | 0.043813 | 12055.7538 | 7190.0746 | 63750.2941 | 37684.4113 | 2.5691 | 0.033237 | 0.0085628 | 43295.7802 | 13681.324 | 6536.8028 | 988.7513 | 16455.9812 | 3464.9183
SA1 | Solar PV | 4.1476 | 0.051237 | 0.3095 | 0.0057547 | 0.1331 | 0.32644 | 0.08127 | 3.083 | 0.61662 | 64611.2915 | 0.0043789 | 53704.067 | 0.002495 | 5672.3532 | 53462.8899 | 0.1962 | 29083.0394 | 42696.8494 | 41205.7632 | 0.10889 | 45732.9378 | 875.8672 | 0.00060818 | 6046.4045 | 0.00053734
SA1 | Grid Battery | 1.7937 | 0.038686 | 0.12274 | 0.5008 | 0.83276 | 0.0018612 | 0.3176 | 3.4124 | 8.0281 | 82968.7445 | 0.040547 | 0.018029 | 59535.5508 | 0.56239 | 33259.188 | 0.044966 | 163.9398 | 31236.8391 | 40929.8097 | 0.025035 | 13114.8174 | 12976.7635 | 5.9366 | 0.008928 | 0.0045443
SA1 | Pumped Hydro | 0 | 0 | 0.90238 | 0.152 | 0.17199 | 0.021688 | 0.04487 | 0.11667 | 0.013683 | 0.060397 | 0.027742 | 0.014461 | 0.14009 | 0.026331 | 0.093966 | 0.0056016 | 0.021079 | 0.038848 | 0.0551 | 0.0089664 | 0.020818 | 0.036824 | 0.007965 | 0.00058754 | 0.00030356
SA1 | VPP | 0 | 0 | 0 | 0 | 0 | 0 | 0 | 0 | 0 | 0 | 0 | 0 | 0 | 0 | 0 | 0 | 0 | 0 | 0 | 0 | 0 | 0 | 0 | 0 | 0
Total excluding storage |  | 34395.1099 | 62240.7394 | 52246.2171 | 83613.1427 | 21985.5668 | 160417.4415 | 22220.5524 | 428.6715 | 1.0674 | 64611.4287 | 14402.6321 | 53704.132 | 12055.9858 | 12862.4289 | 117213.3605 | 37684.608 | 29085.6106 | 42696.8837 | 41205.7721 | 43295.8898 | 62955.7456 | 10549.8352 | 988.7521 | 22502.3859 | 3464.919
Region | Technology | 2023-24 | 2024-25 | 2025-26 | 2026-27 | 2027-28 | 2028-29 | 2029-30 | 2030-31 | 2031-32 | 2032-33 | 2033-34 | 2034-35 | 2035-36 | 2036-37 | 2037-38 | 2038-39 | 2039-40 | 2040-41 | 2041-42 | 2042-43 | 2043-44 | 2044-45 | 2045-46 | 2046-47 | 2047-48
TAS1 | Black Coal | 0 | 0 | 0 | 0 | 0 | 0 | 0 | 0 | 0 | 0 | 0 | 0 | 0 | 0 | 0 | 0 | 0 | 0 | 0 | 0 | 0 | 0 | 0 | 0 | 0
TAS1 | Brown Coal | 0 | 0 | 0 | 0 | 0 | 0 | 0 | 0 | 0 | 0 | 0 | 0 | 0 | 0 | 0 | 0 | 0 | 0 | 0 | 0 | 0 | 0 | 0 | 0 | 0
TAS1 | CCGT | 0 | 0.055248 | 0.0033152 | 0.0026106 | 0.0022706 | 0.0028382 | 0.0039788 | 0.0034252 | 0.0050701 | 0.0050749 | 0.0002071 | 0.0033233 | 0.0024995 | 7.2418e-05 | 0.0037683 | 7.3624e-05 | 0.00012098 | 1.2903e-05 | 0.0008362 | 0.00010252 | 0.001785 | 0.0012825 | 1.2835e-05 | 2.3988e-05 | 8.6501e-06
TAS1 | Gas - Steam | 0 | 0 | 0 | 0 | 0 | 0 | 0 | 0 | 0 | 0 | 0 | 0 | 0 | 0 | 0 | 0 | 0 | 0 | 0 | 0 | 0 | 0 | 0 | 0 | 0
TAS1 | OCGT / Diesel | 0.22844 | 0.011868 | 0.011697 | 0.013566 | 0.010168 | 0.010511 | 0.013593 | 0.010613 | 0.01557 | 0.031992 | 0.0017507 | 0.0049699 | 0.18834 | 0.0009429 | 0.0010138 | 0.00086958 | 0.0011382 | 0.0033039 | 0.068337 | 0.00067307 | 0.00078339 | 0.15699 | 0.00023665 | 0.00017311 | 0.00011025
TAS1 | Hydro | 0 | 0 | 0 | 0 | 0 | 0 | 0 | 0 | 0 | 0 | 0 | 0 | 0 | 0 | 0 | 0 | 0 | 0 | 0 | 0 | 0 | 0 | 0 | 0 | 0
TAS1 | Hydrogen Turbine | 0 | 0 | 0 | 0 | 0 | 0 | 0 | 0 | 0 | 0 | 0 | 0 | 0 | 0 | 0 | 0 | 0 | 0 | 0 | 0 | 0 | 0 | 0 | 0 | 0
TAS1 | Wind | 158261.0869 | 0.50966 | 2645.6034 | 680.039 | 26269.4513 | 47601.6735 | 83703.5098 | 16061.7514 | 203216.5668 | 35130.7361 | 0.07718 | 0.051896 | 0.021322 | 0.061204 | 0.13537 | 0.076521 | 0.015268 | 0.0052241 | 0.014439 | 0.10218 | 0.040523 | 2994.0009 | 6552.1416 | 280.1548 | 131.3006
TAS1 | Solar PV | 0.45847 | 0.24951 | 0.12417 | 0.1386 | 0.0066279 | 0.0037332 | 0.030538 | 0.22836 | 0.23009 | 0.39215 | 0.0030303 | 9.0665 | 0.032664 | 0.011003 | 13.6871 | 0.061205 | 0.057852 | 0.0016906 | 1606.8381 | 0.067958 | 5357.1973 | 426.4675 | 0.00071574 | 0.00036517 | 0.00042993
TAS1 | Grid Battery | 0.86139 | 0.14753 | 0.20244 | 0.1909 | 0.24657 | 0.0028506 | 0.34232 | 0.5866 | 1.017 | 0.60039 | 0.024137 | 0.014619 | 0.044421 | 0.056425 | 0.7186 | 0.032098 | 0.022066 | 0.022601 | 0.1423 | 0.015995 | 0.27039 | 0.19679 | 0.010278 | 0.026987 | 0.056773
TAS1 | Pumped Hydro | 0 | 0 | 1.8887 | 0.29497 | 0.26898 | 0.30454 | 1.2401 | 1.389 | 27668.4455 | 22259.1259 | 0.15388 | 0.055391 | 20391.308 | 0.016456 | 2624.7126 | 0.012363 | 0.0095276 | 0.004127 | 0.01064 | 0.0063598 | 0.013753 | 0.040148 | 0.0016186 | 0.0021729 | 0.0043685
TAS1 | VPP | 0 | 0 | 0 | 0 | 0 | 0 | 0 | 0 | 0 | 0 | 0 | 0 | 0 | 0 | 0 | 0 | 0 | 0 | 0 | 0 | 0 | 0 | 0 | 0 | 0
Total excluding storage |  | 158261.7738 | 0.82629 | 2645.7425 | 680.1937 | 26269.4704 | 47601.6905 | 83703.5579 | 16061.9938 | 203216.8175 | 35131.1654 | 0.082168 | 9.1267 | 0.24482 | 0.073222 | 13.8272 | 0.13867 | 0.07438 | 0.010232 | 1606.9217 | 0.17092 | 5357.2404 | 3420.6267 | 6552.1426 | 280.1554 | 131.3011

## BaseCase_Fuel Cost
Fuel cost by technology ($000s) - BaseCase, Step Change Scenario
Fuel | Real June 2021 dollars discounted to 1 July 2021
Explicitly modelled generation
Region | Technology | 2023-24 | 2024-25 | 2025-26 | 2026-27 | 2027-28 | 2028-29 | 2029-30 | 2030-31 | 2031-32 | 2032-33 | 2033-34 | 2034-35 | 2035-36 | 2036-37 | 2037-38 | 2038-39 | 2039-40 | 2040-41 | 2041-42 | 2042-43 | 2043-44 | 2044-45 | 2045-46 | 2046-47 | 2047-48
NEM | Black Coal | 1537292.356 | 1437221.087 | 1017876.3849 | 875082.5611 | 746285.4766 | 673181.7151 | 506790.8389 | 432288.1656 | 369290.7394 | 305106.3415 | 219893.8816 | 207342.8899 | 148683.0092 | 129826.8441 | 121478.6644 | 61253.3642 | 57313.9687 | 1.1586 | 1.0233 | 0.86132 | 0.75948 | 0.31782 | 0.24535 | 0.18763 | 0.13432
NEM | Brown Coal | 200928.234 | 174702.066 | 115135.7896 | 101904.0591 | 79626.9413 | 59301.5845 | 39935.0882 | 31914.493 | 1.7807 | 1.7412 | 1.354 | 1.3227 | 1.1803 | 0.48624 | 0.48417 | 0.31674 | 0.28446 | 0.25374 | 0.24017 | 0.22771 | 0.21706 | 0.18021 | 0.032942 | 0.044115 | 0
NEM | CCGT | 143044.2845 | 123618.2128 | 238596.2877 | 206247.7792 | 211100.5716 | 196598.7118 | 231487.2478 | 230668.5139 | 240286.5504 | 217733.9514 | 264527.7562 | 277043.0552 | 211090.5232 | 189324.2514 | 124750.6934 | 151281.2788 | 117032.4507 | 124626.2424 | 104864.8684 | 113075.8091 | 78199.7965 | 61075.8473 | 30933.6844 | 21495.4709 | 19968.3781
NEM | Gas - Steam | 11124.792 | 13093.3738 | 44881.616 | 26173.482 | 28336.004 | 51934.104 | 22255.69 | 81424.926 | 86152.672 | 82281.335 | 55389.615 | 92247.792 | 46792.448 | 53427.692 | 52777.028 | 57684.808 | 0 | 0 | 0 | 0 | 0 | 0 | 0 | 0 | 0
NEM | OCGT / Diesel | 16919.3436 | 16685.5551 | 42122.0533 | 30996.5033 | 36090.2704 | 54618.4722 | 28191.3116 | 60804.2001 | 77638.3885 | 92894.8099 | 97997.8929 | 183126.9891 | 144114.1753 | 188369.7322 | 198594.2408 | 258002.8088 | 352357.6414 | 524013.4482 | 339999.1452 | 397709.7066 | 585620.959 | 401030.1888 | 471026.9011 | 584873.4031 | 487038.9463
NEM | Hydro | 0 | 0 | 0 | 0 | 0 | 0 | 0 | 0 | 0 | 0 | 0 | 0 | 0 | 0 | 0 | 0 | 0 | 0 | 0 | 0 | 0 | 0 | 0 | 0 | 0
NEM | Hydrogen Turbine | 0 | 0 | 0 | 0 | 0 | 0 | 0 | 0 | 0 | 0 | 0 | 0 | 0 | 0 | 0 | 0 | 0 | 0 | 0 | 0 | 0 | 0 | 0 | 0 | 0
NEM | Wind | 0 | 0 | 0 | 0 | 0 | 0 | 0 | 0 | 0 | 0 | 0 | 0 | 0 | 0 | 0 | 0 | 0 | 0 | 0 | 0 | 0 | 0 | 0 | 0 | 0
NEM | Solar PV | 0 | 0 | 0 | 0 | 0 | 0 | 0 | 0 | 0 | 0 | 0 | 0 | 0 | 0 | 0 | 0 | 0 | 0 | 0 | 0 | 0 | 0 | 0 | 0 | 0
NEM | Grid Battery | 0 | 0 | 0 | 0 | 0 | 0 | 0 | 0 | 0 | 0 | 0 | 0 | 0 | 0 | 0 | 0 | 0 | 0 | 0 | 0 | 0 | 0 | 0 | 0 | 0
NEM | Pumped Hydro | 0 | 0 | 0 | 0 | 0 | 0 | 0 | 0 | 0 | 0 | 0 | 0 | 0 | 0 | 0 | 0 | 0 | 0 | 0 | 0 | 0 | 0 | 0 | 0 | 0
NEM | VPP | 0 | 0 | 0 | 0 | 0 | 0 | 0 | 0 | 0 | 0 | 0 | 0 | 0 | 0 | 0 | 0 | 0 | 0 | 0 | 0 | 0 | 0 | 0 | 0 | 0
Total excluding storage |  | 1909309.0101 | 1765320.2947 | 1458612.1315 | 1240404.3846 | 1101439.2639 | 1035634.5876 | 828660.1765 | 837100.2986 | 773370.131 | 698018.1791 | 637810.4996 | 759762.0489 | 550681.336 | 560949.006 | 497601.1109 | 528222.5765 | 526704.3453 | 648641.1029 | 444865.2771 | 510786.6047 | 663821.732 | 462106.5342 | 501960.8637 | 606369.1058 | 507007.4587
Region | Technology | 2023-24 | 2024-25 | 2025-26 | 2026-27 | 2027-28 | 2028-29 | 2029-30 | 2030-31 | 2031-32 | 2032-33 | 2033-34 | 2034-35 | 2035-36 | 2036-37 | 2037-38 | 2038-39 | 2039-40 | 2040-41 | 2041-42 | 2042-43 | 2043-44 | 2044-45 | 2045-46 | 2046-47 | 2047-48
NSW1 | Black Coal | 836169.268 | 769579.642 | 529805.7435 | 445543.98 | 378166.402 | 338281.7585 | 278747.0806 | 231472.7386 | 204123.9222 | 175057.5256 | 98375.852 | 93699.224 | 78158.088 | 63821.98 | 64633.798 | 31640.5695 | 27638.8549 | 0 | 0 | 0 | 0 | 0 | 0 | 0 | 0
NSW1 | Brown Coal | 0 | 0 | 0 | 0 | 0 | 0 | 0 | 0 | 0 | 0 | 0 | 0 | 0 | 0 | 0 | 0 | 0 | 0 | 0 | 0 | 0 | 0 | 0 | 0 | 0
NSW1 | CCGT | 1171.1232 | 1507.5588 | 39947.0717 | 31146.1368 | 30583.6307 | 27883.9022 | 41630.5452 | 42887.1549 | 43873.5522 | 32687.0083 | 54100.0256 | 60773.4073 | 35653.158 | 37595.7663 | 35467.6339 | 48871.3011 | 38747.5704 | 37309.9981 | 29941.6483 | 36567.4383 | 0.38278 | 0.34415 | 0.33239 | 0.40908 | 0.3841
NSW1 | Gas - Steam | 0 | 0 | 0 | 0 | 0 | 0 | 0 | 0 | 0 | 0 | 0 | 0 | 0 | 0 | 0 | 0 | 0 | 0 | 0 | 0 | 0 | 0 | 0 | 0 | 0
NSW1 | OCGT / Diesel | 621.5976 | 826.9682 | 4924.7147 | 3757.926 | 1974.9885 | 735.4054 | 101.5955 | 3595.0458 | 1352.4405 | 6898.5722 | 12961.6549 | 43711.3914 | 22437.2767 | 47782.458 | 17145.8958 | 61850.5378 | 64770.7839 | 145062.383 | 74104.159 | 83524.5109 | 145888.6719 | 73129.7245 | 92772.3171 | 117651.2785 | 123475.7322
NSW1 | Hydro | 0 | 0 | 0 | 0 | 0 | 0 | 0 | 0 | 0 | 0 | 0 | 0 | 0 | 0 | 0 | 0 | 0 | 0 | 0 | 0 | 0 | 0 | 0 | 0 | 0
NSW1 | Hydrogen Turbine | 0 | 0 | 0 | 0 | 0 | 0 | 0 | 0 | 0 | 0 | 0 | 0 | 0 | 0 | 0 | 0 | 0 | 0 | 0 | 0 | 0 | 0 | 0 | 0 | 0
NSW1 | Wind | 0 | 0 | 0 | 0 | 0 | 0 | 0 | 0 | 0 | 0 | 0 | 0 | 0 | 0 | 0 | 0 | 0 | 0 | 0 | 0 | 0 | 0 | 0 | 0 | 0
NSW1 | Solar PV | 0 | 0 | 0 | 0 | 0 | 0 | 0 | 0 | 0 | 0 | 0 | 0 | 0 | 0 | 0 | 0 | 0 | 0 | 0 | 0 | 0 | 0 | 0 | 0 | 0
NSW1 | Grid Battery | 0 | 0 | 0 | 0 | 0 | 0 | 0 | 0 | 0 | 0 | 0 | 0 | 0 | 0 | 0 | 0 | 0 | 0 | 0 | 0 | 0 | 0 | 0 | 0 | 0
NSW1 | Pumped Hydro | 0 | 0 | 0 | 0 | 0 | 0 | 0 | 0 | 0 | 0 | 0 | 0 | 0 | 0 | 0 | 0 | 0 | 0 | 0 | 0 | 0 | 0 | 0 | 0 | 0
NSW1 | VPP | 0 | 0 | 0 | 0 | 0 | 0 | 0 | 0 | 0 | 0 | 0 | 0 | 0 | 0 | 0 | 0 | 0 | 0 | 0 | 0 | 0 | 0 | 0 | 0 | 0
Total excluding storage |  | 837961.9888 | 771914.169 | 574677.5299 | 480448.0428 | 410725.0213 | 366901.0661 | 320479.2213 | 277954.9392 | 249349.9149 | 214643.106 | 165437.5325 | 198184.0227 | 136248.5227 | 149200.2042 | 117247.3276 | 142362.4084 | 131157.2093 | 182372.3811 | 104045.8074 | 120091.9492 | 145889.0547 | 73130.0686 | 92772.6495 | 117651.6876 | 123476.1163
Region | Technology | 2023-24 | 2024-25 | 2025-26 | 2026-27 | 2027-28 | 2028-29 | 2029-30 | 2030-31 | 2031-32 | 2032-33 | 2033-34 | 2034-35 | 2035-36 | 2036-37 | 2037-38 | 2038-39 | 2039-40 | 2040-41 | 2041-42 | 2042-43 | 2043-44 | 2044-45 | 2045-46 | 2046-47 | 2047-48
QLD1 | Black Coal | 701123.088 | 667641.445 | 488070.6414 | 429538.5811 | 368119.0745 | 334899.9567 | 228043.7583 | 200815.427 | 165166.8172 | 130048.8159 | 121518.0296 | 113643.6659 | 70524.9212 | 66004.8641 | 56844.8664 | 29612.7947 | 29675.1138 | 1.1586 | 1.0233 | 0.86132 | 0.75948 | 0.31782 | 0.24535 | 0.18763 | 0.13432
QLD1 | Brown Coal | 0 | 0 | 0 | 0 | 0 | 0 | 0 | 0 | 0 | 0 | 0 | 0 | 0 | 0 | 0 | 0 | 0 | 0 | 0 | 0 | 0 | 0 | 0 | 0 | 0
QLD1 | CCGT | 66687.3513 | 63541.4326 | 125255.4006 | 131812.7409 | 124558.7913 | 101109.9454 | 137459.16 | 121715.3145 | 136232.3232 | 127703.4635 | 153994.3271 | 151452.3073 | 131730.2381 | 103547.3627 | 89281.7525 | 102408.7303 | 78283.6896 | 87315.1387 | 74922.0191 | 76507.1977 | 78193.3487 | 61056.0904 | 30914.1296 | 21475.8758 | 19950.1579
QLD1 | Gas - Steam | 0 | 0 | 0 | 0 | 0 | 0 | 0 | 0 | 0 | 0 | 0 | 0 | 0 | 0 | 0 | 0 | 0 | 0 | 0 | 0 | 0 | 0 | 0 | 0 | 0
QLD1 | OCGT / Diesel | 180.739 | 0.53492 | 1487.2219 | 3839.4451 | 2196.3099 | 1038.4855 | 3140.1719 | 9584.7015 | 18486.4165 | 17017.0769 | 35407.6308 | 32080.5301 | 41920.5142 | 51048.4161 | 50041.1598 | 78241.8429 | 82912.6101 | 170064.2127 | 82967.7593 | 123995.1363 | 121891.2352 | 85465.743 | 117091.5556 | 137915.9334 | 110565.7561
QLD1 | Hydro | 0 | 0 | 0 | 0 | 0 | 0 | 0 | 0 | 0 | 0 | 0 | 0 | 0 | 0 | 0 | 0 | 0 | 0 | 0 | 0 | 0 | 0 | 0 | 0 | 0
QLD1 | Hydrogen Turbine | 0 | 0 | 0 | 0 | 0 | 0 | 0 | 0 | 0 | 0 | 0 | 0 | 0 | 0 | 0 | 0 | 0 | 0 | 0 | 0 | 0 | 0 | 0 | 0 | 0
QLD1 | Wind | 0 | 0 | 0 | 0 | 0 | 0 | 0 | 0 | 0 | 0 | 0 | 0 | 0 | 0 | 0 | 0 | 0 | 0 | 0 | 0 | 0 | 0 | 0 | 0 | 0
QLD1 | Solar PV | 0 | 0 | 0 | 0 | 0 | 0 | 0 | 0 | 0 | 0 | 0 | 0 | 0 | 0 | 0 | 0 | 0 | 0 | 0 | 0 | 0 | 0 | 0 | 0 | 0
QLD1 | Grid Battery | 0 | 0 | 0 | 0 | 0 | 0 | 0 | 0 | 0 | 0 | 0 | 0 | 0 | 0 | 0 | 0 | 0 | 0 | 0 | 0 | 0 | 0 | 0 | 0 | 0
QLD1 | Pumped Hydro | 0 | 0 | 0 | 0 | 0 | 0 | 0 | 0 | 0 | 0 | 0 | 0 | 0 | 0 | 0 | 0 | 0 | 0 | 0 | 0 | 0 | 0 | 0 | 0 | 0
QLD1 | VPP | 0 | 0 | 0 | 0 | 0 | 0 | 0 | 0 | 0 | 0 | 0 | 0 | 0 | 0 | 0 | 0 | 0 | 0 | 0 | 0 | 0 | 0 | 0 | 0 | 0
Total excluding storage |  | 767991.1783 | 731183.4125 | 614813.2639 | 565190.7671 | 494874.1758 | 437048.3876 | 368643.0901 | 332115.443 | 319885.5568 | 274769.3562 | 310919.9875 | 297176.5033 | 244175.6734 | 220600.643 | 196167.7787 | 210263.3679 | 190871.4134 | 257380.5099 | 157890.8017 | 200503.1953 | 200085.3434 | 146522.1512 | 148005.9306 | 159391.9967 | 130516.0483
Region | Technology | 2023-24 | 2024-25 | 2025-26 | 2026-27 | 2027-28 | 2028-29 | 2029-30 | 2030-31 | 2031-32 | 2032-33 | 2033-34 | 2034-35 | 2035-36 | 2036-37 | 2037-38 | 2038-39 | 2039-40 | 2040-41 | 2041-42 | 2042-43 | 2043-44 | 2044-45 | 2045-46 | 2046-47 | 2047-48
VIC1 | Black Coal | 0 | 0 | 0 | 0 | 0 | 0 | 0 | 0 | 0 | 0 | 0 | 0 | 0 | 0 | 0 | 0 | 0 | 0 | 0 | 0 | 0 | 0 | 0 | 0 | 0
VIC1 | Brown Coal | 200928.234 | 174702.066 | 115135.7896 | 101904.0591 | 79626.9413 | 59301.5845 | 39935.0882 | 31914.493 | 1.7807 | 1.7412 | 1.354 | 1.3227 | 1.1803 | 0.48624 | 0.48417 | 0.31674 | 0.28446 | 0.25374 | 0.24017 | 0.22771 | 0.21706 | 0.18021 | 0.032942 | 0.044115 | 0
VIC1 | CCGT | 0 | 0.30974 | 0.36394 | 0.44882 | 0.43744 | 0.46945 | 0.48841 | 0.49544 | 0.46565 | 0.51457 | 0.48973 | 0.53551 | 0.59899 | 0.57572 | 0.72312 | 0.69195 | 0.65804 | 0.61165 | 0.72866 | 0.71922 | 5.5581 | 18.9271 | 18.7593 | 18.7396 | 17.4143
VIC1 | Gas - Steam | 1724.788 | 2301.5568 | 22306 | 14027.74 | 18372.572 | 38405.4 | 17368.28 | 65132.88 | 64114.232 | 67217.232 | 39358.732 | 51489.192 | 46792.448 | 53427.692 | 52777.028 | 57684.808 | 0 | 0 | 0 | 0 | 0 | 0 | 0 | 0 | 0
VIC1 | OCGT / Diesel | 2554.0877 | 1900.8499 | 13853.8194 | 11353.2634 | 13610.7602 | 31535.5482 | 10242.647 | 23551.1308 | 34345.0151 | 46598.7053 | 26912.3951 | 72604.3883 | 53988.0082 | 64771.1819 | 94865.1768 | 84730.5576 | 163516.7929 | 170082.4167 | 157028.7383 | 161868.6476 | 269868.3366 | 216763.1406 | 237549.193 | 308214.6096 | 237069.0735
VIC1 | Hydro | 0 | 0 | 0 | 0 | 0 | 0 | 0 | 0 | 0 | 0 | 0 | 0 | 0 | 0 | 0 | 0 | 0 | 0 | 0 | 0 | 0 | 0 | 0 | 0 | 0
VIC1 | Hydrogen Turbine | 0 | 0 | 0 | 0 | 0 | 0 | 0 | 0 | 0 | 0 | 0 | 0 | 0 | 0 | 0 | 0 | 0 | 0 | 0 | 0 | 0 | 0 | 0 | 0 | 0
VIC1 | Wind | 0 | 0 | 0 | 0 | 0 | 0 | 0 | 0 | 0 | 0 | 0 | 0 | 0 | 0 | 0 | 0 | 0 | 0 | 0 | 0 | 0 | 0 | 0 | 0 | 0
VIC1 | Solar PV | 0 | 0 | 0 | 0 | 0 | 0 | 0 | 0 | 0 | 0 | 0 | 0 | 0 | 0 | 0 | 0 | 0 | 0 | 0 | 0 | 0 | 0 | 0 | 0 | 0
VIC1 | Grid Battery | 0 | 0 | 0 | 0 | 0 | 0 | 0 | 0 | 0 | 0 | 0 | 0 | 0 | 0 | 0 | 0 | 0 | 0 | 0 | 0 | 0 | 0 | 0 | 0 | 0
VIC1 | Pumped Hydro | 0 | 0 | 0 | 0 | 0 | 0 | 0 | 0 | 0 | 0 | 0 | 0 | 0 | 0 | 0 | 0 | 0 | 0 | 0 | 0 | 0 | 0 | 0 | 0 | 0
VIC1 | VPP | 0 | 0 | 0 | 0 | 0 | 0 | 0 | 0 | 0 | 0 | 0 | 0 | 0 | 0 | 0 | 0 | 0 | 0 | 0 | 0 | 0 | 0 | 0 | 0 | 0
Total excluding storage |  | 205207.1097 | 178904.7825 | 151295.973 | 127285.5113 | 111610.7109 | 129243.0021 | 67546.5037 | 120598.9993 | 98461.4935 | 113818.1931 | 66272.9708 | 124095.4385 | 100782.2356 | 118199.9358 | 147643.4121 | 142416.3743 | 163517.7354 | 170083.2821 | 157029.7071 | 161869.5946 | 269874.1118 | 216782.2479 | 237567.9853 | 308233.3933 | 237086.4877
Region | Technology | 2023-24 | 2024-25 | 2025-26 | 2026-27 | 2027-28 | 2028-29 | 2029-30 | 2030-31 | 2031-32 | 2032-33 | 2033-34 | 2034-35 | 2035-36 | 2036-37 | 2037-38 | 2038-39 | 2039-40 | 2040-41 | 2041-42 | 2042-43 | 2043-44 | 2044-45 | 2045-46 | 2046-47 | 2047-48
SA1 | Black Coal | 0 | 0 | 0 | 0 | 0 | 0 | 0 | 0 | 0 | 0 | 0 | 0 | 0 | 0 | 0 | 0 | 0 | 0 | 0 | 0 | 0 | 0 | 0 | 0 | 0
SA1 | Brown Coal | 0 | 0 | 0 | 0 | 0 | 0 | 0 | 0 | 0 | 0 | 0 | 0 | 0 | 0 | 0 | 0 | 0 | 0 | 0 | 0 | 0 | 0 | 0 | 0 | 0
SA1 | CCGT | 75185.81 | 58568.7111 | 73393.2483 | 43288.2494 | 55957.5094 | 67604.1904 | 52396.8423 | 66065.332 | 60179.979 | 57342.7218 | 56432.6801 | 64816.5627 | 43706.2866 | 48180.3152 | 0.33846 | 0.32162 | 0.30699 | 0.28841 | 0.2684 | 0.25845 | 0.29965 | 0.27439 | 0.26199 | 0.25337 | 0.23778
SA1 | Gas - Steam | 9400.004 | 10791.817 | 22575.616 | 12145.742 | 9963.432 | 13528.704 | 4887.41 | 16292.046 | 22038.44 | 15064.103 | 16030.883 | 40758.6 | 0 | 0 | 0 | 0 | 0 | 0 | 0 | 0 | 0 | 0 | 0 | 0 | 0
SA1 | OCGT / Diesel | 13562.6274 | 13956.91 | 21855.4811 | 12010.9476 | 18278.8766 | 21287.6059 | 14553.0619 | 23809.8032 | 22873.7371 | 21136.3275 | 22499.7375 | 32686.8096 | 24823.0805 | 23874.9591 | 34774.0079 | 32212.1549 | 37880.7893 | 38223.4287 | 25510.9268 | 27835.1228 | 47266.7618 | 25454.1544 | 23348.6661 | 20914.0803 | 15755.2826
SA1 | Hydro | 0 | 0 | 0 | 0 | 0 | 0 | 0 | 0 | 0 | 0 | 0 | 0 | 0 | 0 | 0 | 0 | 0 | 0 | 0 | 0 | 0 | 0 | 0 | 0 | 0
SA1 | Hydrogen Turbine | 0 | 0 | 0 | 0 | 0 | 0 | 0 | 0 | 0 | 0 | 0 | 0 | 0 | 0 | 0 | 0 | 0 | 0 | 0 | 0 | 0 | 0 | 0 | 0 | 0
SA1 | Wind | 0 | 0 | 0 | 0 | 0 | 0 | 0 | 0 | 0 | 0 | 0 | 0 | 0 | 0 | 0 | 0 | 0 | 0 | 0 | 0 | 0 | 0 | 0 | 0 | 0
SA1 | Solar PV | 0 | 0 | 0 | 0 | 0 | 0 | 0 | 0 | 0 | 0 | 0 | 0 | 0 | 0 | 0 | 0 | 0 | 0 | 0 | 0 | 0 | 0 | 0 | 0 | 0
SA1 | Grid Battery | 0 | 0 | 0 | 0 | 0 | 0 | 0 | 0 | 0 | 0 | 0 | 0 | 0 | 0 | 0 | 0 | 0 | 0 | 0 | 0 | 0 | 0 | 0 | 0 | 0
SA1 | Pumped Hydro | 0 | 0 | 0 | 0 | 0 | 0 | 0 | 0 | 0 | 0 | 0 | 0 | 0 | 0 | 0 | 0 | 0 | 0 | 0 | 0 | 0 | 0 | 0 | 0 | 0
SA1 | VPP | 0 | 0 | 0 | 0 | 0 | 0 | 0 | 0 | 0 | 0 | 0 | 0 | 0 | 0 | 0 | 0 | 0 | 0 | 0 | 0 | 0 | 0 | 0 | 0 | 0
Total excluding storage |  | 98148.4414 | 83317.4381 | 117824.3454 | 67444.9391 | 84199.818 | 102420.5003 | 71837.3142 | 106167.1812 | 105092.1561 | 93543.1523 | 94963.3006 | 138261.9723 | 68529.367 | 72055.2744 | 34774.3464 | 32212.4765 | 37881.0963 | 38223.7171 | 25511.1952 | 27835.3812 | 47267.0614 | 25454.4288 | 23348.9281 | 20914.3337 | 15755.5203
Region | Technology | 2023-24 | 2024-25 | 2025-26 | 2026-27 | 2027-28 | 2028-29 | 2029-30 | 2030-31 | 2031-32 | 2032-33 | 2033-34 | 2034-35 | 2035-36 | 2036-37 | 2037-38 | 2038-39 | 2039-40 | 2040-41 | 2041-42 | 2042-43 | 2043-44 | 2044-45 | 2045-46 | 2046-47 | 2047-48
TAS1 | Black Coal | 0 | 0 | 0 | 0 | 0 | 0 | 0 | 0 | 0 | 0 | 0 | 0 | 0 | 0 | 0 | 0 | 0 | 0 | 0 | 0 | 0 | 0 | 0 | 0 | 0
TAS1 | Brown Coal | 0 | 0 | 0 | 0 | 0 | 0 | 0 | 0 | 0 | 0 | 0 | 0 | 0 | 0 | 0 | 0 | 0 | 0 | 0 | 0 | 0 | 0 | 0 | 0 | 0
TAS1 | CCGT | 0 | 0.20056 | 0.20311 | 0.20322 | 0.20276 | 0.20432 | 0.21191 | 0.21709 | 0.23041 | 0.24337 | 0.2336 | 0.24234 | 0.24161 | 0.23147 | 0.24549 | 0.23386 | 0.22565 | 0.20554 | 0.20385 | 0.19543 | 0.20723 | 0.2113 | 0.20109 | 0.1931 | 0.18413
TAS1 | Gas - Steam | 0 | 0 | 0 | 0 | 0 | 0 | 0 | 0 | 0 | 0 | 0 | 0 | 0 | 0 | 0 | 0 | 0 | 0 | 0 | 0 | 0 | 0 | 0 | 0 | 0
TAS1 | OCGT / Diesel | 0.29188 | 0.29193 | 0.81616 | 34.9212 | 29.3351 | 21.4272 | 153.8353 | 263.5187 | 580.7793 | 1244.1281 | 216.4745 | 2043.8698 | 945.2957 | 892.7172 | 1768.0006 | 967.7156 | 3276.6653 | 581.0071 | 387.5619 | 486.289 | 705.9535 | 217.4264 | 265.1691 | 177.5014 | 173.102
TAS1 | Hydro | 0 | 0 | 0 | 0 | 0 | 0 | 0 | 0 | 0 | 0 | 0 | 0 | 0 | 0 | 0 | 0 | 0 | 0 | 0 | 0 | 0 | 0 | 0 | 0 | 0
TAS1 | Hydrogen Turbine | 0 | 0 | 0 | 0 | 0 | 0 | 0 | 0 | 0 | 0 | 0 | 0 | 0 | 0 | 0 | 0 | 0 | 0 | 0 | 0 | 0 | 0 | 0 | 0 | 0
TAS1 | Wind | 0 | 0 | 0 | 0 | 0 | 0 | 0 | 0 | 0 | 0 | 0 | 0 | 0 | 0 | 0 | 0 | 0 | 0 | 0 | 0 | 0 | 0 | 0 | 0 | 0
TAS1 | Solar PV | 0 | 0 | 0 | 0 | 0 | 0 | 0 | 0 | 0 | 0 | 0 | 0 | 0 | 0 | 0 | 0 | 0 | 0 | 0 | 0 | 0 | 0 | 0 | 0 | 0
TAS1 | Grid Battery | 0 | 0 | 0 | 0 | 0 | 0 | 0 | 0 | 0 | 0 | 0 | 0 | 0 | 0 | 0 | 0 | 0 | 0 | 0 | 0 | 0 | 0 | 0 | 0 | 0
TAS1 | Pumped Hydro | 0 | 0 | 0 | 0 | 0 | 0 | 0 | 0 | 0 | 0 | 0 | 0 | 0 | 0 | 0 | 0 | 0 | 0 | 0 | 0 | 0 | 0 | 0 | 0 | 0
TAS1 | VPP | 0 | 0 | 0 | 0 | 0 | 0 | 0 | 0 | 0 | 0 | 0 | 0 | 0 | 0 | 0 | 0 | 0 | 0 | 0 | 0 | 0 | 0 | 0 | 0 | 0
Total excluding storage |  | 0.29188 | 0.4925 | 1.0193 | 35.1244 | 29.5379 | 21.6315 | 154.0472 | 263.7358 | 581.0097 | 1244.3715 | 216.7081 | 2044.1122 | 945.5373 | 892.9486 | 1768.2461 | 967.9494 | 3276.8909 | 581.2126 | 387.7657 | 486.4844 | 706.1607 | 217.6377 | 265.3702 | 177.6945 | 173.2861

## BaseCase_Build Cost
New generation build cost (CAPEX) by technology ($000s) - BaseCase, Step Change Scenario
CAPEX (Install) | Real June 2021 dollars discounted to 1 July 2021. The total capital costs are annualised for modelling purposes.
Explicitly modelled generation
Region | Technology | 2023-24 | 2024-25 | 2025-26 | 2026-27 | 2027-28 | 2028-29 | 2029-30 | 2030-31 | 2031-32 | 2032-33 | 2033-34 | 2034-35 | 2035-36 | 2036-37 | 2037-38 | 2038-39 | 2039-40 | 2040-41 | 2041-42 | 2042-43 | 2043-44 | 2044-45 | 2045-46 | 2046-47 | 2047-48
NEM | Black Coal | 0 | 0 | 0 | 0 | 0 | 0 | 0 | 0 | 0 | 0 | 0 | 0 | 0 | 0 | 0 | 0 | 0 | 0 | 0 | 0 | 0 | 0 | 0 | 0 | 0
NEM | Brown Coal | 0 | 0 | 0 | 0 | 0 | 0 | 0 | 0 | 0 | 0 | 0 | 0 | 0 | 0 | 0 | 0 | 0 | 0 | 0 | 0 | 0 | 0 | 0 | 0 | 0
NEM | CCGT | 0 | 6.0694 | 1.2256 | 0.51568 | 0.045279 | 1.14 | 0.25999 | 0.20339 | 0.075624 | 0.40782 | 0.5101 | 0.35272 | 0.33587 | 0.0049464 | 1.0235 | 0.0018097 | 0.047026 | 0.0037739 | 0.29912 | 0.030005 | 5.5794 | 13.2912 | 0.0036379 | 0.09181 | 0.00034161
NEM | Gas - Steam | 0 | 0 | 0 | 0 | 0 | 0 | 0 | 0 | 0 | 0 | 0 | 0 | 0 | 0 | 0 | 0 | 0 | 0 | 0 | 0 | 0 | 0 | 0 | 0 | 0
NEM | OCGT / Diesel | 16.1382 | 3.3856 | 1.3219 | 0.38846 | 0.13238 | 4.6981 | 0.19142 | 0.21476 | 0.25834 | 0.53945 | 0.089788 | 0.20629 | 324070.5512 | 0.059259 | 399110.4416 | 0.024175 | 74294.6629 | 9726.9898 | 104183.5011 | 0.023641 | 144908.1224 | 177589.1225 | 0.010732 | 62819.1478 | 4520.2714
NEM | Hydro | 0 | 0 | 0 | 0 | 0 | 0 | 0 | 0 | 0 | 0 | 0 | 0 | 0 | 0 | 0 | 0 | 0 | 0 | 0 | 0 | 0 | 0 | 0 | 0 | 0
NEM | Hydrogen Turbine | 0 | 0 | 0 | 0 | 0 | 0 | 0 | 0 | 0 | 0 | 0 | 0 | 0 | 0 | 0 | 0 | 0 | 0 | 0 | 0 | 0 | 0 | 0 | 0 | 0
NEM | Wind | 4348435.2312 | 1531922.3276 | 10830493.0041 | 2365777.4512 | 5949573.7711 | 5653144.3335 | 2917326.0452 | 1234113.1916 | 1810226.2374 | 2018086.8033 | 2696646.2856 | 148461.66 | 1353668.0377 | 690669.011 | 2336022.429 | 377360.4574 | 19608.25 | 67206.618 | 9.8748 | 958344.2051 | 369681.8205 | 78992.4447 | 151348.6095 | 485488.0077 | 83224.5791
NEM | Solar PV | 44.9551 | 84.9308 | 662718.8953 | 17.0137 | 10.0417 | 315606.215 | 511272.7427 | 661148.8014 | 597923.2099 | 1164623.916 | 589750.3986 | 752282.5803 | 1.6509 | 69887.927 | 1187549.815 | 615442.6729 | 1068710.8676 | 649768.9858 | 665083.6132 | 803987.5303 | 352472.9203 | 12396.163 | 48345.4292 | 231479.4475 | 1117.9859
NEM | Grid Battery | 59.4138 | 32.8837 | 1092305.3725 | 232792.7111 | 386675.4094 | 1211961.3858 | 251332.0971 | 635163.9719 | 510723.6795 | 1436121.9469 | 286450.353 | 238322.7048 | 418012.2315 | 3.6509 | 403123.1412 | 0.98179 | 525759.2507 | 125702.4893 | 866255.2861 | 255427.5563 | 42838.1066 | 73555.276 | 22.1486 | 24342.3385 | 5535.1119
NEM | Pumped Hydro | 0 | 0 | 945827.5473 | 60.0801 | 6.6262 | 97.4548 | 16.2764 | 13.5826 | 194968.964 | 156851.7415 | 4.059 | 1.2189 | 143798.0004 | 1.1862 | 747762.4805 | 0.43988 | 302573.3604 | 0.97442 | 75989.9147 | 0.91205 | 44812.6786 | 77009.7674 | 8276.8939 | 31452.0048 | 139.7355
NEM | VPP | 0 | 0 | 0 | 0 | 0 | 0 | 0 | 0 | 0 | 0 | 0 | 0 | 0 | 0 | 0 | 0 | 0 | 0 | 0 | 0 | 0 | 0 | 0 | 0 | 0
Total excluding storage |  | 4348496.3246 | 1532016.7134 | 11493214.447 | 2365795.369 | 5949583.9905 | 5968756.3865 | 3428599.2394 | 1895262.4111 | 2408149.7813 | 3182711.6665 | 3286397.2841 | 900744.7993 | 1677740.5757 | 760557.0022 | 3922683.7091 | 992803.1563 | 1162613.8275 | 726702.5974 | 769277.2882 | 1762331.7891 | 867068.4426 | 268991.0213 | 199694.0531 | 779786.6948 | 88862.8368
Region | Technology | 2023-24 | 2024-25 | 2025-26 | 2026-27 | 2027-28 | 2028-29 | 2029-30 | 2030-31 | 2031-32 | 2032-33 | 2033-34 | 2034-35 | 2035-36 | 2036-37 | 2037-38 | 2038-39 | 2039-40 | 2040-41 | 2041-42 | 2042-43 | 2043-44 | 2044-45 | 2045-46 | 2046-47 | 2047-48
NSW1 | Black Coal | 0 | 0 | 0 | 0 | 0 | 0 | 0 | 0 | 0 | 0 | 0 | 0 | 0 | 0 | 0 | 0 | 0 | 0 | 0 | 0 | 0 | 0 | 0 | 0 | 0
NSW1 | Brown Coal | 0 | 0 | 0 | 0 | 0 | 0 | 0 | 0 | 0 | 0 | 0 | 0 | 0 | 0 | 0 | 0 | 0 | 0 | 0 | 0 | 0 | 0 | 0 | 0 | 0
NSW1 | CCGT | 0 | 1.5627 | 0.39813 | 0.00022566 | 0.00016145 | 0.0038602 | 0.007791 | 0.00098675 | 0.0023592 | 0.047295 | 0.22946 | 0.00053382 | 0.00013675 | 0.0003879 | 0.23706 | 0.00019462 | 0.00053061 | 0.0021418 | 0.045055 | 0.011393 | 0.056843 | 6.1674e-05 | 0.00011323 | 0.04869 | 0.00012837
NSW1 | Gas - Steam | 0 | 0 | 0 | 0 | 0 | 0 | 0 | 0 | 0 | 0 | 0 | 0 | 0 | 0 | 0 | 0 | 0 | 0 | 0 | 0 | 0 | 0 | 0 | 0 | 0
NSW1 | OCGT / Diesel | 3.1754 | 3.1523 | 0.0648 | 0.012952 | 0.0095665 | 0.010953 | 0.0098244 | 0.0060435 | 0.007544 | 0.006877 | 0.013292 | 0.012816 | 0.0050059 | 0.012765 | 23717.1501 | 0.0050856 | 0.011805 | 0.010553 | 0.45945 | 0.0050864 | 34469.4598 | 0.0022511 | 0.0034533 | 20014.6891 | 4520.2664
NSW1 | Hydro | 0 | 0 | 0 | 0 | 0 | 0 | 0 | 0 | 0 | 0 | 0 | 0 | 0 | 0 | 0 | 0 | 0 | 0 | 0 | 0 | 0 | 0 | 0 | 0 | 0
NSW1 | Hydrogen Turbine | 0 | 0 | 0 | 0 | 0 | 0 | 0 | 0 | 0 | 0 | 0 | 0 | 0 | 0 | 0 | 0 | 0 | 0 | 0 | 0 | 0 | 0 | 0 | 0 | 0
NSW1 | Wind | 1935366.0395 | 8.0525 | 4378650.9576 | 399779.0599 | 3883810.1714 | 1292219.4489 | 449988.2519 | 16.4797 | 23036.8661 | 846995.3799 | 612233.0025 | 133392.9074 | 1229665.957 | 333865.8331 | 498212.1838 | 2934.6717 | 0.56369 | 34091.7827 | 0.19195 | 216898.7345 | 133974.0906 | 0.30481 | 83587.5302 | 63086.3848 | 27322.0157
NSW1 | Solar PV | 6.1822 | 77.0682 | 662706.7232 | 0.40236 | 9.2783 | 315585.7867 | 511264.6134 | 644158.7653 | 202782.3496 | 213882.4845 | 258667.0343 | 1.6037 | 0.10314 | 36678.6067 | 465617.2096 | 265004.3118 | 146432.4027 | 112693.234 | 74801.7276 | 222797.3081 | 40700.6012 | 0.0020238 | 0.086375 | 80451.161 | 133.8567
NSW1 | Grid Battery | 24.6072 | 28.9015 | 1092296.2556 | 1.7748 | 386669.321 | 422967.3577 | 67734.0113 | 3.8346 | 5.179 | 569029.9421 | 0.8658 | 0.10959 | 3.3271 | 1.1177 | 141771.8858 | 0.31252 | 285275.9199 | 0.80587 | 161501.2344 | 0.41378 | 0.26719 | 11888.484 | 3.9332 | 24340.001 | 223.6641
NSW1 | Pumped Hydro | 0 | 0 | 945753.4745 | 0.52053 | 1.0132 | 1.2817 | 0.33419 | 0.65211 | 0.11978 | 0.42141 | 0.38664 | 0.20093 | 0.87487 | 0.34851 | 10.0387 | 0.084302 | 0.12251 | 0.12629 | 0.19309 | 0.18855 | 0.090468 | 0.937 | 0.034516 | 5.966 | 0.0072077
NSW1 | VPP | 0 | 0 | 0 | 0 | 0 | 0 | 0 | 0 | 0 | 0 | 0 | 0 | 0 | 0 | 0 | 0 | 0 | 0 | 0 | 0 | 0 | 0 | 0 | 0 | 0
Total excluding storage |  | 1935375.3971 | 89.8356 | 5041358.1437 | 399779.4754 | 3883819.4594 | 1607805.2504 | 961252.8829 | 644175.2521 | 225819.2256 | 1060877.9186 | 870900.2796 | 133394.5244 | 1229666.0653 | 370544.4529 | 987546.7806 | 267938.9888 | 146432.9787 | 146785.0294 | 74802.4241 | 439696.0591 | 209144.2085 | 0.30915 | 83587.6201 | 163552.2836 | 31976.139
Region | Technology | 2023-24 | 2024-25 | 2025-26 | 2026-27 | 2027-28 | 2028-29 | 2029-30 | 2030-31 | 2031-32 | 2032-33 | 2033-34 | 2034-35 | 2035-36 | 2036-37 | 2037-38 | 2038-39 | 2039-40 | 2040-41 | 2041-42 | 2042-43 | 2043-44 | 2044-45 | 2045-46 | 2046-47 | 2047-48
QLD1 | Black Coal | 0 | 0 | 0 | 0 | 0 | 0 | 0 | 0 | 0 | 0 | 0 | 0 | 0 | 0 | 0 | 0 | 0 | 0 | 0 | 0 | 0 | 0 | 0 | 0 | 0
QLD1 | Brown Coal | 0 | 0 | 0 | 0 | 0 | 0 | 0 | 0 | 0 | 0 | 0 | 0 | 0 | 0 | 0 | 0 | 0 | 0 | 0 | 0 | 0 | 0 | 0 | 0 | 0
QLD1 | CCGT | 0 | 1.2188 | 0.45641 | 0.0097397 | 0.0012155 | 0.85816 | 0.0003453 | 0.00048382 | 0.00095618 | 0.0016377 | 0.23658 | 0.026593 | 0.00097771 | 0.0028366 | 0.21927 | 0.00016231 | 0.033929 | 0.00014233 | 0.00017275 | 0.0017843 | 0.00039907 | 5.8052e-05 | 0.00015963 | 0.025752 | 1.634e-05
QLD1 | Gas - Steam | 0 | 0 | 0 | 0 | 0 | 0 | 0 | 0 | 0 | 0 | 0 | 0 | 0 | 0 | 0 | 0 | 0 | 0 | 0 | 0 | 0 | 0 | 0 | 0 | 0
QLD1 | OCGT / Diesel | 2.101 | 0.096307 | 1.103 | 0.022985 | 0.013621 | 4.5549 | 0.009293 | 0.0097186 | 0.0075303 | 0.0084195 | 0.014207 | 0.011484 | 0.0069404 | 0.023076 | 375391.9219 | 0.0038574 | 74294.1248 | 0.0036317 | 0.0035641 | 0.0059436 | 0.015571 | 0.0022733 | 0.003138 | 42804.4536 | 0.00037418
QLD1 | Hydro | 0 | 0 | 0 | 0 | 0 | 0 | 0 | 0 | 0 | 0 | 0 | 0 | 0 | 0 | 0 | 0 | 0 | 0 | 0 | 0 | 0 | 0 | 0 | 0 | 0
QLD1 | Hydrogen Turbine | 0 | 0 | 0 | 0 | 0 | 0 | 0 | 0 | 0 | 0 | 0 | 0 | 0 | 0 | 0 | 0 | 0 | 0 | 0 | 0 | 0 | 0 | 0 | 0 | 0
QLD1 | Wind | 1081022.8802 | 191341.8911 | 4800798.5049 | 327517.8697 | 586035.5761 | 2230156.348 | 1545575.9619 | 684505.8095 | 96.6709 | 950229.5845 | 576925.9965 | 15067.3644 | 52485.5413 | 265744.172 | 1165147.0646 | 0.050713 | 2.0025 | 33114.3296 | 9.5049 | 345414.4068 | 141894.9703 | 0.013296 | 22844.9858 | 244119.6866 | 0.10966
QLD1 | Solar PV | 8.3922 | 3.1507 | 6.6286 | 0.32588 | 0.09533 | 18.9321 | 7.5279 | 9.8674 | 347294.0172 | 142405.0855 | 331083.2554 | 333570.3786 | 0.012915 | 0.55625 | 411434.9466 | 249917.7981 | 475625.5225 | 396618.4291 | 239711.8211 | 544837.9571 | 68388.2841 | 0.0027339 | 8331.4022 | 115825.6712 | 907.1195
QLD1 | Grid Battery | 6.2519 | 1.6109 | 7.2412 | 6.8845 | 0.66987 | 788993.9962 | 0.10444 | 416081.447 | 146595.3981 | 127915.2357 | 286448.6379 | 238322.3998 | 87603.3379 | 0.1483 | 0.21308 | 0.18011 | 182221.478 | 0.091058 | 489259.7618 | 255426.9439 | 1487.0854 | 0.020615 | 0.017113 | 0.041029 | 0.0057737
QLD1 | Pumped Hydro | 0 | 0 | 28.3768 | 9.5196 | 0.30044 | 93.1904 | 0.064292 | 0.041442 | 0.021267 | 0.062515 | 0.12118 | 0.13284 | 74.8627 | 0.11852 | 729156.962 | 0.066209 | 302572.6937 | 0.044346 | 0.068437 | 0.1461 | 0.022932 | 0.012858 | 0.0091411 | 31445.9983 | 0.0014692
QLD1 | VPP | 0 | 0 | 0 | 0 | 0 | 0 | 0 | 0 | 0 | 0 | 0 | 0 | 0 | 0 | 0 | 0 | 0 | 0 | 0 | 0 | 0 | 0 | 0 | 0 | 0
Total excluding storage |  | 1081033.3735 | 191346.3569 | 4800806.6929 | 327518.2283 | 586035.6862 | 2230180.6931 | 1545583.4995 | 684515.6871 | 347390.6966 | 1092634.6801 | 908009.5027 | 348637.781 | 52485.5621 | 265744.7542 | 1951974.1524 | 249917.8528 | 549921.6838 | 429732.7624 | 239721.3298 | 890252.3717 | 210283.2704 | 0.018361 | 31176.3913 | 402749.8371 | 907.2296
Region | Technology | 2023-24 | 2024-25 | 2025-26 | 2026-27 | 2027-28 | 2028-29 | 2029-30 | 2030-31 | 2031-32 | 2032-33 | 2033-34 | 2034-35 | 2035-36 | 2036-37 | 2037-38 | 2038-39 | 2039-40 | 2040-41 | 2041-42 | 2042-43 | 2043-44 | 2044-45 | 2045-46 | 2046-47 | 2047-48
VIC1 | Black Coal | 0 | 0 | 0 | 0 | 0 | 0 | 0 | 0 | 0 | 0 | 0 | 0 | 0 | 0 | 0 | 0 | 0 | 0 | 0 | 0 | 0 | 0 | 0 | 0 | 0
VIC1 | Brown Coal | 0 | 0 | 0 | 0 | 0 | 0 | 0 | 0 | 0 | 0 | 0 | 0 | 0 | 0 | 0 | 0 | 0 | 0 | 0 | 0 | 0 | 0 | 0 | 0 | 0
VIC1 | CCGT | 0 | 1.317 | 0.21321 | 0.4701 | 0.0019565 | 0.13843 | 0.19691 | 0.069927 | 0.0027652 | 0.20751 | 0.0021541 | 0.15718 | 0.26888 | 0.0003047 | 0.37291 | 0.00028074 | 0.0098375 | 0.00081449 | 0.24275 | 0.013945 | 5.4329 | 13.2743 | 0.0031549 | 0.01673 | 5.4247e-05
VIC1 | Gas - Steam | 0 | 0 | 0 | 0 | 0 | 0 | 0 | 0 | 0 | 0 | 0 | 0 | 0 | 0 | 0 | 0 | 0 | 0 | 0 | 0 | 0 | 0 | 0 | 0 | 0
VIC1 | OCGT / Diesel | 6.0926 | 0.021571 | 0.033693 | 0.22841 | 0.0098021 | 0.023129 | 0.020238 | 0.0091378 | 0.0076117 | 0.024462 | 0.029274 | 0.035754 | 324067.2158 | 0.0068071 | 0.025384 | 0.0035246 | 0.5003 | 9726.9369 | 104182.4913 | 0.0024107 | 84856.2155 | 154974.8873 | 0.00096348 | 0.002689 | 0.0031568
VIC1 | Hydro | 0 | 0 | 0 | 0 | 0 | 0 | 0 | 0 | 0 | 0 | 0 | 0 | 0 | 0 | 0 | 0 | 0 | 0 | 0 | 0 | 0 | 0 | 0 | 0 | 0
VIC1 | Hydrogen Turbine | 0 | 0 | 0 | 0 | 0 | 0 | 0 | 0 | 0 | 0 | 0 | 0 | 0 | 0 | 0 | 0 | 0 | 0 | 0 | 0 | 0 | 0 | 0 | 0 | 0
VIC1 | Wind | 93.7272 | 940846.0116 | 1300627.9334 | 1097595.4306 | 1165387.2968 | 794684.092 | 229187.6226 | 443565.8172 | 476404.9547 | 0.52703 | 1421377.7248 | 0.97104 | 0.093984 | 47219.4745 | 307412.3663 | 155292.7547 | 19590.2035 | 0.29543 | 0.068495 | 150844.9442 | 16951.7513 | 24042.6574 | 4.115 | 90161.1277 | 36512.166
VIC1 | Solar PV | 6.8184 | 3.1216 | 3.4326 | 15.5489 | 0.029813 | 0.070057 | 0.096006 | 16965.9962 | 47843.1648 | 544720.6074 | 0.075006 | 197690.2811 | 1.3842 | 12553.2618 | 125036.5387 | 100519.6475 | 350591.5322 | 0.025465 | 209675.3971 | 36351.6235 | 70290.0089 | 8162.6488 | 40013.935 | 16676.3319 | 77.0056
VIC1 | Grid Battery | 12.7703 | 1.3363 | 0.17149 | 232780.5811 | 0.20347 | 0.0091742 | 183595.0527 | 219062.1619 | 364087.9819 | 426394.1025 | 0.5989 | 0.071338 | 116678.0821 | 0.13903 | 145370.688 | 0.22042 | 57711.1729 | 22396.7779 | 82237.321 | 0.065259 | 0.059952 | 21418.7753 | 0.053214 | 2.188 | 5311.261
VIC1 | Pumped Hydro | 0 | 0 | 14.478 | 45.169 | 0.22676 | 0.14508 | 5.474 | 0.17568 | 0.055177 | 0.37423 | 1.7814 | 0.17809 | 15.4622 | 0.16143 | 68.2857 | 0.099179 | 0.14072 | 0.10418 | 75988.4691 | 0.35415 | 44812.0735 | 77007.7618 | 8276.7233 | 0.01335 | 139.688
VIC1 | VPP | 0 | 0 | 0 | 0 | 0 | 0 | 0 | 0 | 0 | 0 | 0 | 0 | 0 | 0 | 0 | 0 | 0 | 0 | 0 | 0 | 0 | 0 | 0 | 0 | 0
Total excluding storage |  | 106.6382 | 940850.4718 | 1300631.6129 | 1097611.678 | 1165387.3383 | 794684.3236 | 229187.9357 | 460531.8925 | 524248.1299 | 544721.3664 | 1421377.8313 | 197691.4451 | 324068.9629 | 59772.7434 | 432449.3033 | 255812.4059 | 370182.2458 | 9727.2586 | 313858.1997 | 187196.584 | 172103.4086 | 187193.4678 | 40018.0541 | 106837.479 | 36589.1748
Region | Technology | 2023-24 | 2024-25 | 2025-26 | 2026-27 | 2027-28 | 2028-29 | 2029-30 | 2030-31 | 2031-32 | 2032-33 | 2033-34 | 2034-35 | 2035-36 | 2036-37 | 2037-38 | 2038-39 | 2039-40 | 2040-41 | 2041-42 | 2042-43 | 2043-44 | 2044-45 | 2045-46 | 2046-47 | 2047-48
SA1 | Black Coal | 0 | 0 | 0 | 0 | 0 | 0 | 0 | 0 | 0 | 0 | 0 | 0 | 0 | 0 | 0 | 0 | 0 | 0 | 0 | 0 | 0 | 0 | 0 | 0 | 0
SA1 | Brown Coal | 0 | 0 | 0 | 0 | 0 | 0 | 0 | 0 | 0 | 0 | 0 | 0 | 0 | 0 | 0 | 0 | 0 | 0 | 0 | 0 | 0 | 0 | 0 | 0 | 0
SA1 | CCGT | 0 | 1.23 | 0.11348 | 0.00074203 | 0.01166 | 0.10178 | 0.0020748 | 0.086554 | 0.0024379 | 0.084312 | 0.039176 | 0.12468 | 0.033046 | 0.00046769 | 0.14496 | 0.00021047 | 0.0011515 | 0.00050736 | 0.00028624 | 0.0015536 | 0.066156 | 0.00015623 | 4.4665e-05 | 0.00032925 | 3.1585e-05
SA1 | Gas - Steam | 0 | 0 | 0 | 0 | 0 | 0 | 0 | 0 | 0 | 0 | 0 | 0 | 0 | 0 | 0 | 0 | 0 | 0 | 0 | 0 | 0 | 0 | 0 | 0 | 0
SA1 | OCGT / Diesel | 2.8176 | 0.014308 | 0.020878 | 0.010174 | 0.012052 | 0.019984 | 0.037367 | 0.099704 | 0.10441 | 0.23416 | 0.018432 | 0.10193 | 1.8064 | 0.0087567 | 1.3357 | 0.0044812 | 0.016572 | 0.0087745 | 0.0030801 | 0.0046581 | 25582.425 | 22613.04 | 0.0012339 | 0.00095292 | 0.00057408
SA1 | Hydro | 0 | 0 | 0 | 0 | 0 | 0 | 0 | 0 | 0 | 0 | 0 | 0 | 0 | 0 | 0 | 0 | 0 | 0 | 0 | 0 | 0 | 0 | 0 | 0 | 0
SA1 | Hydrogen Turbine | 0 | 0 | 0 | 0 | 0 | 0 | 0 | 0 | 0 | 0 | 0 | 0 | 0 | 0 | 0 | 0 | 0 | 0 | 0 | 0 | 0 | 0 | 0 | 0 | 0
SA1 | Wind | 222685.8233 | 399723.1702 | 332182.7188 | 536243.8252 | 136624.0358 | 1025997.2149 | 134652.4837 | 2548.9111 | 2.6061 | 0.61184 | 86109.2468 | 0.25724 | 71516.3748 | 43839.2954 | 365250.1307 | 219132.7515 | 15.4252 | 0.18988 | 0.048711 | 245185.6744 | 76860.8546 | 36664.3661 | 5466.4834 | 86481.9871 | 18625.742
SA1 | Solar PV | 20.9985 | 0.2551 | 1.47 | 0.027612 | 0.6036 | 1.4059 | 0.35233 | 13.0964 | 2.6068 | 263613.9481 | 0.018513 | 220982.0958 | 0.0098636 | 20655.4522 | 185408.846 | 0.66668 | 96061.1771 | 140457.2893 | 135135.0528 | 0.36601 | 154038.6108 | 2703.051 | 0.0022781 | 18526.2816 | 0.0020625
SA1 | Grid Battery | 10.6537 | 0.21466 | 0.64098 | 2.5096 | 4.0197 | 0.0089344 | 1.407 | 14.0803 | 31.0944 | 312780.3398 | 0.15716 | 0.068558 | 213727.3218 | 2.039 | 115977.792 | 0.15654 | 550.6041 | 103304.7378 | 133256.4976 | 0.081235 | 41349.8308 | 40247.3801 | 18.1134 | 0.026861 | 0.013352
SA1 | Pumped Hydro | 0 | 0 | 16.1673 | 2.5327 | 2.9558 | 0.43183 | 0.77853 | 2.0474 | 0.30376 | 1.176 | 0.58302 | 0.26551 | 2.8317 | 0.42434 | 1.8236 | 0.091093 | 0.32634 | 0.66633 | 1.0981 | 0.172 | 0.38375 | 0.74256 | 0.11378 | 0.0095242 | 0.0048216
SA1 | VPP | 0 | 0 | 0 | 0 | 0 | 0 | 0 | 0 | 0 | 0 | 0 | 0 | 0 | 0 | 0 | 0 | 0 | 0 | 0 | 0 | 0 | 0 | 0 | 0 | 0
Total excluding storage |  | 222709.6393 | 399724.6696 | 332184.3231 | 536243.8637 | 136624.6631 | 1025998.7426 | 134652.8754 | 2562.1937 | 5.3197 | 263614.8784 | 86109.3229 | 220982.5796 | 71518.2241 | 64494.7568 | 550660.4574 | 219133.4228 | 96076.6201 | 140457.4884 | 135135.1049 | 245186.0466 | 256481.9565 | 61980.4572 | 5466.487 | 105008.27 | 18625.7447
Region | Technology | 2023-24 | 2024-25 | 2025-26 | 2026-27 | 2027-28 | 2028-29 | 2029-30 | 2030-31 | 2031-32 | 2032-33 | 2033-34 | 2034-35 | 2035-36 | 2036-37 | 2037-38 | 2038-39 | 2039-40 | 2040-41 | 2041-42 | 2042-43 | 2043-44 | 2044-45 | 2045-46 | 2046-47 | 2047-48
TAS1 | Black Coal | 0 | 0 | 0 | 0 | 0 | 0 | 0 | 0 | 0 | 0 | 0 | 0 | 0 | 0 | 0 | 0 | 0 | 0 | 0 | 0 | 0 | 0 | 0 | 0 | 0
TAS1 | Brown Coal | 0 | 0 | 0 | 0 | 0 | 0 | 0 | 0 | 0 | 0 | 0 | 0 | 0 | 0 | 0 | 0 | 0 | 0 | 0 | 0 | 0 | 0 | 0 | 0 | 0
TAS1 | CCGT | 0 | 0.74094 | 0.044388 | 0.034877 | 0.030285 | 0.037772 | 0.052865 | 0.045435 | 0.067106 | 0.067058 | 0.0027305 | 0.043742 | 0.032826 | 0.00094949 | 0.049324 | 0.00096152 | 0.0015773 | 0.00016794 | 0.01086 | 0.0013291 | 0.023103 | 0.016562 | 0.00016547 | 0.00030872 | 0.00011107
TAS1 | Gas - Steam | 0 | 0 | 0 | 0 | 0 | 0 | 0 | 0 | 0 | 0 | 0 | 0 | 0 | 0 | 0 | 0 | 0 | 0 | 0 | 0 | 0 | 0 | 0 | 0 | 0
TAS1 | OCGT / Diesel | 1.9516 | 0.1011 | 0.099606 | 0.11394 | 0.087342 | 0.089182 | 0.1147 | 0.090156 | 0.13124 | 0.26553 | 0.014582 | 0.044301 | 1.5171 | 0.0078544 | 0.0085126 | 0.0072258 | 0.0094579 | 0.029939 | 0.54366 | 0.0055417 | 0.0065307 | 1.1907 | 0.0019432 | 0.001423 | 0.00090592
TAS1 | Hydro | 0 | 0 | 0 | 0 | 0 | 0 | 0 | 0 | 0 | 0 | 0 | 0 | 0 | 0 | 0 | 0 | 0 | 0 | 0 | 0 | 0 | 0 | 0 | 0 | 0
TAS1 | Hydrogen Turbine | 0 | 0 | 0 | 0 | 0 | 0 | 0 | 0 | 0 | 0 | 0 | 0 | 0 | 0 | 0 | 0 | 0 | 0 | 0 | 0 | 0 | 0 | 0 | 0 | 0
TAS1 | Wind | 1109266.761 | 3.2023 | 18232.8894 | 4641.2658 | 177716.691 | 310087.2298 | 557921.7251 | 103476.174 | 1310685.1396 | 220860.6999 | 0.31495 | 0.15989 | 0.070648 | 0.23608 | 0.68347 | 0.22883 | 0.055064 | 0.020372 | 0.060762 | 0.44517 | 0.15364 | 18285.1031 | 39445.495 | 1638.8216 | 764.5457
TAS1 | Solar PV | 2.5639 | 1.3351 | 0.64096 | 0.70894 | 0.034737 | 0.020131 | 0.15305 | 1.0761 | 1.0715 | 1.7904 | 0.015389 | 38.2212 | 0.14077 | 0.050046 | 52.2741 | 0.24884 | 0.23303 | 0.0080354 | 5759.6145 | 0.27561 | 19055.4153 | 1530.4584 | 0.0033871 | 0.0017191 | 0.0020482
TAS1 | Grid Battery | 5.1308 | 0.82041 | 1.0633 | 0.96109 | 1.1955 | 0.013728 | 1.5217 | 2.4481 | 4.026 | 2.3268 | 0.093229 | 0.055519 | 0.16269 | 0.20677 | 2.5624 | 0.1122 | 0.07586 | 0.076659 | 0.47134 | 0.05211 | 0.86322 | 0.61607 | 0.031695 | 0.081704 | 0.16769
TAS1 | Pumped Hydro | 0 | 0 | 15.0507 | 2.3382 | 2.1301 | 2.4058 | 9.6253 | 10.6659 | 194968.464 | 156849.7074 | 1.1868 | 0.44151 | 143703.9688 | 0.13335 | 18525.3705 | 0.099093 | 0.077069 | 0.033268 | 0.085985 | 0.051251 | 0.10795 | 0.3132 | 0.013133 | 0.017638 | 0.03407
TAS1 | VPP | 0 | 0 | 0 | 0 | 0 | 0 | 0 | 0 | 0 | 0 | 0 | 0 | 0 | 0 | 0 | 0 | 0 | 0 | 0 | 0 | 0 | 0 | 0 | 0 | 0
Total excluding storage |  | 1109271.2765 | 5.3795 | 18233.6744 | 4642.1236 | 177716.8434 | 310087.3769 | 557922.0458 | 103477.3858 | 1310686.4094 | 220862.8229 | 0.34766 | 38.4692 | 1.7613 | 0.29493 | 53.0154 | 0.48586 | 0.29913 | 0.058515 | 5760.2298 | 0.72766 | 19055.5986 | 19816.7688 | 39445.5005 | 1638.825 | 764.5488

## BaseCase_REHAB Cost
Rehabilition cost by technology ($000s) - BaseCase, Step Change Scenario
REHAB | Real June 2021 dollars discounted to 1 July 2021
Explicitly modelled generation
Region | Technology | 2023-24 | 2024-25 | 2025-26 | 2026-27 | 2027-28 | 2028-29 | 2029-30 | 2030-31 | 2031-32 | 2032-33 | 2033-34 | 2034-35 | 2035-36 | 2036-37 | 2037-38 | 2038-39 | 2039-40 | 2040-41 | 2041-42 | 2042-43 | 2043-44 | 2044-45 | 2045-46 | 2046-47 | 2047-48
NEM | Black Coal | 0 | 0 | 112838.8763 | 7314.4753 | 11280.0666 | 14115.1594 | 57551.4659 | 7175.8255 | 30607.2627 | 28625.261 | 0.00058383 | 0.011674 | 24497.4893 | 2435.0786 | 0.00019621 | 23133.9958 | 0.0072276 | 21049.5909 | 0.011567 | 0.00016515 | 8.9877e-05 | 0.12715 | 5.2579e-05 | 0.00013057 | 0.019322
NEM | Brown Coal | 0 | 0 | 50440.3544 | 0.060609 | 49499.084 | 42747.1478 | 33807.775 | 13356.937 | 61885.338 | 0.01351 | 0.67345 | 0.00035029 | 0.0030269 | 1.041 | 5.8656e-05 | 0.19286 | 0.0048652 | 0.014445 | 6.618e-05 | 0.00013092 | 1.3489e-05 | 0.0042083 | 0.0055839 | 2.4032e-06 | 0
NEM | CCGT | 0 | 0 | 0 | 0 | 0 | 0 | 0 | 0 | 0 | 0 | 0 | 0 | 0 | 0 | 0 | 0 | 0 | 0 | 0 | 0 | 0 | 0 | 0 | 0 | 0
NEM | Gas - Steam | 0 | 0 | 0 | 0 | 0 | 0 | 0 | 0 | 0 | 0 | 0 | 0 | 0 | 0 | 0 | 0 | 0 | 0 | 0 | 0 | 0 | 0 | 0 | 0 | 0
NEM | OCGT / Diesel | 0 | 0 | 0 | 0 | 0 | 0 | 0 | 0 | 0 | 0 | 0 | 0 | 0 | 0 | 0 | 0 | 0 | 0 | 0 | 0 | 0 | 0 | 0 | 0 | 0
NEM | Hydro | 0 | 0 | 0 | 0 | 0 | 0 | 0 | 0 | 0 | 0 | 0 | 0 | 0 | 0 | 0 | 0 | 0 | 0 | 0 | 0 | 0 | 0 | 0 | 0 | 0
NEM | Hydrogen Turbine | 0 | 0 | 0 | 0 | 0 | 0 | 0 | 0 | 0 | 0 | 0 | 0 | 0 | 0 | 0 | 0 | 0 | 0 | 0 | 0 | 0 | 0 | 0 | 0 | 0
NEM | Wind | 0 | 0 | 0 | 0 | 0 | 0 | 0 | 0 | 0 | 0 | 0 | 0 | 0 | 0 | 0 | 0 | 0 | 0 | 0 | 0 | 0 | 0 | 0 | 0 | 0
NEM | Solar PV | 0 | 0 | 0 | 0 | 0 | 0 | 0 | 0 | 0 | 0 | 0 | 0 | 0 | 0 | 0 | 0 | 0 | 0 | 0 | 0 | 0 | 0 | 0 | 0 | 0
NEM | Grid Battery | 0 | 0 | 0 | 0 | 0 | 0 | 0 | 0 | 0 | 0 | 0 | 0 | 0 | 0 | 0 | 0 | 0 | 0 | 0 | 0 | 0 | 0 | 0 | 0 | 0
NEM | Pumped Hydro | 0 | 0 | 0 | 0 | 0 | 0 | 0 | 0 | 0 | 0 | 0 | 0 | 0 | 0 | 0 | 0 | 0 | 0 | 0 | 0 | 0 | 0 | 0 | 0 | 0
NEM | VPP | 0 | 0 | 0 | 0 | 0 | 0 | 0 | 0 | 0 | 0 | 0 | 0 | 0 | 0 | 0 | 0 | 0 | 0 | 0 | 0 | 0 | 0 | 0 | 0 | 0
Total excluding storage |  | 0 | 0 | 163279.2306 | 7314.5359 | 60779.1506 | 56862.3072 | 91359.2409 | 20532.7626 | 92492.6008 | 28625.2745 | 0.67403 | 0.012024 | 24497.4923 | 2436.1196 | 0.00025487 | 23134.1887 | 0.012093 | 21049.6053 | 0.011633 | 0.00029608 | 0.00010337 | 0.13136 | 0.0056364 | 0.00013298 | 0.019322
Region | Technology | 2023-24 | 2024-25 | 2025-26 | 2026-27 | 2027-28 | 2028-29 | 2029-30 | 2030-31 | 2031-32 | 2032-33 | 2033-34 | 2034-35 | 2035-36 | 2036-37 | 2037-38 | 2038-39 | 2039-40 | 2040-41 | 2041-42 | 2042-43 | 2043-44 | 2044-45 | 2045-46 | 2046-47 | 2047-48
NSW1 | Black Coal | 0 | 0 | 866.6624 | 1362.9159 | 8174.1388 | 14115.159 | 11706.504 | 0.038882 | 2844.6268 | 1304.6344 | 1.0696e-05 | 1.5044e-05 | 0.13874 | 8.249e-05 | 4.759e-06 | 4533.9089 | 0.0066939 | 0 | 0 | 0 | 0 | 0 | 0 | 0 | 0
NSW1 | Brown Coal | 0 | 0 | 0 | 0 | 0 | 0 | 0 | 0 | 0 | 0 | 0 | 0 | 0 | 0 | 0 | 0 | 0 | 0 | 0 | 0 | 0 | 0 | 0 | 0 | 0
NSW1 | CCGT | 0 | 0 | 0 | 0 | 0 | 0 | 0 | 0 | 0 | 0 | 0 | 0 | 0 | 0 | 0 | 0 | 0 | 0 | 0 | 0 | 0 | 0 | 0 | 0 | 0
NSW1 | Gas - Steam | 0 | 0 | 0 | 0 | 0 | 0 | 0 | 0 | 0 | 0 | 0 | 0 | 0 | 0 | 0 | 0 | 0 | 0 | 0 | 0 | 0 | 0 | 0 | 0 | 0
NSW1 | OCGT / Diesel | 0 | 0 | 0 | 0 | 0 | 0 | 0 | 0 | 0 | 0 | 0 | 0 | 0 | 0 | 0 | 0 | 0 | 0 | 0 | 0 | 0 | 0 | 0 | 0 | 0
NSW1 | Hydro | 0 | 0 | 0 | 0 | 0 | 0 | 0 | 0 | 0 | 0 | 0 | 0 | 0 | 0 | 0 | 0 | 0 | 0 | 0 | 0 | 0 | 0 | 0 | 0 | 0
NSW1 | Hydrogen Turbine | 0 | 0 | 0 | 0 | 0 | 0 | 0 | 0 | 0 | 0 | 0 | 0 | 0 | 0 | 0 | 0 | 0 | 0 | 0 | 0 | 0 | 0 | 0 | 0 | 0
NSW1 | Wind | 0 | 0 | 0 | 0 | 0 | 0 | 0 | 0 | 0 | 0 | 0 | 0 | 0 | 0 | 0 | 0 | 0 | 0 | 0 | 0 | 0 | 0 | 0 | 0 | 0
NSW1 | Solar PV | 0 | 0 | 0 | 0 | 0 | 0 | 0 | 0 | 0 | 0 | 0 | 0 | 0 | 0 | 0 | 0 | 0 | 0 | 0 | 0 | 0 | 0 | 0 | 0 | 0
NSW1 | Grid Battery | 0 | 0 | 0 | 0 | 0 | 0 | 0 | 0 | 0 | 0 | 0 | 0 | 0 | 0 | 0 | 0 | 0 | 0 | 0 | 0 | 0 | 0 | 0 | 0 | 0
NSW1 | Pumped Hydro | 0 | 0 | 0 | 0 | 0 | 0 | 0 | 0 | 0 | 0 | 0 | 0 | 0 | 0 | 0 | 0 | 0 | 0 | 0 | 0 | 0 | 0 | 0 | 0 | 0
NSW1 | VPP | 0 | 0 | 0 | 0 | 0 | 0 | 0 | 0 | 0 | 0 | 0 | 0 | 0 | 0 | 0 | 0 | 0 | 0 | 0 | 0 | 0 | 0 | 0 | 0 | 0
Total excluding storage |  | 0 | 0 | 866.6624 | 1362.9159 | 8174.1388 | 14115.159 | 11706.504 | 0.038882 | 2844.6268 | 1304.6344 | 1.0696e-05 | 1.5044e-05 | 0.13874 | 8.249e-05 | 4.759e-06 | 4533.9089 | 0.0066939 | 0 | 0 | 0 | 0 | 0 | 0 | 0 | 0
Region | Technology | 2023-24 | 2024-25 | 2025-26 | 2026-27 | 2027-28 | 2028-29 | 2029-30 | 2030-31 | 2031-32 | 2032-33 | 2033-34 | 2034-35 | 2035-36 | 2036-37 | 2037-38 | 2038-39 | 2039-40 | 2040-41 | 2041-42 | 2042-43 | 2043-44 | 2044-45 | 2045-46 | 2046-47 | 2047-48
QLD1 | Black Coal | 0 | 0 | 111972.2138 | 5951.5594 | 3105.9278 | 0.00036911 | 45844.9619 | 7175.7866 | 27762.6359 | 27320.6266 | 0.00057314 | 0.011659 | 24497.3505 | 2435.0785 | 0.00019145 | 18600.0869 | 0.00053371 | 21049.5909 | 0.011567 | 0.00016515 | 8.9877e-05 | 0.12715 | 5.2579e-05 | 0.00013057 | 0.019322
QLD1 | Brown Coal | 0 | 0 | 0 | 0 | 0 | 0 | 0 | 0 | 0 | 0 | 0 | 0 | 0 | 0 | 0 | 0 | 0 | 0 | 0 | 0 | 0 | 0 | 0 | 0 | 0
QLD1 | CCGT | 0 | 0 | 0 | 0 | 0 | 0 | 0 | 0 | 0 | 0 | 0 | 0 | 0 | 0 | 0 | 0 | 0 | 0 | 0 | 0 | 0 | 0 | 0 | 0 | 0
QLD1 | Gas - Steam | 0 | 0 | 0 | 0 | 0 | 0 | 0 | 0 | 0 | 0 | 0 | 0 | 0 | 0 | 0 | 0 | 0 | 0 | 0 | 0 | 0 | 0 | 0 | 0 | 0
QLD1 | OCGT / Diesel | 0 | 0 | 0 | 0 | 0 | 0 | 0 | 0 | 0 | 0 | 0 | 0 | 0 | 0 | 0 | 0 | 0 | 0 | 0 | 0 | 0 | 0 | 0 | 0 | 0
QLD1 | Hydro | 0 | 0 | 0 | 0 | 0 | 0 | 0 | 0 | 0 | 0 | 0 | 0 | 0 | 0 | 0 | 0 | 0 | 0 | 0 | 0 | 0 | 0 | 0 | 0 | 0
QLD1 | Hydrogen Turbine | 0 | 0 | 0 | 0 | 0 | 0 | 0 | 0 | 0 | 0 | 0 | 0 | 0 | 0 | 0 | 0 | 0 | 0 | 0 | 0 | 0 | 0 | 0 | 0 | 0
QLD1 | Wind | 0 | 0 | 0 | 0 | 0 | 0 | 0 | 0 | 0 | 0 | 0 | 0 | 0 | 0 | 0 | 0 | 0 | 0 | 0 | 0 | 0 | 0 | 0 | 0 | 0
QLD1 | Solar PV | 0 | 0 | 0 | 0 | 0 | 0 | 0 | 0 | 0 | 0 | 0 | 0 | 0 | 0 | 0 | 0 | 0 | 0 | 0 | 0 | 0 | 0 | 0 | 0 | 0
QLD1 | Grid Battery | 0 | 0 | 0 | 0 | 0 | 0 | 0 | 0 | 0 | 0 | 0 | 0 | 0 | 0 | 0 | 0 | 0 | 0 | 0 | 0 | 0 | 0 | 0 | 0 | 0
QLD1 | Pumped Hydro | 0 | 0 | 0 | 0 | 0 | 0 | 0 | 0 | 0 | 0 | 0 | 0 | 0 | 0 | 0 | 0 | 0 | 0 | 0 | 0 | 0 | 0 | 0 | 0 | 0
QLD1 | VPP | 0 | 0 | 0 | 0 | 0 | 0 | 0 | 0 | 0 | 0 | 0 | 0 | 0 | 0 | 0 | 0 | 0 | 0 | 0 | 0 | 0 | 0 | 0 | 0 | 0
Total excluding storage |  | 0 | 0 | 111972.2138 | 5951.5594 | 3105.9278 | 0.00036911 | 45844.9619 | 7175.7866 | 27762.6359 | 27320.6266 | 0.00057314 | 0.011659 | 24497.3505 | 2435.0785 | 0.00019145 | 18600.0869 | 0.00053371 | 21049.5909 | 0.011567 | 0.00016515 | 8.9877e-05 | 0.12715 | 5.2579e-05 | 0.00013057 | 0.019322
Region | Technology | 2023-24 | 2024-25 | 2025-26 | 2026-27 | 2027-28 | 2028-29 | 2029-30 | 2030-31 | 2031-32 | 2032-33 | 2033-34 | 2034-35 | 2035-36 | 2036-37 | 2037-38 | 2038-39 | 2039-40 | 2040-41 | 2041-42 | 2042-43 | 2043-44 | 2044-45 | 2045-46 | 2046-47 | 2047-48
VIC1 | Black Coal | 0 | 0 | 0 | 0 | 0 | 0 | 0 | 0 | 0 | 0 | 0 | 0 | 0 | 0 | 0 | 0 | 0 | 0 | 0 | 0 | 0 | 0 | 0 | 0 | 0
VIC1 | Brown Coal | 0 | 0 | 50440.3544 | 0.060609 | 49499.084 | 42747.1478 | 33807.775 | 13356.937 | 61885.338 | 0.01351 | 0.67345 | 0.00035029 | 0.0030269 | 1.041 | 5.8656e-05 | 0.19286 | 0.0048652 | 0.014445 | 6.618e-05 | 0.00013092 | 1.3489e-05 | 0.0042083 | 0.0055839 | 2.4032e-06 | 0
VIC1 | CCGT | 0 | 0 | 0 | 0 | 0 | 0 | 0 | 0 | 0 | 0 | 0 | 0 | 0 | 0 | 0 | 0 | 0 | 0 | 0 | 0 | 0 | 0 | 0 | 0 | 0
VIC1 | Gas - Steam | 0 | 0 | 0 | 0 | 0 | 0 | 0 | 0 | 0 | 0 | 0 | 0 | 0 | 0 | 0 | 0 | 0 | 0 | 0 | 0 | 0 | 0 | 0 | 0 | 0
VIC1 | OCGT / Diesel | 0 | 0 | 0 | 0 | 0 | 0 | 0 | 0 | 0 | 0 | 0 | 0 | 0 | 0 | 0 | 0 | 0 | 0 | 0 | 0 | 0 | 0 | 0 | 0 | 0
VIC1 | Hydro | 0 | 0 | 0 | 0 | 0 | 0 | 0 | 0 | 0 | 0 | 0 | 0 | 0 | 0 | 0 | 0 | 0 | 0 | 0 | 0 | 0 | 0 | 0 | 0 | 0
VIC1 | Hydrogen Turbine | 0 | 0 | 0 | 0 | 0 | 0 | 0 | 0 | 0 | 0 | 0 | 0 | 0 | 0 | 0 | 0 | 0 | 0 | 0 | 0 | 0 | 0 | 0 | 0 | 0
VIC1 | Wind | 0 | 0 | 0 | 0 | 0 | 0 | 0 | 0 | 0 | 0 | 0 | 0 | 0 | 0 | 0 | 0 | 0 | 0 | 0 | 0 | 0 | 0 | 0 | 0 | 0
VIC1 | Solar PV | 0 | 0 | 0 | 0 | 0 | 0 | 0 | 0 | 0 | 0 | 0 | 0 | 0 | 0 | 0 | 0 | 0 | 0 | 0 | 0 | 0 | 0 | 0 | 0 | 0
VIC1 | Grid Battery | 0 | 0 | 0 | 0 | 0 | 0 | 0 | 0 | 0 | 0 | 0 | 0 | 0 | 0 | 0 | 0 | 0 | 0 | 0 | 0 | 0 | 0 | 0 | 0 | 0
VIC1 | Pumped Hydro | 0 | 0 | 0 | 0 | 0 | 0 | 0 | 0 | 0 | 0 | 0 | 0 | 0 | 0 | 0 | 0 | 0 | 0 | 0 | 0 | 0 | 0 | 0 | 0 | 0
VIC1 | VPP | 0 | 0 | 0 | 0 | 0 | 0 | 0 | 0 | 0 | 0 | 0 | 0 | 0 | 0 | 0 | 0 | 0 | 0 | 0 | 0 | 0 | 0 | 0 | 0 | 0
Total excluding storage |  | 0 | 0 | 50440.3544 | 0.060609 | 49499.084 | 42747.1478 | 33807.775 | 13356.937 | 61885.338 | 0.01351 | 0.67345 | 0.00035029 | 0.0030269 | 1.041 | 5.8656e-05 | 0.19286 | 0.0048652 | 0.014445 | 6.618e-05 | 0.00013092 | 1.3489e-05 | 0.0042083 | 0.0055839 | 2.4032e-06 | 0
Region | Technology | 2023-24 | 2024-25 | 2025-26 | 2026-27 | 2027-28 | 2028-29 | 2029-30 | 2030-31 | 2031-32 | 2032-33 | 2033-34 | 2034-35 | 2035-36 | 2036-37 | 2037-38 | 2038-39 | 2039-40 | 2040-41 | 2041-42 | 2042-43 | 2043-44 | 2044-45 | 2045-46 | 2046-47 | 2047-48
SA1 | Black Coal | 0 | 0 | 0 | 0 | 0 | 0 | 0 | 0 | 0 | 0 | 0 | 0 | 0 | 0 | 0 | 0 | 0 | 0 | 0 | 0 | 0 | 0 | 0 | 0 | 0
SA1 | Brown Coal | 0 | 0 | 0 | 0 | 0 | 0 | 0 | 0 | 0 | 0 | 0 | 0 | 0 | 0 | 0 | 0 | 0 | 0 | 0 | 0 | 0 | 0 | 0 | 0 | 0
SA1 | CCGT | 0 | 0 | 0 | 0 | 0 | 0 | 0 | 0 | 0 | 0 | 0 | 0 | 0 | 0 | 0 | 0 | 0 | 0 | 0 | 0 | 0 | 0 | 0 | 0 | 0
SA1 | Gas - Steam | 0 | 0 | 0 | 0 | 0 | 0 | 0 | 0 | 0 | 0 | 0 | 0 | 0 | 0 | 0 | 0 | 0 | 0 | 0 | 0 | 0 | 0 | 0 | 0 | 0
SA1 | OCGT / Diesel | 0 | 0 | 0 | 0 | 0 | 0 | 0 | 0 | 0 | 0 | 0 | 0 | 0 | 0 | 0 | 0 | 0 | 0 | 0 | 0 | 0 | 0 | 0 | 0 | 0
SA1 | Hydro | 0 | 0 | 0 | 0 | 0 | 0 | 0 | 0 | 0 | 0 | 0 | 0 | 0 | 0 | 0 | 0 | 0 | 0 | 0 | 0 | 0 | 0 | 0 | 0 | 0
SA1 | Hydrogen Turbine | 0 | 0 | 0 | 0 | 0 | 0 | 0 | 0 | 0 | 0 | 0 | 0 | 0 | 0 | 0 | 0 | 0 | 0 | 0 | 0 | 0 | 0 | 0 | 0 | 0
SA1 | Wind | 0 | 0 | 0 | 0 | 0 | 0 | 0 | 0 | 0 | 0 | 0 | 0 | 0 | 0 | 0 | 0 | 0 | 0 | 0 | 0 | 0 | 0 | 0 | 0 | 0
SA1 | Solar PV | 0 | 0 | 0 | 0 | 0 | 0 | 0 | 0 | 0 | 0 | 0 | 0 | 0 | 0 | 0 | 0 | 0 | 0 | 0 | 0 | 0 | 0 | 0 | 0 | 0
SA1 | Grid Battery | 0 | 0 | 0 | 0 | 0 | 0 | 0 | 0 | 0 | 0 | 0 | 0 | 0 | 0 | 0 | 0 | 0 | 0 | 0 | 0 | 0 | 0 | 0 | 0 | 0
SA1 | Pumped Hydro | 0 | 0 | 0 | 0 | 0 | 0 | 0 | 0 | 0 | 0 | 0 | 0 | 0 | 0 | 0 | 0 | 0 | 0 | 0 | 0 | 0 | 0 | 0 | 0 | 0
SA1 | VPP | 0 | 0 | 0 | 0 | 0 | 0 | 0 | 0 | 0 | 0 | 0 | 0 | 0 | 0 | 0 | 0 | 0 | 0 | 0 | 0 | 0 | 0 | 0 | 0 | 0
Total excluding storage |  | 0 | 0 | 0 | 0 | 0 | 0 | 0 | 0 | 0 | 0 | 0 | 0 | 0 | 0 | 0 | 0 | 0 | 0 | 0 | 0 | 0 | 0 | 0 | 0 | 0
Region | Technology | 2023-24 | 2024-25 | 2025-26 | 2026-27 | 2027-28 | 2028-29 | 2029-30 | 2030-31 | 2031-32 | 2032-33 | 2033-34 | 2034-35 | 2035-36 | 2036-37 | 2037-38 | 2038-39 | 2039-40 | 2040-41 | 2041-42 | 2042-43 | 2043-44 | 2044-45 | 2045-46 | 2046-47 | 2047-48
TAS1 | Black Coal | 0 | 0 | 0 | 0 | 0 | 0 | 0 | 0 | 0 | 0 | 0 | 0 | 0 | 0 | 0 | 0 | 0 | 0 | 0 | 0 | 0 | 0 | 0 | 0 | 0
TAS1 | Brown Coal | 0 | 0 | 0 | 0 | 0 | 0 | 0 | 0 | 0 | 0 | 0 | 0 | 0 | 0 | 0 | 0 | 0 | 0 | 0 | 0 | 0 | 0 | 0 | 0 | 0
TAS1 | CCGT | 0 | 0 | 0 | 0 | 0 | 0 | 0 | 0 | 0 | 0 | 0 | 0 | 0 | 0 | 0 | 0 | 0 | 0 | 0 | 0 | 0 | 0 | 0 | 0 | 0
TAS1 | Gas - Steam | 0 | 0 | 0 | 0 | 0 | 0 | 0 | 0 | 0 | 0 | 0 | 0 | 0 | 0 | 0 | 0 | 0 | 0 | 0 | 0 | 0 | 0 | 0 | 0 | 0
TAS1 | OCGT / Diesel | 0 | 0 | 0 | 0 | 0 | 0 | 0 | 0 | 0 | 0 | 0 | 0 | 0 | 0 | 0 | 0 | 0 | 0 | 0 | 0 | 0 | 0 | 0 | 0 | 0
TAS1 | Hydro | 0 | 0 | 0 | 0 | 0 | 0 | 0 | 0 | 0 | 0 | 0 | 0 | 0 | 0 | 0 | 0 | 0 | 0 | 0 | 0 | 0 | 0 | 0 | 0 | 0
TAS1 | Hydrogen Turbine | 0 | 0 | 0 | 0 | 0 | 0 | 0 | 0 | 0 | 0 | 0 | 0 | 0 | 0 | 0 | 0 | 0 | 0 | 0 | 0 | 0 | 0 | 0 | 0 | 0
TAS1 | Wind | 0 | 0 | 0 | 0 | 0 | 0 | 0 | 0 | 0 | 0 | 0 | 0 | 0 | 0 | 0 | 0 | 0 | 0 | 0 | 0 | 0 | 0 | 0 | 0 | 0
TAS1 | Solar PV | 0 | 0 | 0 | 0 | 0 | 0 | 0 | 0 | 0 | 0 | 0 | 0 | 0 | 0 | 0 | 0 | 0 | 0 | 0 | 0 | 0 | 0 | 0 | 0 | 0
TAS1 | Grid Battery | 0 | 0 | 0 | 0 | 0 | 0 | 0 | 0 | 0 | 0 | 0 | 0 | 0 | 0 | 0 | 0 | 0 | 0 | 0 | 0 | 0 | 0 | 0 | 0 | 0
TAS1 | Pumped Hydro | 0 | 0 | 0 | 0 | 0 | 0 | 0 | 0 | 0 | 0 | 0 | 0 | 0 | 0 | 0 | 0 | 0 | 0 | 0 | 0 | 0 | 0 | 0 | 0 | 0
TAS1 | VPP | 0 | 0 | 0 | 0 | 0 | 0 | 0 | 0 | 0 | 0 | 0 | 0 | 0 | 0 | 0 | 0 | 0 | 0 | 0 | 0 | 0 | 0 | 0 | 0 | 0
Total excluding storage |  | 0 | 0 | 0 | 0 | 0 | 0 | 0 | 0 | 0 | 0 | 0 | 0 | 0 | 0 | 0 | 0 | 0 | 0 | 0 | 0 | 0 | 0 | 0 | 0 | 0

## BaseCase_REZ Tx Cost
REZ transmission expansion cost by region ($000s) - BaseCase, Step Change Scenario
REZ Expansion | Real June 2021 dollars discounted to 1 July 2021. As with the total capital costs, the REZ transmission expansion costs are annualised for modelling purposes.
Explicitly modelled generation
Region | Technology | 2023-24 | 2024-25 | 2025-26 | 2026-27 | 2027-28 | 2028-29 | 2029-30 | 2030-31 | 2031-32 | 2032-33 | 2033-34 | 2034-35 | 2035-36 | 2036-37 | 2037-38 | 2038-39 | 2039-40 | 2040-41 | 2041-42 | 2042-43 | 2043-44 | 2044-45 | 2045-46 | 2046-47 | 2047-48
NSW1 | Transmission | 0.36909 | 0.094426 | 0.30845 | 0.059832 | 0.019939 | 0.11691 | 0.40102 | 0.33567 | 0.11148 | 58844.2193 | 53604.7045 | 0.025243 | 0.015042 | 0.027459 | 0.26443 | 28945.1774 | 7821.2132 | 0.053336 | 0.043781 | 25663.346 | 72.5925 | 250.9525 | 11840.5631 | 23288.5976 | 6.7098
QLD1 | Transmission | 998.4112 | 6.5271 | 488.8525 | 17554.5489 | 153450.4588 | 376293.5795 | 25060.0613 | 86589.8002 | 33622.1222 | 85907.092 | 82450.1053 | 44224.3021 | 0.093577 | 198766.9341 | 686162.572 | 40033.5197 | 122107.3007 | 146400.2213 | 103433.6368 | 211336.4166 | 98086.8576 | 0.01268 | 7709.7396 | 105838.4388 | 6415.4937
VIC1 | Transmission | 0.11827 | 0.014657 | 0.047041 | 0.044733 | 0.15154 | 0.10324 | 0.12023 | 0.07 | 91957.4792 | 0.071322 | 226020.0659 | 0.011135 | 1390.6181 | 0.10691 | 20543.6576 | 9886.1768 | 0.10404 | 0.023425 | 20017.2023 | 31150.226 | 7739.1967 | 3772.5582 | 7426.7859 | 1201.6812 | 253.8889
SA1 | Transmission | 815.5273 | 12229.3429 | 12028.7076 | 7923.7012 | 3623.1958 | 302.8773 | 8.475 | 8.7239 | 0.086863 | 322.4413 | 1074.3308 | 0.31126 | 157.2496 | 0.16192 | 84060.4997 | 4958.456 | 6463.831 | 11527.4026 | 11901.8033 | 8879.6623 | 6241.4446 | 3347.9893 | 1160.1733 | 27214.4949 | 3167.1478
TAS1 | Transmission | 0.16237 | 0.036371 | 0.042638 | 0.014978 | 32098.7551 | 0.03725 | 0.021358 | 0.44811 | 0.22812 | 0.076037 | 0.027868 | 0.020058 | 0.011064 | 0.018665 | 0.019851 | 0.014297 | 0.010618 | 0.0089022 | 0.01059 | 0.046598 | 1632.8292 | 176.0076 | 6763.2672 | 0.0048957 | 0.0083583
NEM | Total | 1814.5883 | 12236.0155 | 12517.9582 | 25478.3696 | 189172.5812 | 376596.7141 | 25069.0789 | 86599.3779 | 125580.0279 | 145073.9 | 363149.2344 | 44224.6698 | 1547.9873 | 198767.249 | 790767.0136 | 83823.3441 | 136392.4595 | 157927.7096 | 135352.6969 | 277029.6976 | 113772.9207 | 7547.5202 | 34900.5292 | 157543.2174 | 9843.2485

## BaseCase_USE+DSP Cost
USE and USE / DSP cost by region ($000s) - BaseCase, Step Change Scenario
USE / DSP | Real June 2021 dollars discounted to 1 July 2021
Explicitly modelled generation
Region | Technology | 2023-24 | 2024-25 | 2025-26 | 2026-27 | 2027-28 | 2028-29 | 2029-30 | 2030-31 | 2031-32 | 2032-33 | 2033-34 | 2034-35 | 2035-36 | 2036-37 | 2037-38 | 2038-39 | 2039-40 | 2040-41 | 2041-42 | 2042-43 | 2043-44 | 2044-45 | 2045-46 | 2046-47 | 2047-48
NSW1 | USE / DSP | 5141.798 | 67977.4368 | 164013.6739 | 841.8197 | 4339.6296 | 141.6908 | 2.7048 | 208.5914 | 2.7236 | 628.6883 | 9138.0984 | 1023.4125 | 266.2829 | 64.4155 | 4924.5612 | 2.795 | 358.6548 | 17.8701 | 912.817 | 703.5233 | 1518.4959 | 1347.0017 | 278.2706 | 856.1968 | 518.0567
QLD1 | USE / DSP | 0.33098 | 0.33105 | 7157.1062 | 16220.8022 | 144.914 | 69568.9055 | 2614.154 | 15624.4852 | 5001.191 | 614.3206 | 453.2339 | 548.3688 | 5209.9906 | 650.33 | 4356.2986 | 0.35653 | 2627.5332 | 0.37301 | 1946.8131 | 3334.5945 | 2093.435 | 2534.2125 | 254.2932 | 6911.2424 | 0.37949
VIC1 | USE / DSP | 28841.6862 | 34315.9753 | 192.2273 | 34203.0468 | 3413.0344 | 33.2868 | 14192.6999 | 5133.6976 | 468.6333 | 753.084 | 2695.4518 | 159.1402 | 3517.6374 | 53.671 | 2236.0057 | 18.4652 | 2248.5545 | 1635.4708 | 1852.1901 | 952.6849 | 2329.5035 | 3416.8743 | 109.495 | 4.8905 | 103.6896
SA1 | USE / DSP | 807.5035 | 0.38498 | 77.4752 | 25.9497 | 41.2205 | 0.38798 | 0.38283 | 5.3855 | 0.38921 | 162.479 | 0.38916 | 0.40097 | 926.7268 | 51.0058 | 1993.3192 | 0.40462 | 1052.9555 | 989.0216 | 645.4569 | 129.0339 | 1101.9246 | 1390.9583 | 294.1119 | 46.5862 | 208.8639
TAS1 | USE / DSP | 0.22789 | 0.2282 | 0.22937 | 0.22991 | 0.23091 | 0.23142 | 12.1714 | 24.7665 | 32.1136 | 58.707 | 0.24453 | 0.25505 | 675.3874 | 21.0639 | 335.4394 | 0.25254 | 202.4815 | 499.3384 | 454.2616 | 154.63 | 461.5829 | 640.3112 | 80.5962 | 0.25864 | 83.2993
NEM | Total | 34791.5465 | 102294.3563 | 171440.712 | 51291.8482 | 7939.0294 | 69744.5025 | 16822.1129 | 20996.9263 | 5505.0507 | 2217.2788 | 12287.4177 | 1731.5776 | 10596.0251 | 840.4862 | 13845.6241 | 22.2739 | 6490.1795 | 3142.0739 | 5811.5387 | 5274.4667 | 7504.9419 | 9329.3579 | 1016.7669 | 7819.1745 | 914.2891

## Option 1_Generation
Annual sent-out generation by technology (GWh) - Option 1, Step Change Scenario
Explicitly modelled generation
Region | Technology | 2023-24 | 2024-25 | 2025-26 | 2026-27 | 2027-28 | 2028-29 | 2029-30 | 2030-31 | 2031-32 | 2032-33 | 2033-34 | 2034-35 | 2035-36 | 2036-37 | 2037-38 | 2038-39 | 2039-40 | 2040-41 | 2041-42 | 2042-43 | 2043-44 | 2044-45 | 2045-46 | 2046-47 | 2047-48
NEM | Black Coal | 79709.6653 | 79387.2957 | 64402.3048 | 59831.4845 | 52409.3961 | 47996.35 | 39737.1213 | 36221.5237 | 34323.7052 | 31319.9019 | 23044.0845 | 23288.7033 | 18004.6445 | 17127.121 | 16584.675 | 9700.4467 | 9986.6679 | 0.2368 | 0.21592 | 0.18658 | 0.17611 | 0.068326 | 0.056059 | 0.048045 | 0.036216
NEM | Brown Coal | 27189.9625 | 24981.4679 | 18259.3165 | 17001.7749 | 14101.1467 | 11651.6718 | 8410.8583 | 7635.6485 | 0.087315 | 0.089273 | 0.090556 | 0.093048 | 0.085106 | 0.077574 | 0.079993 | 0.065677 | 0.063296 | 0.06269 | 0.061463 | 0.061082 | 0.0608 | 0.053241 | 0.010387 | 0.014733 | 0
NEM | CCGT | 2012.1132 | 1783.7961 | 4043.9668 | 3707.1269 | 3929.0981 | 3856.4384 | 4940.3704 | 4999.3919 | 5566.8796 | 4959.0772 | 6804.7219 | 7666.3337 | 5976.1617 | 5488.3289 | 4069.5806 | 5403.6227 | 4416.5179 | 4917.5181 | 4487.2522 | 5079.203 | 3751.8088 | 3138.2018 | 1596.7441 | 1050.0593 | 1036.6126
NEM | Gas - Steam | 107.9697 | 128.4589 | 416.4038 | 246.0325 | 280.5854 | 552.1012 | 208.6175 | 936.1966 | 590.2221 | 472.3604 | 473.999 | 1154.1292 | 329.6088 | 440.0239 | 541.647 | 676.5387 | 0 | 0 | 0 | 0 | 0 | 0 | 0 | 0 | 0
NEM | OCGT / Diesel | 195.1012 | 207.7728 | 438.5816 | 329.8533 | 427.4148 | 599.7906 | 354.8194 | 783.6779 | 750.0019 | 749.198 | 1223.4718 | 2418.4408 | 1787.2739 | 2466.2136 | 2600.5255 | 4284.2582 | 6063.2863 | 11182.5677 | 6359.4929 | 8214.7147 | 13225.4736 | 8779.1958 | 10884.4242 | 13891.3971 | 12505.8185
NEM | Hydro | 15227.9919 | 16365.1086 | 16817.6707 | 15834.855 | 14030.7024 | 16536.223 | 18099.4022 | 17216.4107 | 16633.9564 | 15511.4328 | 17008.8247 | 17360.0685 | 15930.7985 | 14559.3998 | 17161.8071 | 15811.7669 | 14690.1132 | 14794.0165 | 14059.469 | 15736.9905 | 16141.573 | 14609.6831 | 14432.5252 | 18202.0667 | 17478.3494
NEM | Hydrogen Turbine | 0 | 0 | 0 | 0 | 0 | 0 | 0 | 0 | 0 | 0 | 0 | 0 | 0 | 0 | 0 | 0 | 0 | 0 | 0 | 0 | 0 | 0 | 0 | 0 | 0
NEM | Wind | 39152.9145 | 41159.9193 | 60469.1648 | 67193.8671 | 80719.6826 | 91146.3443 | 97189.8255 | 99238.3174 | 110902.7049 | 113831.2708 | 121210.6757 | 119367.8123 | 129653.1046 | 135206.5681 | 145440.7322 | 144173.8087 | 141030.1503 | 142272.5018 | 140335.2244 | 145742.9874 | 144276.1856 | 147038.4487 | 151030.2916 | 169923.2553 | 172493.9584
NEM | Solar PV | 20533.5908 | 19868.9602 | 22379.9696 | 22541.1163 | 22405.9471 | 21426.9145 | 24163.6187 | 27788.1645 | 30523.7562 | 35534.9304 | 38595.9751 | 42153.763 | 44104.4929 | 45879.3849 | 48559.8985 | 57054.3445 | 69599.5006 | 77387.5289 | 91714.2086 | 107291.908 | 114140.7377 | 115520.5951 | 117309.4826 | 111341.7499 | 114313.9466
NEM | Grid Battery | 421.346 | 429.1904 | 2014.6555 | 2306.0209 | 2965.8058 | 4744.5394 | 5381.5843 | 7052.7039 | 7407.4566 | 12302.5271 | 12360.6256 | 12848.9536 | 16414.0634 | 16556.5962 | 16666.8861 | 17494.0547 | 21556.0214 | 21933.3758 | 32423.8485 | 35908.1392 | 36257.8813 | 38946.4731 | 38768.6916 | 34196.1693 | 33799.0515
NEM | Pumped Hydro | 677.0066 | 828.9741 | 1913.7936 | 2639.8599 | 3177.1089 | 4288.1113 | 4821.6661 | 5724.9854 | 6456.8124 | 6539.3922 | 7105.3577 | 7135.4402 | 7578.4846 | 8002.8902 | 9726.9536 | 10167.7805 | 11167.7294 | 10951.07 | 10823.5471 | 10829.4936 | 10217.9546 | 10731.4375 | 10365.3341 | 11223.3431 | 10065.9754
NEM | VPP | 96.1387 | 154.9119 | 244.4497 | 346.9378 | 479.6099 | 590.5863 | 783.3768 | 930.1889 | 1172.8038 | 1423.9896 | 1725.3746 | 1946.9605 | 2341.1456 | 2707.0289 | 2960.748 | 3352.0079 | 3746.0362 | 4019.1106 | 4503.1642 | 4882.1855 | 5077.1868 | 5490.0636 | 5922.3973 | 6028.922 | 6308.8192
Total excluding storage |  | 184129.3091 | 183882.7794 | 187227.3785 | 186686.1106 | 188303.9732 | 193765.8337 | 193104.6333 | 194819.3314 | 199291.3135 | 202378.2608 | 208361.8431 | 213409.3439 | 215786.17 | 221167.1176 | 234958.946 | 237104.852 | 245786.2994 | 250554.4324 | 256955.9244 | 282066.0513 | 291536.0156 | 289086.246 | 295253.5341 | 314408.5911 | 317828.7218
Region | Technology | 2023-24 | 2024-25 | 2025-26 | 2026-27 | 2027-28 | 2028-29 | 2029-30 | 2030-31 | 2031-32 | 2032-33 | 2033-34 | 2034-35 | 2035-36 | 2036-37 | 2037-38 | 2038-39 | 2039-40 | 2040-41 | 2041-42 | 2042-43 | 2043-44 | 2044-45 | 2045-46 | 2046-47 | 2047-48
NSW1 | Black Coal | 39394.286 | 38609.5523 | 30970.3758 | 29007.6802 | 23491.252 | 20032.4329 | 17525.715 | 15545.4708 | 15933.8582 | 15177.9538 | 7323.3247 | 7555.5449 | 6693.8128 | 5786.4636 | 6440.55 | 3402.1313 | 3271.1596 | 0 | 0 | 0 | 0 | 0 | 0 | 0 | 0
NSW1 | Brown Coal | 0 | 0 | 0 | 0 | 0 | 0 | 0 | 0 | 0 | 0 | 0 | 0 | 0 | 0 | 0 | 0 | 0 | 0 | 0 | 0 | 0 | 0 | 0 | 0 | 0
NSW1 | CCGT | 18.9855 | 25.1631 | 670.0878 | 549.0065 | 550.5813 | 539.1499 | 834.7141 | 899.7184 | 1069.5623 | 801.9598 | 1346.8726 | 1579.848 | 977.9361 | 1062.0535 | 1067.8913 | 1537.959 | 1312.3047 | 1323.2461 | 1186.1814 | 1479.9797 | 0.014904 | 0.014136 | 0.014387 | 0.016727 | 0.016653
NSW1 | Gas - Steam | 0 | 0 | 0 | 0 | 0 | 0 | 0 | 0 | 0 | 0 | 0 | 0 | 0 | 0 | 0 | 0 | 0 | 0 | 0 | 0 | 0 | 0 | 0 | 0 | 0
NSW1 | OCGT / Diesel | 6.3333 | 8.0272 | 47.5651 | 38.7977 | 19.404 | 8.786 | 1.3146 | 38.0889 | 12.0681 | 58.6182 | 147.2092 | 558.3071 | 334.293 | 573.5828 | 283.257 | 941.1508 | 1367.4518 | 3489.217 | 1529.9388 | 1808.3267 | 4165.8453 | 2083.6422 | 2665.3284 | 3056.2315 | 3176.4395
NSW1 | Hydro | 2206.3732 | 2798.0506 | 3147.4424 | 2962.1815 | 2533.4534 | 3636.6307 | 3122.993 | 2997.592 | 3027.731 | 2585.9859 | 3199.5714 | 3372.6259 | 3059.0133 | 2715.7936 | 3778.1798 | 3298.703 | 2864.53 | 2840.4886 | 2566.5249 | 3040.8964 | 3183.6838 | 2962.4989 | 2539.5175 | 3747.895 | 3761.3634
NSW1 | Hydrogen Turbine | 0 | 0 | 0 | 0 | 0 | 0 | 0 | 0 | 0 | 0 | 0 | 0 | 0 | 0 | 0 | 0 | 0 | 0 | 0 | 0 | 0 | 0 | 0 | 0 | 0
NSW1 | Wind | 9974.6699 | 10615.9095 | 17582.9632 | 19022.1547 | 27675.3237 | 30953.9539 | 30050.4167 | 29957.6035 | 29999.3426 | 33724.542 | 34781.0092 | 34703.771 | 41886.5461 | 43470.3821 | 47181.2961 | 44333.1139 | 44104.6924 | 41813.6202 | 44965.9643 | 44759.4462 | 43993.2566 | 46167.0849 | 48729.6021 | 53276.4327 | 53587.2464
NSW1 | Solar PV | 8779.8958 | 8487.7373 | 10600.9088 | 11035.0875 | 11077.0856 | 10917.9639 | 13050.3359 | 16461.9279 | 17138.6885 | 18522.8685 | 20553.8303 | 20105.1946 | 21297.1255 | 23064.5306 | 22526.6906 | 25702.8131 | 29119.807 | 29726.2267 | 32325.0536 | 35953.2723 | 35558.8772 | 37887.2146 | 37662.6854 | 35898.7619 | 35668.1395
NSW1 | Grid Battery | 21.5162 | 25.0324 | 1581.641 | 1638.8856 | 2301.2405 | 2825.2397 | 3100.9061 | 3288.0568 | 3165.4093 | 5484.1485 | 5246.5001 | 5004.9007 | 6513.9154 | 6450.651 | 6327.6289 | 6608.8529 | 8261.0688 | 7974.9833 | 11040.7986 | 10738.013 | 10086.0965 | 11717.231 | 10500.3699 | 9441.7356 | 8659.4933
NSW1 | Pumped Hydro | 166.7166 | 195.4764 | 1120.4928 | 1640.3491 | 2179.5261 | 3595.7815 | 3968.5663 | 4894.7833 | 5446.5658 | 4966.1385 | 5517.6617 | 5644.121 | 5856.99 | 6197.3329 | 5990.5958 | 5846.4729 | 5494.7493 | 5031.7784 | 5497.5097 | 5306.2914 | 4833.6834 | 5189.6584 | 5222.5279 | 5687.9587 | 4804.5647
NSW1 | VPP | 19.1292 | 40.8699 | 81.1387 | 118.3948 | 163.3673 | 202.0927 | 273.2607 | 332.1124 | 413.2746 | 499.3276 | 597.4525 | 679.4929 | 821.1514 | 940.5659 | 1028.2712 | 1166.5346 | 1288.402 | 1366.6272 | 1508.5954 | 1622.4807 | 1646.2489 | 1809.2065 | 1921.283 | 1987.0274 | 2085.3214
Total excluding storage |  | 60380.5438 | 60544.4401 | 63019.3432 | 62614.9082 | 65347.1001 | 66088.9174 | 64585.4893 | 65900.4014 | 67181.2507 | 70871.928 | 67351.8174 | 67875.2915 | 74248.7268 | 76672.8061 | 81277.8647 | 79215.8712 | 82039.9455 | 79192.7986 | 82573.663 | 87041.9213 | 86901.6778 | 89100.4547 | 91597.1477 | 95979.3379 | 96193.2055
Region | Technology | 2023-24 | 2024-25 | 2025-26 | 2026-27 | 2027-28 | 2028-29 | 2029-30 | 2030-31 | 2031-32 | 2032-33 | 2033-34 | 2034-35 | 2035-36 | 2036-37 | 2037-38 | 2038-39 | 2039-40 | 2040-41 | 2041-42 | 2042-43 | 2043-44 | 2044-45 | 2045-46 | 2046-47 | 2047-48
QLD1 | Black Coal | 40315.3793 | 40777.7434 | 33431.929 | 30823.8043 | 28918.144 | 27963.9171 | 22211.4062 | 20676.053 | 18389.847 | 16141.9481 | 15720.7598 | 15733.1584 | 11310.8317 | 11340.6574 | 10144.125 | 6298.3154 | 6715.5083 | 0.2368 | 0.21592 | 0.18658 | 0.17611 | 0.068326 | 0.056059 | 0.048045 | 0.036216
QLD1 | Brown Coal | 0 | 0 | 0 | 0 | 0 | 0 | 0 | 0 | 0 | 0 | 0 | 0 | 0 | 0 | 0 | 0 | 0 | 0 | 0 | 0 | 0 | 0 | 0 | 0 | 0
QLD1 | CCGT | 941.3751 | 900.7141 | 2263.0735 | 2474.5538 | 2457.1685 | 2168.0617 | 3182.9478 | 2879.6617 | 3504.887 | 3250.0322 | 4394.0466 | 4666.0255 | 4155.0528 | 3398.7898 | 3001.665 | 3865.639 | 3104.1881 | 3594.2462 | 3301.0444 | 3599.1961 | 3751.7554 | 3138.1498 | 1596.6914 | 1050.0028 | 1036.5562
QLD1 | Gas - Steam | 0 | 0 | 0 | 0 | 0 | 0 | 0 | 0 | 0 | 0 | 0 | 0 | 0 | 0 | 0 | 0 | 0 | 0 | 0 | 0 | 0 | 0 | 0 | 0 | 0
QLD1 | OCGT / Diesel | 2.1117 | 0.0053181 | 17.305 | 50.3552 | 25.4804 | 15.9823 | 50.8189 | 135.3525 | 230.8555 | 193.0681 | 461.3827 | 549.7294 | 582.8038 | 899.6282 | 832.5154 | 1654.6854 | 1948.2882 | 4330.0718 | 2096.2033 | 3168.1023 | 3376.9418 | 2371.0792 | 3445.0835 | 4637.1883 | 4020.9342
QLD1 | Hydro | 716.4171 | 729.3964 | 740.9774 | 708.0901 | 723.7313 | 731.0714 | 725.1935 | 722.5068 | 721.0966 | 726.1777 | 722.156 | 718.7671 | 712.9131 | 715.1262 | 228.4818 | 219.4522 | 188.0566 | 193.9408 | 190.1757 | 0 | 0 | 0 | 0 | 0 | 0
QLD1 | Hydrogen Turbine | 0 | 0 | 0 | 0 | 0 | 0 | 0 | 0 | 0 | 0 | 0 | 0 | 0 | 0 | 0 | 0 | 0 | 0 | 0 | 0 | 0 | 0 | 0 | 0 | 0
QLD1 | Wind | 6363.0365 | 5848.4883 | 14993.1101 | 16238.8497 | 17936.1996 | 22954.3666 | 26094.3865 | 28793.5119 | 28593.4436 | 31314.2061 | 31930.7228 | 31990.6865 | 32210.804 | 34911.0682 | 42405.7317 | 41685.2603 | 41913.3108 | 40474.497 | 40363.463 | 41699.9538 | 43136.1399 | 41406.0747 | 43710.0305 | 54686.2844 | 53735.7891
QLD1 | Solar PV | 8398.5517 | 8299.8874 | 8658.1184 | 8519.0993 | 8372.0323 | 7606.2358 | 8247.7449 | 8515.4806 | 10338.3986 | 11180.6782 | 12495.0946 | 14613.6083 | 15052.3552 | 14494.4289 | 15231.2157 | 20358.6685 | 27085.656 | 32860.2448 | 38387.7349 | 51555.389 | 52687.4329 | 50927.0218 | 50934.1641 | 49308.3744 | 52485.3733
QLD1 | Grid Battery | 53.5815 | 53.7789 | 55.9516 | 57.7821 | 56.3729 | 1350.5119 | 1381.7065 | 2530.9541 | 2983.8611 | 3900.0872 | 4402.638 | 5277.6907 | 5729.836 | 5798.4824 | 4991.9893 | 5507.5398 | 7094.734 | 7448.8397 | 12322.1599 | 17081.3387 | 17234.8911 | 16968.2375 | 17278.9806 | 15099.4007 | 15884.1456
QLD1 | Pumped Hydro | 510.29 | 633.4977 | 793.2507 | 999.4124 | 997.4744 | 692.2186 | 852.9713 | 830.0442 | 833.0612 | 757.4486 | 746.9649 | 697.2265 | 717.367 | 761.4566 | 2448.8428 | 3037.5145 | 4296.1478 | 4517.5946 | 4041.1023 | 4248.5016 | 4046.3296 | 3957.7922 | 3630.7791 | 3996.7225 | 3743.9747
QLD1 | VPP | 11.7332 | 18.9362 | 33.895 | 55.9929 | 81.1649 | 105.012 | 149.4015 | 186.3216 | 260.6549 | 338.8572 | 429.4856 | 505.7017 | 603.2263 | 706.4548 | 767.9594 | 891.916 | 1005.5565 | 1126.7482 | 1274.8258 | 1458.1769 | 1571.6625 | 1665.8243 | 1783.3984 | 1821.0717 | 1914.0234
Total excluding storage |  | 56736.8715 | 56556.235 | 60104.5136 | 58814.7525 | 58432.7562 | 61439.6349 | 60512.4979 | 61722.5664 | 61778.5284 | 62806.1104 | 65724.1625 | 68271.9753 | 64024.7606 | 65759.6986 | 71843.7346 | 74082.0207 | 80955.008 | 81453.2374 | 84338.8372 | 100022.8277 | 102952.4461 | 97842.3938 | 99686.0255 | 109681.898 | 111278.6891
Region | Technology | 2023-24 | 2024-25 | 2025-26 | 2026-27 | 2027-28 | 2028-29 | 2029-30 | 2030-31 | 2031-32 | 2032-33 | 2033-34 | 2034-35 | 2035-36 | 2036-37 | 2037-38 | 2038-39 | 2039-40 | 2040-41 | 2041-42 | 2042-43 | 2043-44 | 2044-45 | 2045-46 | 2046-47 | 2047-48
VIC1 | Black Coal | 0 | 0 | 0 | 0 | 0 | 0 | 0 | 0 | 0 | 0 | 0 | 0 | 0 | 0 | 0 | 0 | 0 | 0 | 0 | 0 | 0 | 0 | 0 | 0 | 0
VIC1 | Brown Coal | 27189.9625 | 24981.4679 | 18259.3165 | 17001.7749 | 14101.1467 | 11651.6718 | 8410.8583 | 7635.6485 | 0.087315 | 0.089273 | 0.090556 | 0.093048 | 0.085106 | 0.077574 | 0.079993 | 0.065677 | 0.063296 | 0.06269 | 0.061463 | 0.061082 | 0.0608 | 0.053241 | 0.010387 | 0.014733 | 0
VIC1 | CCGT | 0 | 0.0039801 | 0.0047946 | 0.0063124 | 0.0064875 | 0.0071283 | 0.0072657 | 0.0074253 | 0.0072412 | 0.0072611 | 0.0073237 | 0.0086967 | 0.0083194 | 0.0083819 | 0.011053 | 0.01129 | 0.011461 | 0.012372 | 0.013141 | 0.013703 | 0.022773 | 0.02192 | 0.02225 | 0.023392 | 0.023447
VIC1 | Gas - Steam | 15.3132 | 18.7613 | 197.7201 | 128.5577 | 184.8376 | 431.2972 | 165.843 | 744.5416 | 381.7181 | 330.1125 | 302.1932 | 546.6739 | 329.6088 | 440.0239 | 541.647 | 676.5387 | 0 | 0 | 0 | 0 | 0 | 0 | 0 | 0 | 0
VIC1 | OCGT / Diesel | 20.719 | 14.1881 | 92.6005 | 88.4632 | 114.4864 | 252.4502 | 73.9026 | 219.5443 | 169.5427 | 235.103 | 230.4693 | 690.9613 | 468.8128 | 514.2318 | 874.9797 | 927.1085 | 1805.1936 | 2374.4744 | 2021.6905 | 2422.8502 | 4234.0956 | 3695.2185 | 4161.5835 | 5660.062 | 4856.4817
VIC1 | Hydro | 2749.3018 | 3332.742 | 3443.7591 | 3265.9142 | 2730.7504 | 4096.5512 | 3416.9816 | 2954.4347 | 2957.6341 | 2698.555 | 3297.2504 | 3404.8719 | 3241.5903 | 2712.1363 | 4082.6872 | 3417.1245 | 2959.0695 | 2957.2848 | 2698.9183 | 3297.7252 | 3413.919 | 3242.136 | 2715.1892 | 4082.9152 | 4093.28
VIC1 | Hydrogen Turbine | 0 | 0 | 0 | 0 | 0 | 0 | 0 | 0 | 0 | 0 | 0 | 0 | 0 | 0 | 0 | 0 | 0 | 0 | 0 | 0 | 0 | 0 | 0 | 0 | 0
VIC1 | Wind | 11526.093 | 12948.7858 | 15646.593 | 17859.3263 | 20081.3116 | 19882.0274 | 21850.307 | 21876.1536 | 26892.8627 | 24212.7763 | 29948.0096 | 28866.0277 | 30208.3948 | 31161.4621 | 30002.5865 | 31439.9296 | 30122.9379 | 32815.1545 | 29256.2622 | 30860.5094 | 29421.1545 | 29915.0821 | 29087.5341 | 29998.8946 | 31624.793
VIC1 | Solar PV | 2101.6673 | 1939.3705 | 1958.0819 | 1900.8008 | 1853.6536 | 1835.7279 | 1831.5697 | 1802.6688 | 2043.0374 | 3971.4575 | 3798.897 | 4615.6486 | 4844.4866 | 5214.6839 | 6386.6915 | 6568.1697 | 7934.1688 | 7549.7297 | 10707.9691 | 10554.5318 | 14240.6404 | 15076.9165 | 15865.684 | 14327.0737 | 14717.0048
VIC1 | Grid Battery | 159.0969 | 161.1798 | 189.8128 | 429.3382 | 426.0788 | 391.9591 | 724.0948 | 1062.2254 | 1051.46 | 1413.3434 | 1275.051 | 1203.5625 | 2195.9616 | 2243.1761 | 2612.8411 | 2647.2244 | 3293.6053 | 3074.5827 | 3857.7465 | 3637.782 | 3853.8296 | 4869.4755 | 4977.2275 | 4440.2146 | 4502.7087
VIC1 | Pumped Hydro | 0 | 0 | 0.015648 | 0.058338 | 0.062016 | 0.060993 | 0.059843 | 0.062381 | 0.061492 | 0.059644 | 0.059279 | 0.059435 | 0.070155 | 0.070599 | 0.098595 | 0.10038 | 0.10816 | 0.10716 | 0.14439 | 0.13733 | 0.13485 | 261.7293 | 263.2954 | 255.6333 | 246.0989
VIC1 | VPP | 11.9551 | 20.7464 | 38.5738 | 61.0066 | 98.2877 | 124.1012 | 170.1456 | 195.3442 | 242.1589 | 295.47 | 363.4212 | 406.0328 | 511.6049 | 595.6701 | 671.8375 | 752.6757 | 863.4182 | 913.1417 | 1047.004 | 1103.4994 | 1143.7299 | 1263.8107 | 1396.8627 | 1405.3173 | 1472.6259
Total excluding storage |  | 43603.0569 | 43235.3195 | 39598.0758 | 40244.8434 | 39066.1928 | 38149.7327 | 35749.4695 | 35232.9989 | 32444.8897 | 31448.1008 | 37576.9175 | 38124.2852 | 39092.9867 | 40042.6239 | 41888.6831 | 43028.948 | 42821.4445 | 45696.7184 | 44684.9146 | 47135.6914 | 51309.8931 | 51929.4283 | 51830.0233 | 54068.9836 | 55291.583
Region | Technology | 2023-24 | 2024-25 | 2025-26 | 2026-27 | 2027-28 | 2028-29 | 2029-30 | 2030-31 | 2031-32 | 2032-33 | 2033-34 | 2034-35 | 2035-36 | 2036-37 | 2037-38 | 2038-39 | 2039-40 | 2040-41 | 2041-42 | 2042-43 | 2043-44 | 2044-45 | 2045-46 | 2046-47 | 2047-48
SA1 | Black Coal | 0 | 0 | 0 | 0 | 0 | 0 | 0 | 0 | 0 | 0 | 0 | 0 | 0 | 0 | 0 | 0 | 0 | 0 | 0 | 0 | 0 | 0 | 0 | 0 | 0
SA1 | Brown Coal | 0 | 0 | 0 | 0 | 0 | 0 | 0 | 0 | 0 | 0 | 0 | 0 | 0 | 0 | 0 | 0 | 0 | 0 | 0 | 0 | 0 | 0 | 0 | 0 | 0
SA1 | CCGT | 1051.7525 | 857.9127 | 1110.7982 | 683.5578 | 921.3392 | 1149.2169 | 922.6981 | 1220.0012 | 992.4195 | 907.074 | 1063.7914 | 1420.4472 | 843.1602 | 1027.473 | 0.0084498 | 0.0085476 | 0.008613 | 0.008573 | 0.0083948 | 0.0085536 | 0.010385 | 0.010026 | 0.010093 | 0.010323 | 0.010244
SA1 | Gas - Steam | 92.6566 | 109.6976 | 218.6837 | 117.4748 | 95.7478 | 120.804 | 42.7745 | 191.655 | 208.504 | 142.248 | 171.8058 | 607.4553 | 0 | 0 | 0 | 0 | 0 | 0 | 0 | 0 | 0 | 0 | 0 | 0 | 0
SA1 | OCGT / Diesel | 165.935 | 185.55 | 281.1043 | 152.0113 | 268.0414 | 322.5462 | 227.6739 | 388.7536 | 334.3198 | 256.288 | 384.0131 | 606.1925 | 388.5263 | 466.0596 | 594.1625 | 749.3256 | 892.6708 | 976.8652 | 706.5287 | 808.1164 | 1441.2933 | 624.7377 | 606.9508 | 533.5264 | 447.8294
SA1 | Hydro | 0 | 0 | 0 | 0 | 0 | 0 | 0 | 0 | 0 | 0 | 0 | 0 | 0 | 0 | 0 | 0 | 0 | 0 | 0 | 0 | 0 | 0 | 0 | 0 | 0
SA1 | Hydrogen Turbine | 0 | 0 | 0 | 0 | 0 | 0 | 0 | 0 | 0 | 0 | 0 | 0 | 0 | 0 | 0 | 0 | 0 | 0 | 0 | 0 | 0 | 0 | 0 | 0 | 0
SA1 | Wind | 6896.1305 | 7518.3205 | 7726.4719 | 9491.9465 | 9713.8185 | 11521.157 | 11681.8097 | 11046.2202 | 12328.7991 | 11660.9249 | 12297.4134 | 11147.8564 | 12479.1768 | 12243.7075 | 12890.8297 | 14094.8438 | 12498.2229 | 13657.4299 | 12625.8415 | 15819.0375 | 14645.2453 | 16745.5959 | 16287.38 | 18756.2181 | 20721.0855
SA1 | Solar PV | 1253.4737 | 1141.9605 | 1162.855 | 1086.1221 | 1103.169 | 1066.9814 | 1033.9623 | 1008.0792 | 1003.6239 | 1859.9149 | 1748.1411 | 2819.295 | 2910.509 | 3105.7252 | 4415.2847 | 4424.6766 | 5459.8459 | 7251.3041 | 10293.4222 | 9228.6831 | 11653.7489 | 11629.3778 | 12846.8856 | 11807.4841 | 11443.3711
SA1 | Grid Battery | 187.1408 | 189.1872 | 187.2359 | 179.9986 | 182.0943 | 176.8091 | 174.8527 | 171.4356 | 206.6746 | 1504.8867 | 1436.3731 | 1362.7365 | 1974.2805 | 2064.2167 | 2734.3451 | 2730.3553 | 2906.5247 | 3434.8684 | 5203.0451 | 4450.9083 | 5082.9601 | 5391.3991 | 6011.9883 | 5214.6946 | 4752.5631
SA1 | Pumped Hydro | 0 | 0 | 0.013385 | 0.016142 | 0.019199 | 0.019217 | 0.020448 | 0.02316 | 0.023795 | 0.023829 | 0.024451 | 0.024931 | 0.030172 | 0.030648 | 0.035282 | 0.036261 | 0.038253 | 0.04095 | 0.047767 | 0.047329 | 0.048901 | 0.05808 | 0.059262 | 0.05785 | 0.05962
SA1 | VPP | 52.665 | 73.3279 | 89.2612 | 108.1519 | 131.6639 | 152.2127 | 178.5653 | 201.0426 | 234.2246 | 264.8627 | 304.5821 | 323.8051 | 368.2706 | 421.4967 | 446.7825 | 492.2804 | 527.567 | 542.4045 | 603.243 | 621.4937 | 636.2922 | 666.7562 | 730.2158 | 725.4664 | 742.7197
Total excluding storage |  | 9459.9483 | 9813.4413 | 10499.9131 | 11531.1124 | 12102.1159 | 14180.7054 | 13908.9186 | 13854.7092 | 14867.6662 | 14826.4497 | 15665.1647 | 16601.2463 | 16621.3723 | 16842.9653 | 17900.2853 | 19268.8546 | 18850.7482 | 21885.6079 | 23625.8007 | 25855.8455 | 27740.2979 | 28999.7214 | 29741.2266 | 31097.2389 | 32612.2962
Region | Technology | 2023-24 | 2024-25 | 2025-26 | 2026-27 | 2027-28 | 2028-29 | 2029-30 | 2030-31 | 2031-32 | 2032-33 | 2033-34 | 2034-35 | 2035-36 | 2036-37 | 2037-38 | 2038-39 | 2039-40 | 2040-41 | 2041-42 | 2042-43 | 2043-44 | 2044-45 | 2045-46 | 2046-47 | 2047-48
TAS1 | Black Coal | 0 | 0 | 0 | 0 | 0 | 0 | 0 | 0 | 0 | 0 | 0 | 0 | 0 | 0 | 0 | 0 | 0 | 0 | 0 | 0 | 0 | 0 | 0 | 0 | 0
TAS1 | Brown Coal | 0 | 0 | 0 | 0 | 0 | 0 | 0 | 0 | 0 | 0 | 0 | 0 | 0 | 0 | 0 | 0 | 0 | 0 | 0 | 0 | 0 | 0 | 0 | 0 | 0
TAS1 | CCGT | 0 | 0.0022327 | 0.002381 | 0.002503 | 0.0026225 | 0.0027796 | 0.0030107 | 0.003232 | 0.0035744 | 0.0039643 | 0.0039974 | 0.0043005 | 0.0042235 | 0.0042463 | 0.0048139 | 0.0048221 | 0.0049274 | 0.0047778 | 0.0049065 | 0.0049479 | 0.0053261 | 0.0059352 | 0.0059481 | 0.006043 | 0.0060753
TAS1 | Gas - Steam | 0 | 0 | 0 | 0 | 0 | 0 | 0 | 0 | 0 | 0 | 0 | 0 | 0 | 0 | 0 | 0 | 0 | 0 | 0 | 0 | 0 | 0 | 0 | 0 | 0
TAS1 | OCGT / Diesel | 0.0021048 | 0.0021993 | 0.0067443 | 0.2259 | 0.0025767 | 0.025897 | 1.1095 | 1.9388 | 3.2157 | 6.1209 | 0.39742 | 13.2504 | 12.838 | 12.7112 | 15.611 | 11.9878 | 49.6819 | 11.9392 | 5.1316 | 7.3191 | 7.2976 | 4.5182 | 5.478 | 4.3889 | 4.1337
TAS1 | Hydro | 9555.8997 | 9504.9195 | 9485.4918 | 8898.6691 | 8042.7673 | 8071.9698 | 10834.234 | 10541.8773 | 9927.4946 | 9500.7142 | 9789.8469 | 9863.8036 | 8917.2818 | 8416.3438 | 9072.4583 | 8876.4872 | 8678.4571 | 8802.3024 | 8603.8501 | 9398.369 | 9543.9702 | 8405.0482 | 9177.8185 | 10371.2565 | 9623.706
TAS1 | Hydrogen Turbine | 0 | 0 | 0 | 0 | 0 | 0 | 0 | 0 | 0 | 0 | 0 | 0 | 0 | 0 | 0 | 0 | 0 | 0 | 0 | 0 | 0 | 0 | 0 | 0 | 0
TAS1 | Wind | 4392.9845 | 4228.4152 | 4520.0265 | 4581.5899 | 5313.0292 | 5834.8394 | 7512.9056 | 7564.8282 | 13088.2569 | 12918.8215 | 12253.5207 | 12659.4706 | 12868.183 | 13419.9482 | 12960.2882 | 12620.661 | 12390.9865 | 13511.8002 | 13123.6934 | 12604.0405 | 13080.3893 | 12804.611 | 13215.7449 | 13205.4256 | 12825.0444
TAS1 | Solar PV | 0.0023205 | 0.0044359 | 0.0054019 | 0.0066606 | 0.0064579 | 0.0054533 | 0.0057871 | 0.0079978 | 0.0077044 | 0.011306 | 0.011947 | 0.01654 | 0.016529 | 0.01634 | 0.015944 | 0.016697 | 0.022771 | 0.023498 | 0.028836 | 0.03183 | 0.038294 | 0.064433 | 0.063541 | 0.055712 | 0.057877
TAS1 | Grid Battery | 0.010641 | 0.012169 | 0.014176 | 0.016462 | 0.01933 | 0.019536 | 0.024254 | 0.032 | 0.051589 | 0.061194 | 0.063403 | 0.063232 | 0.069967 | 0.069946 | 0.081628 | 0.082319 | 0.088596 | 0.10171 | 0.098339 | 0.097246 | 0.10397 | 0.13004 | 0.12522 | 0.12377 | 0.1408
TAS1 | Pumped Hydro | 0 | 0 | 0.021055 | 0.023971 | 0.027253 | 0.031078 | 0.048224 | 0.072319 | 177.1002 | 815.7216 | 840.6473 | 794.0084 | 1004.0273 | 1043.9995 | 1287.3812 | 1283.6564 | 1376.6859 | 1401.5489 | 1284.743 | 1274.516 | 1337.7579 | 1322.1994 | 1248.6724 | 1282.9707 | 1271.2775
TAS1 | VPP | 0.65626 | 1.0315 | 1.5811 | 3.3916 | 5.126 | 7.1676 | 12.0037 | 15.3681 | 22.4909 | 25.4721 | 30.4332 | 31.928 | 36.8924 | 42.8415 | 45.8973 | 48.6013 | 61.0925 | 70.1891 | 69.4959 | 76.5348 | 79.2532 | 84.4659 | 90.6375 | 90.0391 | 94.1289
Total excluding storage |  | 13948.8886 | 13733.3436 | 14005.5329 | 13480.4941 | 13355.8082 | 13906.8433 | 18348.258 | 18108.6554 | 23018.9786 | 22425.6718 | 22043.781 | 22536.5456 | 21798.3235 | 21849.0238 | 22048.3782 | 21509.1576 | 21119.1532 | 22326.0701 | 21732.7089 | 22009.7654 | 22631.7007 | 21214.2478 | 22399.1109 | 23581.1327 | 22452.9481
Explicitly modelled pumping
Region | Technology | 2023-24 | 2024-25 | 2025-26 | 2026-27 | 2027-28 | 2028-29 | 2029-30 | 2030-31 | 2031-32 | 2032-33 | 2033-34 | 2034-35 | 2035-36 | 2036-37 | 2037-38 | 2038-39 | 2039-40 | 2040-41 | 2041-42 | 2042-43 | 2043-44 | 2044-45 | 2045-46 | 2046-47 | 2047-48
NEM | Grid Battery pump | 498.8429 | 510.1108 | 2419.1536 | 2762.767 | 3566.1306 | 5679.9176 | 6460.0826 | 8463.2394 | 8916.7333 | 14780.6231 | 14867.2046 | 15470.6793 | 19721.909 | 19920.8876 | 20111.8258 | 21050.208 | 25889.8098 | 26485.0268 | 38986.0491 | 43288.5614 | 43596.8711 | 46909.1955 | 46754.3352 | 41135.5307 | 40663.6897
NEM | Pumped Hydro Pump | 1711.8437 | 2050.4399 | 3698.9074 | 4820.9511 | 5825.3179 | 6426.5022 | 7708.5392 | 9049.1216 | 10318.2871 | 9940.1451 | 11109.6054 | 10507.2644 | 11417.5458 | 12357.242 | 14036.9079 | 14869.1627 | 15969.2057 | 16067.1775 | 15343.5068 | 15768.793 | 14439.349 | 15387.5365 | 15217.5034 | 15892.5254 | 14173.7267
NEM | VPP pump | 112.9102 | 182.4497 | 287.5662 | 407.9805 | 565.0179 | 694.0364 | 922.2572 | 1093.7026 | 1382.3279 | 1673.5974 | 2030.217 | 2292.2976 | 2751.2939 | 3184.9289 | 3489.9641 | 3945.9101 | 4397.8092 | 4740.9418 | 5287.4874 | 5750.1644 | 5967.1592 | 6459.5353 | 6977.8616 | 7082.9965 | 7418.3818
Region | Technology | 2023-24 | 2024-25 | 2025-26 | 2026-27 | 2027-28 | 2028-29 | 2029-30 | 2030-31 | 2031-32 | 2032-33 | 2033-34 | 2034-35 | 2035-36 | 2036-37 | 2037-38 | 2038-39 | 2039-40 | 2040-41 | 2041-42 | 2042-43 | 2043-44 | 2044-45 | 2045-46 | 2046-47 | 2047-48
NSW1 | Grid Battery pump | 25.525 | 29.8892 | 1905.0607 | 1974.1326 | 2778.0196 | 3397.6433 | 3739.0687 | 3957.6817 | 3821.8891 | 6601.9431 | 6320.7683 | 6030.7364 | 7843.0063 | 7771.8575 | 7650.4266 | 7962.4473 | 9926.3076 | 9640.9877 | 13280.6426 | 12937.8896 | 12140.2895 | 14117.1207 | 12688.0638 | 11338.9319 | 10432.6946
NSW1 | Pumped Hydro Pump | 979.8651 | 1148.236 | 2598.6621 | 3437.3005 | 4439.8563 | 5468.288 | 6527.3159 | 7898.5278 | 8926.4944 | 7825.8886 | 8961.9578 | 8501.8427 | 9113.1362 | 9915.521 | 9070.7846 | 9174.8661 | 8478.9957 | 8167.8342 | 8327.1009 | 8457.879 | 7371.1252 | 8067.039 | 8342.8291 | 8643.1496 | 7245.7772
NSW1 | VPP pump | 22.4659 | 48.2081 | 95.3315 | 139.288 | 192.2827 | 237.6701 | 321.4831 | 390.7205 | 487.4767 | 586.1754 | 703.0598 | 800.1553 | 965.1314 | 1106.548 | 1213.2202 | 1372.6555 | 1512.0156 | 1612.4446 | 1770.1704 | 1909.5021 | 1936.3271 | 2128.2133 | 2264.7289 | 2333.7857 | 2452.8165
Region | Technology | 2023-24 | 2024-25 | 2025-26 | 2026-27 | 2027-28 | 2028-29 | 2029-30 | 2030-31 | 2031-32 | 2032-33 | 2033-34 | 2034-35 | 2035-36 | 2036-37 | 2037-38 | 2038-39 | 2039-40 | 2040-41 | 2041-42 | 2042-43 | 2043-44 | 2044-45 | 2045-46 | 2046-47 | 2047-48
QLD1 | Grid Battery pump | 63.6089 | 64.0224 | 66.6965 | 68.7005 | 67.1104 | 1611.6635 | 1649.1299 | 3033.7837 | 3590.0464 | 4672.2756 | 5290.8482 | 6360.9584 | 6868.3701 | 6970.7517 | 6021.7 | 6605.6689 | 8526.2226 | 8982.1258 | 14827.9517 | 20577.9968 | 20732.0155 | 20434.4365 | 20783.2414 | 18215.9843 | 19080.6283
QLD1 | Pumped Hydro Pump | 731.9786 | 902.2039 | 1100.1792 | 1383.5212 | 1385.3182 | 958.0683 | 1181.0534 | 1150.3868 | 1156.8342 | 1042.0294 | 1034.4101 | 964.3108 | 987.0728 | 1051.9529 | 3287.9746 | 4001.2892 | 5682.3956 | 6034.67 | 5331.7511 | 5640.8308 | 5312.6209 | 5238.477 | 4860.9639 | 5249.1331 | 4931.3231
QLD1 | VPP pump | 13.7821 | 22.2779 | 39.9613 | 65.7893 | 95.4882 | 123.5435 | 175.7665 | 219.2019 | 307.4638 | 397.8444 | 505.4715 | 596.2842 | 708.1426 | 831.1232 | 906.1439 | 1047.6753 | 1181.9829 | 1327.9678 | 1499.3514 | 1715.9237 | 1849.0269 | 1960.049 | 2096.8528 | 2144.3289 | 2248.5361
Region | Technology | 2023-24 | 2024-25 | 2025-26 | 2026-27 | 2027-28 | 2028-29 | 2029-30 | 2030-31 | 2031-32 | 2032-33 | 2033-34 | 2034-35 | 2035-36 | 2036-37 | 2037-38 | 2038-39 | 2039-40 | 2040-41 | 2041-42 | 2042-43 | 2043-44 | 2044-45 | 2045-46 | 2046-47 | 2047-48
VIC1 | Grid Battery pump | 188.941 | 192.4353 | 225.9463 | 507.0185 | 505.0319 | 462.0131 | 864.4874 | 1269.5288 | 1259.4858 | 1695.6324 | 1527.7759 | 1442.39 | 2635.0427 | 2694.5255 | 3148.4198 | 3183.5215 | 3950.7452 | 3711.2296 | 4627.2983 | 4394.9516 | 4619.3891 | 5860.9118 | 6014.8579 | 5325.1183 | 5424.7915
VIC1 | Pumped Hydro Pump | 0 | 0 | 0.02066 | 0.076691 | 0.082045 | 0.079808 | 0.079079 | 0.081824 | 0.081062 | 0.078462 | 0.078049 | 0.078111 | 0.092141 | 0.093194 | 0.12992 | 0.13182 | 0.14208 | 0.14192 | 0.18921 | 0.18152 | 0.17652 | 344.3806 | 350.0924 | 332.7085 | 323.8143
VIC1 | VPP pump | 14.0447 | 24.469 | 45.413 | 71.679 | 115.8987 | 145.7353 | 200.2273 | 229.7608 | 285.369 | 347.8703 | 427.5462 | 477.381 | 601.4661 | 700.7884 | 791.1233 | 887.4831 | 1013.0775 | 1077.6249 | 1228.4288 | 1302.1655 | 1341.6338 | 1486.836 | 1648.3565 | 1648.3255 | 1732.501
Region | Technology | 2023-24 | 2024-25 | 2025-26 | 2026-27 | 2027-28 | 2028-29 | 2029-30 | 2030-31 | 2031-32 | 2032-33 | 2033-34 | 2034-35 | 2035-36 | 2036-37 | 2037-38 | 2038-39 | 2039-40 | 2040-41 | 2041-42 | 2042-43 | 2043-44 | 2044-45 | 2045-46 | 2046-47 | 2047-48
SA1 | Grid Battery pump | 220.7553 | 223.7494 | 221.4333 | 212.8958 | 215.9456 | 208.5745 | 207.3677 | 202.2072 | 245.2506 | 1810.6991 | 1727.7367 | 1636.5191 | 2375.4067 | 2483.6695 | 3291.1823 | 3298.4723 | 3486.429 | 4150.5627 | 6250.0396 | 5377.6076 | 6105.0533 | 6496.5719 | 7268.023 | 6255.3494 | 5725.4078
SA1 | Pumped Hydro Pump | 0 | 0 | 0.017638 | 0.021215 | 0.025375 | 0.025173 | 0.027023 | 0.030389 | 0.031316 | 0.031386 | 0.032199 | 0.032727 | 0.039685 | 0.0404 | 0.046393 | 0.047787 | 0.050218 | 0.054129 | 0.062604 | 0.062484 | 0.064197 | 0.076471 | 0.078228 | 0.075748 | 0.078584
SA1 | VPP pump | 61.8446 | 86.2769 | 105.0044 | 127.2375 | 155.2904 | 178.6821 | 210.6331 | 235.9645 | 275.5584 | 311.6563 | 358.4197 | 380.8062 | 433.2595 | 495.8784 | 525.6286 | 580.8477 | 618.9706 | 640.0319 | 707.7888 | 732.5803 | 747.1694 | 785.0236 | 860.8971 | 851.064 | 873.7883
Region | Technology | 2023-24 | 2024-25 | 2025-26 | 2026-27 | 2027-28 | 2028-29 | 2029-30 | 2030-31 | 2031-32 | 2032-33 | 2033-34 | 2034-35 | 2035-36 | 2036-37 | 2037-38 | 2038-39 | 2039-40 | 2040-41 | 2041-42 | 2042-43 | 2043-44 | 2044-45 | 2045-46 | 2046-47 | 2047-48
TAS1 | Grid Battery pump | 0.012641 | 0.014452 | 0.016835 | 0.019549 | 0.022972 | 0.023203 | 0.028826 | 0.038016 | 0.061441 | 0.072882 | 0.075411 | 0.075293 | 0.08316 | 0.083349 | 0.097032 | 0.097964 | 0.10529 | 0.12111 | 0.11692 | 0.11568 | 0.1236 | 0.15465 | 0.14916 | 0.14692 | 0.16743
TAS1 | Pumped Hydro Pump | 0 | 0 | 0.027809 | 0.031528 | 0.035968 | 0.040791 | 0.063732 | 0.094817 | 234.8462 | 1072.1172 | 1113.1273 | 1041.0001 | 1317.205 | 1389.6345 | 1677.9724 | 1692.8279 | 1807.6221 | 1864.4771 | 1684.403 | 1669.8391 | 1755.3621 | 1737.5634 | 1663.5398 | 1667.4585 | 1672.7335
TAS1 | VPP pump | 0.77278 | 1.2179 | 1.856 | 3.9868 | 6.0578 | 8.4053 | 14.1471 | 18.055 | 26.46 | 30.0509 | 35.7199 | 37.6709 | 43.2943 | 50.5909 | 53.8481 | 57.2485 | 71.7626 | 82.8726 | 81.748 | 89.9928 | 93.002 | 99.4135 | 107.0263 | 105.4924 | 110.7399
Non-controllable capacity
Region | Technology | 2023-24 | 2024-25 | 2025-26 | 2026-27 | 2027-28 | 2028-29 | 2029-30 | 2030-31 | 2031-32 | 2032-33 | 2033-34 | 2034-35 | 2035-36 | 2036-37 | 2037-38 | 2038-39 | 2039-40 | 2040-41 | 2041-42 | 2042-43 | 2043-44 | 2044-45 | 2045-46 | 2046-47 | 2047-48
NEM | Distributed PV | 27193.0267 | 29855.4402 | 32357.1945 | 38209.2774 | 41747.4805 | 40292.3836 | 45224.5536 | 50139.9148 | 54135.6737 | 57105.5356 | 58421.5607 | 59452.8184 | 66559.8593 | 69279.1038 | 64281.7854 | 69936.994 | 75504.2206 | 79500.5636 | 81997.9526 | 82265.2401 | 82087.7625 | 90235.4986 | 92616.3023 | 85054.2412 | 91677.881
NEM | Behind the meter battery | 657.5137 | 1006.7447 | 1317.3393 | 1566.0098 | 1773.1566 | 1890.8424 | 2143.9911 | 2489.4047 | 2789.0704 | 3113.0752 | 3597.6322 | 4070.11 | 4511.1194 | 4860.9793 | 5165.9009 | 5364.9705 | 5454.5291 | 5447.6237 | 5401.3096 | 5348.7634 | 5404.7881 | 5430.708 | 5462.7544 | 5462.5562 | 5467.5685
NEM | Behind the meter battery pump | 773.9288 | 1184.9284 | 1550.1053 | 1843.1255 | 2087.3228 | 2225.0785 | 2523.5712 | 2929.616 | 3282.4864 | 3663.3641 | 4233.7384 | 4790.7173 | 5309.6304 | 5721.7019 | 6080.1627 | 6314.2799 | 6420.1964 | 6410.0458 | 6358.28 | 6294.3025 | 6360.4049 | 6392.115 | 6428.6141 | 6430.2842 | 6436.1891
Region | Technology | 2023-24 | 2024-25 | 2025-26 | 2026-27 | 2027-28 | 2028-29 | 2029-30 | 2030-31 | 2031-32 | 2032-33 | 2033-34 | 2034-35 | 2035-36 | 2036-37 | 2037-38 | 2038-39 | 2039-40 | 2040-41 | 2041-42 | 2042-43 | 2043-44 | 2044-45 | 2045-46 | 2046-47 | 2047-48
NSW1 | Distributed PV | 8707.243 | 9751.3904 | 10503.0233 | 12723.8602 | 13647.2494 | 13104.8158 | 14473.4152 | 16426.2462 | 18245.0632 | 18826.2306 | 19636.6619 | 19972.4263 | 23055.6023 | 23727.2977 | 21991.0212 | 23494.3379 | 25868.3581 | 27837.73 | 27995.783 | 28469.6892 | 28276.0762 | 31915.822 | 32343.3581 | 29628.8927 | 31325.2769
NSW1 | Behind the meter battery | 236.0997 | 340.3977 | 426.8203 | 496.5989 | 552.178 | 593.1144 | 678.601 | 795.0042 | 915.6299 | 1045.6392 | 1229.8005 | 1397.7866 | 1551.5025 | 1674.213 | 1770.8636 | 1835.975 | 1865.6994 | 1856.8353 | 1844.8207 | 1833.1068 | 1857.9164 | 1869.6097 | 1877.4406 | 1875.4554 | 1868.3381
NSW1 | Behind the meter battery pump | 277.8328 | 400.6658 | 502.3022 | 584.3175 | 650.1429 | 698.0717 | 798.8828 | 935.9349 | 1077.2855 | 1230.342 | 1446.9719 | 1644.5885 | 1826.2437 | 1970.4983 | 2083.9438 | 2160.393 | 2196.8689 | 2184.5941 | 2172.0639 | 2156.8121 | 2185.7851 | 2201.4161 | 2209.4144 | 2207.8793 | 2199.915
Region | Technology | 2023-24 | 2024-25 | 2025-26 | 2026-27 | 2027-28 | 2028-29 | 2029-30 | 2030-31 | 2031-32 | 2032-33 | 2033-34 | 2034-35 | 2035-36 | 2036-37 | 2037-38 | 2038-39 | 2039-40 | 2040-41 | 2041-42 | 2042-43 | 2043-44 | 2044-45 | 2045-46 | 2046-47 | 2047-48
QLD1 | Distributed PV | 8403.6122 | 9014.4286 | 10128.7761 | 11810.9664 | 12852.0367 | 11646.5172 | 13574.1081 | 15017.3782 | 16732.3695 | 17393.2554 | 17557.5691 | 18560.6266 | 20553.8494 | 21340.2223 | 18602.1219 | 20912.7155 | 22422.142 | 24269.4914 | 24675.263 | 24400.9496 | 25282.8181 | 27407.2483 | 28081.7306 | 24169.1 | 26910.5664
QLD1 | Behind the meter battery | 170.7366 | 271.0266 | 364.6122 | 433.5151 | 491.3321 | 537.9626 | 628.6386 | 744.6914 | 834.1762 | 930.9932 | 1074.1494 | 1213.5721 | 1346.8461 | 1448.2671 | 1535.4985 | 1600.0345 | 1631.782 | 1631.2572 | 1608.2973 | 1592.3827 | 1609.1851 | 1612.6466 | 1621.0805 | 1616.2546 | 1614.1068
QLD1 | Behind the meter battery pump | 200.9896 | 319.0374 | 429.0447 | 510.4005 | 578.2214 | 632.9301 | 739.7227 | 876.2329 | 981.9917 | 1095.8935 | 1264.3808 | 1428.9002 | 1585.3756 | 1705.2134 | 1807.0518 | 1884.0736 | 1919.9871 | 1919.529 | 1893.1536 | 1873.7884 | 1893.7201 | 1897.3207 | 1907.6047 | 1902.393 | 1900.3283
Region | Technology | 2023-24 | 2024-25 | 2025-26 | 2026-27 | 2027-28 | 2028-29 | 2029-30 | 2030-31 | 2031-32 | 2032-33 | 2033-34 | 2034-35 | 2035-36 | 2036-37 | 2037-38 | 2038-39 | 2039-40 | 2040-41 | 2041-42 | 2042-43 | 2043-44 | 2044-45 | 2045-46 | 2046-47 | 2047-48
VIC1 | Distributed PV | 6032.5503 | 6741.6639 | 7234.4334 | 8639.8494 | 9717.101 | 9936.1507 | 11013.0924 | 12100.4072 | 12236.49 | 13439.2159 | 13672.5142 | 13430.4185 | 14826.9811 | 15551.3651 | 15167.955 | 16372.941 | 17617.6072 | 17536.8638 | 18949.1962 | 19065.3572 | 18469.7945 | 20161.398 | 20902.3114 | 20262.2833 | 21724.6305
VIC1 | Behind the meter battery | 143.293 | 255.764 | 357.528 | 445.5417 | 520.1297 | 534.0202 | 574.5348 | 646.8898 | 695.0103 | 741.5967 | 840.8801 | 953.3033 | 1060.5591 | 1150.0707 | 1245.2576 | 1291.8352 | 1313.6739 | 1317.4793 | 1309.5395 | 1283.2305 | 1289.176 | 1299.8888 | 1310.3468 | 1322.1048 | 1335.0646
VIC1 | Behind the meter battery pump | 168.7049 | 300.9657 | 420.6293 | 524.3864 | 612.3835 | 628.4616 | 676.2866 | 761.0496 | 817.9236 | 872.5457 | 989.6107 | 1122.4325 | 1248.0938 | 1353.2335 | 1466.2928 | 1520.0169 | 1546.0309 | 1550.041 | 1541.089 | 1510.2224 | 1517.4149 | 1529.652 | 1542.0634 | 1556.6244 | 1571.0173
Region | Technology | 2023-24 | 2024-25 | 2025-26 | 2026-27 | 2027-28 | 2028-29 | 2029-30 | 2030-31 | 2031-32 | 2032-33 | 2033-34 | 2034-35 | 2035-36 | 2036-37 | 2037-38 | 2038-39 | 2039-40 | 2040-41 | 2041-42 | 2042-43 | 2043-44 | 2044-45 | 2045-46 | 2046-47 | 2047-48
SA1 | Distributed PV | 3704.5987 | 3951.988 | 4064.8608 | 4530.5997 | 4981.5094 | 5023.1783 | 5534.6411 | 5907.0055 | 6198.1437 | 6659.2328 | 6727.6851 | 6661.3709 | 7203.2359 | 7704.5469 | 7552.6843 | 8145.7934 | 8520.7085 | 8753.6659 | 9205.589 | 9118.8386 | 8868.1847 | 9444.4097 | 9951.9812 | 9653.1846 | 10332.9568
SA1 | Behind the meter battery | 89.6576 | 114.2984 | 136.4992 | 153.4714 | 168.7112 | 182.0004 | 212.3649 | 244.9938 | 278.8759 | 319.969 | 366.7485 | 408.2686 | 445.0039 | 472.6485 | 491.7265 | 509.3402 | 512.972 | 511.5296 | 508.7854 | 510.011 | 516.6645 | 516.2922 | 519.8793 | 515.4168 | 516.5139
SA1 | Behind the meter battery pump | 105.5364 | 134.5421 | 160.6012 | 180.616 | 198.5417 | 214.1386 | 250.02 | 288.3253 | 328.3143 | 376.4625 | 431.505 | 480.4342 | 523.687 | 556.4807 | 578.644 | 599.3439 | 603.8566 | 602.2642 | 599.156 | 600.4794 | 608.3176 | 607.9903 | 611.8434 | 606.4216 | 607.6875
Region | Technology | 2023-24 | 2024-25 | 2025-26 | 2026-27 | 2027-28 | 2028-29 | 2029-30 | 2030-31 | 2031-32 | 2032-33 | 2033-34 | 2034-35 | 2035-36 | 2036-37 | 2037-38 | 2038-39 | 2039-40 | 2040-41 | 2041-42 | 2042-43 | 2043-44 | 2044-45 | 2045-46 | 2046-47 | 2047-48
TAS1 | Distributed PV | 345.0226 | 395.9693 | 426.1009 | 504.0017 | 549.584 | 581.7216 | 629.2969 | 688.8778 | 723.6073 | 787.6009 | 827.1305 | 827.9761 | 920.1906 | 955.6718 | 968.003 | 1011.2062 | 1075.4049 | 1102.8125 | 1172.1215 | 1210.4055 | 1190.8891 | 1306.6205 | 1336.921 | 1340.7806 | 1384.4504
TAS1 | Behind the meter battery | 17.7268 | 25.258 | 31.8796 | 36.8828 | 40.8056 | 43.7449 | 49.8517 | 57.8255 | 65.3781 | 74.8771 | 86.0537 | 97.1794 | 107.2079 | 115.78 | 122.5546 | 127.7856 | 130.4018 | 130.5224 | 129.8666 | 130.0323 | 131.846 | 132.2708 | 134.0073 | 133.3247 | 133.5451
TAS1 | Behind the meter battery pump | 20.8652 | 29.7174 | 37.5279 | 43.4051 | 48.0333 | 51.4765 | 58.6591 | 68.0734 | 76.9713 | 88.1205 | 101.27 | 114.362 | 126.2303 | 136.2759 | 144.2303 | 150.4525 | 153.4529 | 153.6175 | 152.8175 | 153.0002 | 155.1672 | 155.7358 | 157.6882 | 156.9658 | 157.2412

## Option 1_Capacity
Installed capacity by technology (MW) - Option 1, Step Change Scenario
Capacity calculated on 1 July. In early study years some wind and solar projects enter later in the financial year and are therefore reflected in the following financial year's capacity.
Explicitly modelled generation
Region | Technology | 2023-24 | 2024-25 | 2025-26 | 2026-27 | 2027-28 | 2028-29 | 2029-30 | 2030-31 | 2031-32 | 2032-33 | 2033-34 | 2034-35 | 2035-36 | 2036-37 | 2037-38 | 2038-39 | 2039-40 | 2040-41 | 2041-42 | 2042-43 | 2043-44 | 2044-45 | 2045-46 | 2046-47 | 2047-48
NEM | Black Coal | 16456 | 16456 | 13784.8604 | 11334.223 | 10269.8715 | 9272.3837 | 7518.0223 | 7321.9421 | 6787.8395 | 6154.4212 | 4446.1189 | 4446.1176 | 3739.2498 | 3715.8961 | 3715.8853 | 2113.4526 | 2113.4486 | 0.051459 | 0.047389 | 0.041167 | 0.037564 | 0.015348 | 0.012918 | 0.010452 | 0.0081522
NEM | Brown Coal | 4835 | 4835 | 3227.9457 | 3227.9448 | 2578.1346 | 2073.724 | 1513.7528 | 1371.3529 | 0.01693 | 0.016916 | 0.01691 | 0.016907 | 0.016704 | 0.015207 | 0.015205 | 0.012188 | 0.012153 | 0.012057 | 0.011995 | 0.011865 | 0.011863 | 0.01142 | 0.0027601 | 0.0027592 | 0
NEM | CCGT | 2954.9 | 2774.9034 | 2774.9041 | 2774.9045 | 2774.9045 | 2774.9054 | 2774.9055 | 2774.9056 | 2774.9056 | 2774.9059 | 2774.9064 | 2774.907 | 2774.907 | 2389.907 | 1860.9089 | 1860.9089 | 1716.5091 | 1716.5093 | 1716.5097 | 1716.5098 | 1276.5122 | 1276.5124 | 632.0124 | 388.0131 | 388.0132
NEM | Gas - Steam | 1300 | 1300 | 1300 | 1300 | 1300 | 1300 | 1300 | 1300 | 1300 | 1300 | 1300 | 1300 | 500 | 500 | 500 | 500 | 0 | 0 | 0 | 0 | 0 | 0 | 0 | 0 | 0
NEM | OCGT / Diesel | 7382.1712 | 8132.1743 | 8132.1755 | 8132.1759 | 8132.176 | 8132.1817 | 8132.182 | 7749.6823 | 7749.6827 | 7472.8238 | 6879.324 | 6762.3244 | 6977.2678 | 6977.268 | 8909.9888 | 8909.9889 | 8509.7841 | 8389.788 | 9185.782 | 9091.7821 | 10624.4355 | 11615.8221 | 11615.8221 | 12143.2729 | 11559.2731
NEM | Hydro | 7507.42 | 7507.42 | 7507.42 | 7507.42 | 7507.42 | 7507.42 | 7507.42 | 7507.42 | 7507.42 | 7507.42 | 7507.42 | 7507.42 | 7507.42 | 7507.42 | 7421.02 | 7421.02 | 7421.02 | 7421.02 | 7421.02 | 7355.02 | 7355.02 | 7355.02 | 7355.02 | 7355.02 | 7355.02
NEM | Hydrogen Turbine | 0 | 0 | 0 | 0 | 0 | 0 | 0 | 0 | 0 | 0 | 0 | 0 | 0 | 0 | 0 | 0 | 0 | 0 | 0 | 0 | 0 | 0 | 0 | 0 | 0
NEM | Wind | 12451.1418 | 13734.1764 | 19666.0009 | 21266.5538 | 25172.1964 | 29247.6597 | 31458.0995 | 32521.9307 | 34361.8051 | 36686.9063 | 39991.7151 | 39927.3426 | 41649.749 | 42431.2652 | 46978.3843 | 46676.2145 | 46438.2515 | 45941.5988 | 46266.0467 | 49318.465 | 49320.4998 | 48604.131 | 49013.714 | 56553.5341 | 58131.3508
NEM | Solar PV | 9555.0228 | 9955.0627 | 10654.8145 | 10654.8306 | 10654.8438 | 11067.7194 | 11942.9398 | 13117.9221 | 14163.3197 | 16376.657 | 18156.2655 | 20452.2015 | 20452.2022 | 21479.0059 | 26642.5501 | 29908.1909 | 35677.9507 | 39875.1196 | 45774.4711 | 54095.3352 | 60314.8067 | 59761.6525 | 59903.1873 | 66674.1699 | 65870.1524
NEM | Grid Battery | 1004.6343 | 1004.6619 | 1733.3977 | 1934.2629 | 2234.9703 | 3461.0921 | 3690.8518 | 4394.0017 | 4623.814 | 6902.0835 | 7164.7276 | 7623.8112 | 9341.9733 | 9291.9777 | 10436.8014 | 10436.8054 | 12212.7377 | 12619.7328 | 17577.6801 | 19691.0452 | 20177.5803 | 21860.102 | 21121.385 | 20981.2791 | 20746.9668
NEM | Pumped Hydro | 810 | 810 | 1531.0236 | 1531.0503 | 3595.6776 | 3595.7301 | 3595.7397 | 3595.7531 | 3679.5434 | 4056.5261 | 4056.5274 | 4056.5288 | 4201.909 | 4201.9108 | 5419.206 | 5419.2069 | 6023.2857 | 6023.2873 | 6023.3063 | 6023.3081 | 6023.3102 | 6149.269 | 6149.2701 | 6528.6791 | 6528.6807
NEM | VPP | 318.739 | 623.03 | 1035.446 | 1538.927 | 2142.811 | 2807.633 | 3819.338 | 4674.318 | 5519.234 | 6499.296 | 7698.609 | 9010.322 | 10339.413 | 11714.809 | 13054.43 | 14363.339 | 15318.455 | 16214.658 | 16979.075 | 17751.389 | 18512.156 | 19307.583 | 20087.466 | 20907.658 | 21712.697
Total excluding storage |  | 62441.6557 | 64694.7368 | 67048.1211 | 66198.0526 | 68389.547 | 71375.9939 | 72147.3218 | 73665.1557 | 74644.9895 | 78273.151 | 81055.7668 | 83170.33 | 83600.8123 | 85000.7773 | 96028.7526 | 97389.788 | 101876.9761 | 103344.0992 | 110363.8889 | 121577.1651 | 128891.3237 | 128613.1647 | 128519.7715 | 143114.0233 | 143303.8176
Region | Technology | 2023-24 | 2024-25 | 2025-26 | 2026-27 | 2027-28 | 2028-29 | 2029-30 | 2030-31 | 2031-32 | 2032-33 | 2033-34 | 2034-35 | 2035-36 | 2036-37 | 2037-38 | 2038-39 | 2039-40 | 2040-41 | 2041-42 | 2042-43 | 2043-44 | 2044-45 | 2045-46 | 2046-47 | 2047-48
NSW1 | Black Coal | 8330 | 8330 | 7543.8328 | 5449.9628 | 4789.9624 | 3792.4814 | 3243.0506 | 3243.0489 | 3197.1937 | 3098.3007 | 1389.9985 | 1389.9985 | 1389.9975 | 1389.9975 | 1389.9975 | 730.0061 | 730.0021 | 0 | 0 | 0 | 0 | 0 | 0 | 0 | 0
NSW1 | Brown Coal | 0 | 0 | 0 | 0 | 0 | 0 | 0 | 0 | 0 | 0 | 0 | 0 | 0 | 0 | 0 | 0 | 0 | 0 | 0 | 0 | 0 | 0 | 0 | 0 | 0
NSW1 | CCGT | 440 | 440.0009 | 440.0011 | 440.0011 | 440.0011 | 440.0011 | 440.0011 | 440.0011 | 440.0011 | 440.0012 | 440.0015 | 440.0015 | 440.0015 | 440.0015 | 440.002 | 440.002 | 440.002 | 440.002 | 440.0022 | 440.0022 | 0.0026816 | 0.0026822 | 0.0026828 | 0.0030443 | 0.0030475
NSW1 | Gas - Steam | 0 | 0 | 0 | 0 | 0 | 0 | 0 | 0 | 0 | 0 | 0 | 0 | 0 | 0 | 0 | 0 | 0 | 0 | 0 | 0 | 0 | 0 | 0 | 0 | 0
NSW1 | OCGT / Diesel | 1889.0017 | 2639.0046 | 2639.0047 | 2639.0047 | 2639.0047 | 2639.0047 | 2639.0047 | 2639.0047 | 2639.0047 | 2639.0047 | 2639.0047 | 2639.0048 | 2639.0048 | 2639.0048 | 2900.9252 | 2900.9252 | 2900.9252 | 2900.9253 | 2900.9255 | 2900.9255 | 3614.633 | 2765.8382 | 2765.8383 | 2765.8388 | 2765.8389
NSW1 | Hydro | 2525 | 2525 | 2525 | 2525 | 2525 | 2525 | 2525 | 2525 | 2525 | 2525 | 2525 | 2525 | 2525 | 2525 | 2525 | 2525 | 2525 | 2525 | 2525 | 2525 | 2525 | 2525 | 2525 | 2525 | 2525
NSW1 | Hydrogen Turbine | 0 | 0 | 0 | 0 | 0 | 0 | 0 | 0 | 0 | 0 | 0 | 0 | 0 | 0 | 0 | 0 | 0 | 0 | 0 | 0 | 0 | 0 | 0 | 0 | 0
NSW1 | Wind | 3120.7817 | 3516.7843 | 5875.4161 | 6083.198 | 8795.4036 | 9821.3142 | 10074.7652 | 10074.7729 | 10074.7832 | 11278.5332 | 11924.4305 | 12048.927 | 13833.507 | 14476.2213 | 15607.0554 | 15423.3949 | 15423.3958 | 15131.9259 | 15444.2598 | 15948.6808 | 15936.1302 | 15936.1317 | 16946.0773 | 18003.3669 | 19214.7485
NSW1 | Solar PV | 4201.0182 | 4455.0512 | 5154.7858 | 5154.7862 | 5154.798 | 5567.6491 | 6442.8592 | 7617.8145 | 8023.2971 | 8609.5939 | 9703.6224 | 9786.4954 | 9786.4958 | 10792.1627 | 12396.3181 | 13713.696 | 14622.804 | 15003.8056 | 15863.4212 | 18347.1865 | 19095.1643 | 19095.1643 | 19095.1661 | 20724.194 | 20627.6426
NSW1 | Grid Battery | 50.0157 | 50.0386 | 778.7655 | 778.7674 | 1079.469 | 1479.4684 | 1554.4691 | 1554.476 | 1554.4913 | 2607.6566 | 2607.6584 | 2607.6588 | 3221.499 | 3171.501 | 3431.3911 | 3431.3926 | 4174.1844 | 4174.187 | 5695.2734 | 5695.2762 | 5695.2848 | 6166.7326 | 5438.0207 | 5438.0388 | 5137.3415
NSW1 | Pumped Hydro | 240 | 240 | 710.9901 | 710.9904 | 2775.6147 | 2775.6156 | 2775.6159 | 2775.6164 | 2775.6164 | 2775.6169 | 2775.6173 | 2775.6175 | 2775.6189 | 2775.6195 | 2775.6446 | 2775.6447 | 2775.645 | 2775.6453 | 2775.6477 | 2775.6481 | 2775.6485 | 2775.6644 | 2775.6647 | 2775.6654 | 2775.6656
NSW1 | VPP | 97.195 | 193.891 | 321.467 | 477.308 | 663.939 | 884.262 | 1223.617 | 1508.422 | 1818.152 | 2178.93 | 2618.438 | 3090.167 | 3561.697 | 4049.33 | 4508.481 | 4960.715 | 5286.699 | 5588.123 | 5842.664 | 6109.578 | 6370.565 | 6645.585 | 6914.04 | 7197.413 | 7473.876
Total excluding storage |  | 20505.8016 | 21905.841 | 24178.0405 | 22291.9528 | 24344.1697 | 24785.4504 | 25364.6809 | 26539.6422 | 26899.2798 | 28590.4337 | 28622.0576 | 28829.4271 | 30614.0066 | 32262.3878 | 35259.2983 | 35733.0243 | 36642.1292 | 36001.6588 | 37173.6086 | 40161.795 | 41170.9302 | 40322.137 | 41332.0843 | 44018.4028 | 45133.233
Region | Technology | 2023-24 | 2024-25 | 2025-26 | 2026-27 | 2027-28 | 2028-29 | 2029-30 | 2030-31 | 2031-32 | 2032-33 | 2033-34 | 2034-35 | 2035-36 | 2036-37 | 2037-38 | 2038-39 | 2039-40 | 2040-41 | 2041-42 | 2042-43 | 2043-44 | 2044-45 | 2045-46 | 2046-47 | 2047-48
QLD1 | Black Coal | 8126 | 8126 | 6241.0276 | 5884.2602 | 5479.9092 | 5479.9023 | 4274.9717 | 4078.8932 | 3590.6458 | 3056.1204 | 3056.1204 | 3056.1191 | 2349.2522 | 2325.8985 | 2325.8878 | 1383.4465 | 1383.4465 | 0.051459 | 0.047389 | 0.041167 | 0.037564 | 0.015348 | 0.012918 | 0.010452 | 0.0081522
QLD1 | Brown Coal | 0 | 0 | 0 | 0 | 0 | 0 | 0 | 0 | 0 | 0 | 0 | 0 | 0 | 0 | 0 | 0 | 0 | 0 | 0 | 0 | 0 | 0 | 0 | 0 | 0
QLD1 | CCGT | 1597.9 | 1597.9007 | 1597.9009 | 1597.901 | 1597.901 | 1597.9016 | 1597.9016 | 1597.9016 | 1597.9016 | 1597.9016 | 1597.9019 | 1597.9019 | 1597.9019 | 1212.9019 | 1212.9024 | 1212.9024 | 1068.5025 | 1068.5025 | 1068.5025 | 1068.5025 | 1068.5025 | 1068.5025 | 424.0025 | 180.0029 | 180.0029
QLD1 | Gas - Steam | 0 | 0 | 0 | 0 | 0 | 0 | 0 | 0 | 0 | 0 | 0 | 0 | 0 | 0 | 0 | 0 | 0 | 0 | 0 | 0 | 0 | 0 | 0 | 0 | 0
QLD1 | OCGT / Diesel | 1954.5017 | 1954.5018 | 1954.5028 | 1954.5028 | 1954.5028 | 1954.5082 | 1954.5082 | 1954.5082 | 1954.5082 | 1954.5083 | 1531.0083 | 1414.0083 | 1414.0083 | 1414.0084 | 2857.4703 | 2857.4703 | 2897.2653 | 2897.2653 | 2897.2654 | 2897.2655 | 2897.2678 | 2897.2678 | 2897.2678 | 3578.7179 | 3578.7179
QLD1 | Hydro | 152.4 | 152.4 | 152.4 | 152.4 | 152.4 | 152.4 | 152.4 | 152.4 | 152.4 | 152.4 | 152.4 | 152.4 | 152.4 | 152.4 | 66 | 66 | 66 | 66 | 66 | 0 | 0 | 0 | 0 | 0 | 0
QLD1 | Hydrogen Turbine | 0 | 0 | 0 | 0 | 0 | 0 | 0 | 0 | 0 | 0 | 0 | 0 | 0 | 0 | 0 | 0 | 0 | 0 | 0 | 0 | 0 | 0 | 0 | 0 | 0
QLD1 | Wind | 1640.6286 | 1816.9788 | 4539.8755 | 4923.6449 | 5147.3176 | 6778.9187 | 8004.5394 | 8743.6523 | 8743.6918 | 9865.025 | 10671.1422 | 10674.2724 | 10721.7548 | 11001.1203 | 13472.2608 | 13476.956 | 13503.9135 | 13558.3736 | 13570.4871 | 14843.2162 | 15077.0542 | 14624.1642 | 14755.7134 | 18340.6122 | 18340.6159
QLD1 | Solar PV | 3707.7922 | 3853.7953 | 3853.8022 | 3853.8025 | 3853.8027 | 3853.8255 | 3853.8349 | 3853.8457 | 4499.868 | 4927.1017 | 5612.6814 | 6724.9677 | 6724.9677 | 6603.9692 | 8170.487 | 10044.6803 | 13397.9901 | 16140.7694 | 18492.9727 | 24303.0688 | 25612.2648 | 25411.1649 | 25386.8858 | 29020.1302 | 28391.8631
QLD1 | Grid Battery | 100.0039 | 100.0051 | 100.0111 | 100.0166 | 100.0172 | 926.1395 | 926.1396 | 1481.6921 | 1694.3133 | 2100.9938 | 2418.9653 | 2903.048 | 3090.2401 | 3090.2405 | 3090.2416 | 3090.2422 | 3862.169 | 3862.1697 | 6389.4241 | 8502.7846 | 8776.9928 | 8776.9912 | 8776.9858 | 8776.9822 | 8776.9823
QLD1 | Pumped Hydro | 570 | 570 | 820.0123 | 820.0164 | 820.0165 | 820.0658 | 820.0659 | 820.0659 | 820.0659 | 820.066 | 820.0661 | 820.0663 | 820.1221 | 820.1223 | 1874.5904 | 1874.5906 | 2478.6683 | 2478.6684 | 2478.6686 | 2478.6689 | 2478.6692 | 2478.6692 | 2478.6692 | 2858.0767 | 2858.0767
QLD1 | VPP | 70.647 | 151.979 | 266.905 | 406.553 | 573.369 | 775.003 | 1088.951 | 1359.68 | 1609.112 | 1901.087 | 2255.93 | 2641.224 | 3035.733 | 3438.946 | 3828.058 | 4218.174 | 4496.148 | 4751.315 | 4961.596 | 5182.052 | 5399.381 | 5623.012 | 5842.429 | 6071.39 | 6296.348
Total excluding storage |  | 17179.2225 | 17501.5765 | 18339.5089 | 18366.5113 | 18185.8332 | 19817.4564 | 19838.1559 | 20381.201 | 20539.0154 | 21553.0571 | 22621.2542 | 23619.6694 | 22960.285 | 22710.2984 | 28105.0082 | 29041.4555 | 32317.1179 | 33730.9623 | 36095.2751 | 43112.0941 | 44655.1269 | 44001.1147 | 43463.8825 | 51119.4736 | 50491.2079
Region | Technology | 2023-24 | 2024-25 | 2025-26 | 2026-27 | 2027-28 | 2028-29 | 2029-30 | 2030-31 | 2031-32 | 2032-33 | 2033-34 | 2034-35 | 2035-36 | 2036-37 | 2037-38 | 2038-39 | 2039-40 | 2040-41 | 2041-42 | 2042-43 | 2043-44 | 2044-45 | 2045-46 | 2046-47 | 2047-48
VIC1 | Black Coal | 0 | 0 | 0 | 0 | 0 | 0 | 0 | 0 | 0 | 0 | 0 | 0 | 0 | 0 | 0 | 0 | 0 | 0 | 0 | 0 | 0 | 0 | 0 | 0 | 0
VIC1 | Brown Coal | 4835 | 4835 | 3227.9457 | 3227.9448 | 2578.1346 | 2073.724 | 1513.7528 | 1371.3529 | 0.01693 | 0.016916 | 0.01691 | 0.016907 | 0.016704 | 0.015207 | 0.015205 | 0.012188 | 0.012153 | 0.012057 | 0.011995 | 0.011865 | 0.011863 | 0.01142 | 0.0027601 | 0.0027592 | 0
VIC1 | CCGT | 0 | 0.00075126 | 0.00086011 | 0.0011826 | 0.0011838 | 0.001258 | 0.0013196 | 0.0013203 | 0.0013205 | 0.0013215 | 0.0013228 | 0.0015505 | 0.0015517 | 0.0015522 | 0.0020615 | 0.0020622 | 0.0020869 | 0.0022765 | 0.0024645 | 0.0024935 | 0.0040989 | 0.0041156 | 0.0041311 | 0.0041592 | 0.0041909
VIC1 | Gas - Steam | 500 | 500 | 500 | 500 | 500 | 500 | 500 | 500 | 500 | 500 | 500 | 500 | 500 | 500 | 500 | 500 | 0 | 0 | 0 | 0 | 0 | 0 | 0 | 0 | 0
VIC1 | OCGT / Diesel | 1900.0043 | 1900.0043 | 1900.0043 | 1900.0045 | 1900.0045 | 1900.0045 | 1900.0046 | 1900.0046 | 1900.0046 | 1900.0046 | 1730.0046 | 1730.0047 | 2024.937 | 2024.937 | 2252.2648 | 2252.2648 | 1812.2649 | 1812.2686 | 2608.26 | 2514.26 | 3024.9506 | 4897.0569 | 4897.0569 | 4897.0569 | 4313.057
VIC1 | Hydro | 2279.02 | 2279.02 | 2279.02 | 2279.02 | 2279.02 | 2279.02 | 2279.02 | 2279.02 | 2279.02 | 2279.02 | 2279.02 | 2279.02 | 2279.02 | 2279.02 | 2279.02 | 2279.02 | 2279.02 | 2279.02 | 2279.02 | 2279.02 | 2279.02 | 2279.02 | 2279.02 | 2279.02 | 2279.02
VIC1 | Hydrogen Turbine | 0 | 0 | 0 | 0 | 0 | 0 | 0 | 0 | 0 | 0 | 0 | 0 | 0 | 0 | 0 | 0 | 0 | 0 | 0 | 0 | 0 | 0 | 0 | 0 | 0
VIC1 | Wind | 4181.3865 | 4681.3959 | 5382.8158 | 6033.0319 | 6783.9225 | 7203.5453 | 7498.3666 | 7862.6587 | 8423.8658 | 8423.866 | 10125.2087 | 9933.209 | 9933.209 | 9933.2095 | 10412.1921 | 9992.5603 | 10054.1918 | 9800.183 | 9800.1831 | 9995.1206 | 9761.3741 | 9449.3748 | 9060.6543 | 10491.4127 | 10308.0327
VIC1 | Solar PV | 1081.5793 | 1081.5814 | 1081.5847 | 1081.5993 | 1081.5993 | 1081.5994 | 1081.5995 | 1081.6018 | 1081.6141 | 1912.006 | 1912.0062 | 2435.4215 | 2435.4216 | 2577.5554 | 3558.849 | 3632.9154 | 4395.3742 | 4419.5872 | 5850.0933 | 5877.0945 | 8389.6002 | 8279.1204 | 8452.3124 | 9079.9761 | 9079.9768
VIC1 | Grid Battery | 375.3364 | 375.339 | 375.3391 | 576.1938 | 576.1939 | 576.1939 | 730.9487 | 908.5157 | 908.516 | 1090.2705 | 1034.9408 | 1034.941 | 1612.6871 | 1612.6878 | 1998.0571 | 1998.058 | 2247.014 | 2254.7972 | 2430.4983 | 2430.4991 | 2644.4685 | 3338.1015 | 3338.1021 | 3197.9828 | 3264.3629
VIC1 | Pumped Hydro | 0 | 0 | 0.0063697 | 0.026192 | 0.026263 | 0.026328 | 0.02639 | 0.02643 | 0.026452 | 0.026497 | 0.026567 | 0.026671 | 0.028572 | 0.029005 | 0.041994 | 0.042118 | 0.042282 | 0.042458 | 0.056563 | 0.056827 | 0.05719 | 115.6404 | 115.6408 | 115.6412 | 115.6418
VIC1 | VPP | 55.805 | 137.178 | 254.757 | 407.747 | 597.262 | 772.558 | 1024.949 | 1224.238 | 1402.117 | 1599.314 | 1857.458 | 2156.299 | 2463.277 | 2788.256 | 3128.846 | 3444.273 | 3686.887 | 3923.271 | 4132.532 | 4321.347 | 4507.886 | 4703.266 | 4895.704 | 5098.692 | 5298.932
Total excluding storage |  | 14776.99 | 15277.0023 | 14371.3713 | 15021.6018 | 15122.6822 | 15037.8945 | 14772.7448 | 14994.6393 | 14184.5227 | 15014.9148 | 16546.2577 | 16877.6736 | 17172.6058 | 17314.7386 | 19002.3431 | 18656.7747 | 18540.8652 | 18311.0732 | 20537.5708 | 20665.5094 | 23454.9608 | 24904.5876 | 24689.0504 | 26747.4726 | 25980.0907
Region | Technology | 2023-24 | 2024-25 | 2025-26 | 2026-27 | 2027-28 | 2028-29 | 2029-30 | 2030-31 | 2031-32 | 2032-33 | 2033-34 | 2034-35 | 2035-36 | 2036-37 | 2037-38 | 2038-39 | 2039-40 | 2040-41 | 2041-42 | 2042-43 | 2043-44 | 2044-45 | 2045-46 | 2046-47 | 2047-48
SA1 | Black Coal | 0 | 0 | 0 | 0 | 0 | 0 | 0 | 0 | 0 | 0 | 0 | 0 | 0 | 0 | 0 | 0 | 0 | 0 | 0 | 0 | 0 | 0 | 0 | 0 | 0
SA1 | Brown Coal | 0 | 0 | 0 | 0 | 0 | 0 | 0 | 0 | 0 | 0 | 0 | 0 | 0 | 0 | 0 | 0 | 0 | 0 | 0 | 0 | 0 | 0 | 0 | 0 | 0
SA1 | CCGT | 709 | 529.0007 | 529.0008 | 529.0008 | 529.0008 | 529.0008 | 529.0008 | 529.0009 | 529.0009 | 529.001 | 529.001 | 529.0012 | 529.0012 | 529.0012 | 0.0015799 | 0.0015804 | 0.0015835 | 0.0015852 | 0.0015862 | 0.0015932 | 0.0019125 | 0.0019134 | 0.0019138 | 0.0019194 | 0.0019203
SA1 | Gas - Steam | 800 | 800 | 800 | 800 | 800 | 800 | 800 | 800 | 800 | 800 | 800 | 800 | 0 | 0 | 0 | 0 | 0 | 0 | 0 | 0 | 0 | 0 | 0 | 0 | 0
SA1 | OCGT / Diesel | 1460.662 | 1460.662 | 1460.662 | 1460.662 | 1460.6621 | 1460.6622 | 1460.6623 | 1078.1625 | 1078.1627 | 801.3032 | 801.3032 | 801.3034 | 721.3103 | 721.3103 | 721.3198 | 721.3198 | 721.3199 | 721.32 | 721.32 | 721.32 | 1029.573 | 997.6379 | 997.6379 | 843.638 | 843.638
SA1 | Hydro | 0 | 0 | 0 | 0 | 0 | 0 | 0 | 0 | 0 | 0 | 0 | 0 | 0 | 0 | 0 | 0 | 0 | 0 | 0 | 0 | 0 | 0 | 0 | 0 | 0
SA1 | Hydrogen Turbine | 0 | 0 | 0 | 0 | 0 | 0 | 0 | 0 | 0 | 0 | 0 | 0 | 0 | 0 | 0 | 0 | 0 | 0 | 0 | 0 | 0 | 0 | 0 | 0 | 0
SA1 | Wind | 2429.7118 | 2640.3828 | 2788.1546 | 3143.9663 | 3231.5498 | 4022.2333 | 4052.3226 | 3942.6885 | 4096.2242 | 4096.2353 | 4247.6867 | 4247.6871 | 4138.031 | 3997.4668 | 4463.6281 | 4760.0552 | 4433.5021 | 4427.8679 | 4427.8682 | 5508.1982 | 5522.692 | 5715.2103 | 5372.0132 | 6744.9445 | 7294.7552
SA1 | Solar PV | 564.6311 | 564.6316 | 564.638 | 564.638 | 564.6392 | 564.6408 | 564.6413 | 564.6538 | 558.5339 | 927.9466 | 927.9466 | 1505.3051 | 1505.3052 | 1505.3065 | 2516.8825 | 2516.8853 | 3261.7639 | 4310.9362 | 5567.9603 | 5567.9614 | 7217.7482 | 6976.1577 | 6968.7777 | 7849.8243 | 7770.6244
SA1 | Grid Battery | 479.2751 | 479.2755 | 479.2772 | 479.2796 | 479.2834 | 479.2835 | 479.2855 | 449.3053 | 466.471 | 1103.133 | 1103.1334 | 1078.1336 | 1417.517 | 1417.5179 | 1917.0742 | 1917.0748 | 1929.3322 | 2328.5403 | 3062.4452 | 3062.4459 | 3060.7922 | 3578.2223 | 3568.2222 | 3568.2211 | 3568.2183
SA1 | Pumped Hydro | 0 | 0 | 0.0048709 | 0.0057354 | 0.0068427 | 0.00698 | 0.0073551 | 0.0083579 | 0.008421 | 0.0087442 | 0.0090163 | 0.009254 | 0.010715 | 0.010919 | 0.01302 | 0.013136 | 0.013499 | 0.014429 | 0.016194 | 0.016587 | 0.017379 | 0.020034 | 0.020257 | 0.020421 | 0.020575
SA1 | VPP | 88.617 | 126.926 | 170.246 | 214.273 | 262.035 | 314.133 | 396.518 | 477.312 | 565.266 | 670.984 | 790.059 | 915.296 | 1040.159 | 1167.342 | 1287.018 | 1406.936 | 1492.744 | 1574.293 | 1645.815 | 1722.142 | 1798.645 | 1879.621 | 1959.37 | 2043.489 | 2126.727
Total excluding storage |  | 5964.0049 | 5994.6771 | 6142.4554 | 6498.2671 | 6585.8518 | 7376.5371 | 7406.627 | 6914.5057 | 7061.9216 | 7154.486 | 7305.9375 | 7883.2969 | 6893.6477 | 6753.0848 | 7701.832 | 7998.2619 | 8416.5875 | 9460.1257 | 10717.15 | 11797.4812 | 13770.0151 | 13689.0078 | 13338.4307 | 15438.4086 | 15909.0194
Region | Technology | 2023-24 | 2024-25 | 2025-26 | 2026-27 | 2027-28 | 2028-29 | 2029-30 | 2030-31 | 2031-32 | 2032-33 | 2033-34 | 2034-35 | 2035-36 | 2036-37 | 2037-38 | 2038-39 | 2039-40 | 2040-41 | 2041-42 | 2042-43 | 2043-44 | 2044-45 | 2045-46 | 2046-47 | 2047-48
TAS1 | Black Coal | 0 | 0 | 0 | 0 | 0 | 0 | 0 | 0 | 0 | 0 | 0 | 0 | 0 | 0 | 0 | 0 | 0 | 0 | 0 | 0 | 0 | 0 | 0 | 0 | 0
TAS1 | Brown Coal | 0 | 0 | 0 | 0 | 0 | 0 | 0 | 0 | 0 | 0 | 0 | 0 | 0 | 0 | 0 | 0 | 0 | 0 | 0 | 0 | 0 | 0 | 0 | 0 | 0
TAS1 | CCGT | 208 | 208.0004 | 208.0004 | 208.0005 | 208.0005 | 208.0005 | 208.0006 | 208.0006 | 208.0007 | 208.0007 | 208.0007 | 208.0008 | 208.0008 | 208.0008 | 208.0009 | 208.0009 | 208.0009 | 208.0009 | 208.0009 | 208.0009 | 208.001 | 208.0011 | 208.0011 | 208.0012 | 208.0012
TAS1 | Gas - Steam | 0 | 0 | 0 | 0 | 0 | 0 | 0 | 0 | 0 | 0 | 0 | 0 | 0 | 0 | 0 | 0 | 0 | 0 | 0 | 0 | 0 | 0 | 0 | 0 | 0
TAS1 | OCGT / Diesel | 178.0016 | 178.0016 | 178.0017 | 178.0019 | 178.002 | 178.0021 | 178.0022 | 178.0023 | 178.0025 | 178.0031 | 178.0031 | 178.0032 | 178.0074 | 178.0074 | 178.0086 | 178.0087 | 178.0087 | 58.0088 | 58.0111 | 58.0111 | 58.0112 | 58.0213 | 58.0213 | 58.0213 | 58.0214
TAS1 | Hydro | 2551 | 2551 | 2551 | 2551 | 2551 | 2551 | 2551 | 2551 | 2551 | 2551 | 2551 | 2551 | 2551 | 2551 | 2551 | 2551 | 2551 | 2551 | 2551 | 2551 | 2551 | 2551 | 2551 | 2551 | 2551
TAS1 | Hydrogen Turbine | 0 | 0 | 0 | 0 | 0 | 0 | 0 | 0 | 0 | 0 | 0 | 0 | 0 | 0 | 0 | 0 | 0 | 0 | 0 | 0 | 0 | 0 | 0 | 0 | 0
TAS1 | Wind | 1078.6332 | 1078.6346 | 1079.739 | 1082.7127 | 1214.003 | 1421.6482 | 1828.1057 | 1898.1582 | 3023.2403 | 3023.2468 | 3023.247 | 3023.2472 | 3023.2472 | 3023.2474 | 3023.2479 | 3023.2481 | 3023.2483 | 3023.2484 | 3023.2486 | 3023.2493 | 3023.2495 | 2879.25 | 2879.2558 | 2973.1978 | 2973.1986
TAS1 | Solar PV | 0.0020076 | 0.0031805 | 0.003842 | 0.0045604 | 0.0046306 | 0.0046506 | 0.0048351 | 0.0062927 | 0.0065166 | 0.0088136 | 0.0088593 | 0.011845 | 0.011873 | 0.012031 | 0.013543 | 0.013913 | 0.018431 | 0.021076 | 0.023684 | 0.02404 | 0.029141 | 0.045256 | 0.045323 | 0.045386 | 0.045523
TAS1 | Grid Battery | 0.0032183 | 0.0037816 | 0.0046628 | 0.0055789 | 0.0067739 | 0.0067944 | 0.0088368 | 0.012624 | 0.022294 | 0.029494 | 0.029702 | 0.029824 | 0.030072 | 0.030398 | 0.037355 | 0.037747 | 0.038182 | 0.038571 | 0.039079 | 0.039488 | 0.042044 | 0.054371 | 0.054124 | 0.054176 | 0.061761
TAS1 | Pumped Hydro | 0 | 0 | 0.0099757 | 0.011612 | 0.01334 | 0.015373 | 0.024228 | 0.036069 | 83.8262 | 460.808 | 460.8084 | 460.8091 | 606.1288 | 606.1291 | 768.916 | 768.9163 | 768.9166 | 768.9167 | 768.9173 | 768.9176 | 768.918 | 779.2749 | 779.2751 | 779.2754 | 779.276
TAS1 | VPP | 6.475 | 13.056 | 22.071 | 33.046 | 46.206 | 61.677 | 85.303 | 104.666 | 124.587 | 148.981 | 176.724 | 207.336 | 238.547 | 270.935 | 302.027 | 333.241 | 355.977 | 377.656 | 396.468 | 416.27 | 435.679 | 456.099 | 475.923 | 496.674 | 516.814
Total excluding storage |  | 4015.6368 | 4015.6398 | 4016.745 | 4019.7196 | 4151.0101 | 4358.6554 | 4765.1133 | 4835.1675 | 5960.2499 | 5960.2594 | 5960.2598 | 5960.263 | 5960.2672 | 5960.2676 | 5960.271 | 5960.2716 | 5960.2763 | 5840.2792 | 5840.2843 | 5840.2854 | 5840.2908 | 5696.3176 | 5696.3236 | 5790.2657 | 5790.2666
Explicitly modelled pumping
Region | Technology | 2023-24 | 2024-25 | 2025-26 | 2026-27 | 2027-28 | 2028-29 | 2029-30 | 2030-31 | 2031-32 | 2032-33 | 2033-34 | 2034-35 | 2035-36 | 2036-37 | 2037-38 | 2038-39 | 2039-40 | 2040-41 | 2041-42 | 2042-43 | 2043-44 | 2044-45 | 2045-46 | 2046-47 | 2047-48
NEM | Grid Battery pump | 1004.6343 | 1004.6619 | 1733.3977 | 1934.2629 | 2234.9703 | 3461.0921 | 3690.8518 | 4394.0017 | 4623.814 | 6902.0835 | 7164.7276 | 7623.8112 | 9341.9733 | 9291.9777 | 10436.8014 | 10436.8054 | 12212.7377 | 12619.7328 | 17577.6801 | 19691.0452 | 20177.5803 | 21860.102 | 21121.385 | 20981.2791 | 20746.9668
NEM | Pumped Hydro Pump | 1310 | 1310 | 2031.0236 | 2031.0503 | 4095.6776 | 4095.7301 | 4095.7397 | 4095.7531 | 4179.5434 | 4556.5261 | 4556.5274 | 4556.5288 | 4701.909 | 4701.9108 | 5919.206 | 5919.2069 | 6523.2857 | 6523.2873 | 6523.3063 | 6523.3081 | 6523.3102 | 6649.269 | 6649.2701 | 7028.6791 | 7028.6807
NEM | VPP pump | 318.739 | 623.03 | 1035.446 | 1538.927 | 2142.811 | 2807.633 | 3819.338 | 4674.318 | 5519.234 | 6499.296 | 7698.609 | 9010.322 | 10339.413 | 11714.809 | 13054.43 | 14363.339 | 15318.455 | 16214.658 | 16979.075 | 17751.389 | 18512.156 | 19307.583 | 20087.466 | 20907.658 | 21712.697
Region | Technology | 2023-24 | 2024-25 | 2025-26 | 2026-27 | 2027-28 | 2028-29 | 2029-30 | 2030-31 | 2031-32 | 2032-33 | 2033-34 | 2034-35 | 2035-36 | 2036-37 | 2037-38 | 2038-39 | 2039-40 | 2040-41 | 2041-42 | 2042-43 | 2043-44 | 2044-45 | 2045-46 | 2046-47 | 2047-48
NSW1 | Grid Battery pump | 50.0157 | 50.0386 | 778.7655 | 778.7674 | 1079.469 | 1479.4684 | 1554.4691 | 1554.476 | 1554.4913 | 2607.6566 | 2607.6584 | 2607.6588 | 3221.499 | 3171.501 | 3431.3911 | 3431.3926 | 4174.1844 | 4174.187 | 5695.2734 | 5695.2762 | 5695.2848 | 6166.7326 | 5438.0207 | 5438.0388 | 5137.3415
NSW1 | Pumped Hydro Pump | 840 | 840 | 1310.9901 | 1310.9904 | 3375.6147 | 3375.6156 | 3375.6159 | 3375.6164 | 3375.6164 | 3375.6169 | 3375.6173 | 3375.6175 | 3375.6189 | 3375.6195 | 3375.6446 | 3375.6447 | 3375.645 | 3375.6453 | 3375.6477 | 3375.6481 | 3375.6485 | 3375.6644 | 3375.6647 | 3375.6654 | 3375.6656
NSW1 | VPP pump | 97.195 | 193.891 | 321.467 | 477.308 | 663.939 | 884.262 | 1223.617 | 1508.422 | 1818.152 | 2178.93 | 2618.438 | 3090.167 | 3561.697 | 4049.33 | 4508.481 | 4960.715 | 5286.699 | 5588.123 | 5842.664 | 6109.578 | 6370.565 | 6645.585 | 6914.04 | 7197.413 | 7473.876
Region | Technology | 2023-24 | 2024-25 | 2025-26 | 2026-27 | 2027-28 | 2028-29 | 2029-30 | 2030-31 | 2031-32 | 2032-33 | 2033-34 | 2034-35 | 2035-36 | 2036-37 | 2037-38 | 2038-39 | 2039-40 | 2040-41 | 2041-42 | 2042-43 | 2043-44 | 2044-45 | 2045-46 | 2046-47 | 2047-48
QLD1 | Grid Battery pump | 100.0039 | 100.0051 | 100.0111 | 100.0166 | 100.0172 | 926.1395 | 926.1396 | 1481.6921 | 1694.3133 | 2100.9938 | 2418.9653 | 2903.048 | 3090.2402 | 3090.2405 | 3090.2416 | 3090.2422 | 3862.169 | 3862.1697 | 6389.4241 | 8502.7846 | 8776.9928 | 8776.9912 | 8776.9858 | 8776.9822 | 8776.9823
QLD1 | Pumped Hydro Pump | 470 | 470 | 720.0123 | 720.0164 | 720.0165 | 720.0658 | 720.0659 | 720.0659 | 720.0659 | 720.066 | 720.0661 | 720.0663 | 720.1221 | 720.1223 | 1774.5904 | 1774.5906 | 2378.6683 | 2378.6684 | 2378.6686 | 2378.6689 | 2378.6692 | 2378.6692 | 2378.6692 | 2758.0767 | 2758.0767
QLD1 | VPP pump | 70.647 | 151.979 | 266.905 | 406.553 | 573.369 | 775.003 | 1088.951 | 1359.68 | 1609.112 | 1901.087 | 2255.93 | 2641.224 | 3035.733 | 3438.946 | 3828.058 | 4218.174 | 4496.148 | 4751.315 | 4961.596 | 5182.052 | 5399.381 | 5623.012 | 5842.429 | 6071.39 | 6296.348
Region | Technology | 2023-24 | 2024-25 | 2025-26 | 2026-27 | 2027-28 | 2028-29 | 2029-30 | 2030-31 | 2031-32 | 2032-33 | 2033-34 | 2034-35 | 2035-36 | 2036-37 | 2037-38 | 2038-39 | 2039-40 | 2040-41 | 2041-42 | 2042-43 | 2043-44 | 2044-45 | 2045-46 | 2046-47 | 2047-48
VIC1 | Grid Battery pump | 375.3364 | 375.339 | 375.3391 | 576.1938 | 576.1939 | 576.1939 | 730.9487 | 908.5157 | 908.516 | 1090.2705 | 1034.9408 | 1034.941 | 1612.6871 | 1612.6878 | 1998.0571 | 1998.058 | 2247.014 | 2254.7972 | 2430.4983 | 2430.4991 | 2644.4685 | 3338.1015 | 3338.1021 | 3197.9828 | 3264.3629
VIC1 | Pumped Hydro Pump | 0 | 0 | 0.0063697 | 0.026192 | 0.026263 | 0.026328 | 0.02639 | 0.02643 | 0.026452 | 0.026497 | 0.026567 | 0.026671 | 0.028572 | 0.029005 | 0.041994 | 0.042118 | 0.042282 | 0.042458 | 0.056563 | 0.056827 | 0.05719 | 115.6404 | 115.6408 | 115.6412 | 115.6418
VIC1 | VPP pump | 55.805 | 137.178 | 254.757 | 407.747 | 597.262 | 772.558 | 1024.949 | 1224.238 | 1402.117 | 1599.314 | 1857.458 | 2156.299 | 2463.277 | 2788.256 | 3128.846 | 3444.273 | 3686.887 | 3923.271 | 4132.532 | 4321.347 | 4507.886 | 4703.266 | 4895.704 | 5098.692 | 5298.932
Region | Technology | 2023-24 | 2024-25 | 2025-26 | 2026-27 | 2027-28 | 2028-29 | 2029-30 | 2030-31 | 2031-32 | 2032-33 | 2033-34 | 2034-35 | 2035-36 | 2036-37 | 2037-38 | 2038-39 | 2039-40 | 2040-41 | 2041-42 | 2042-43 | 2043-44 | 2044-45 | 2045-46 | 2046-47 | 2047-48
SA1 | Grid Battery pump | 479.2751 | 479.2755 | 479.2772 | 479.2796 | 479.2834 | 479.2835 | 479.2855 | 449.3053 | 466.471 | 1103.133 | 1103.1334 | 1078.1336 | 1417.517 | 1417.5179 | 1917.0742 | 1917.0748 | 1929.3322 | 2328.5403 | 3062.4452 | 3062.4459 | 3060.7922 | 3578.2223 | 3568.2222 | 3568.2211 | 3568.2183
SA1 | Pumped Hydro Pump | 0 | 0 | 0.0048709 | 0.0057354 | 0.0068427 | 0.00698 | 0.0073551 | 0.0083579 | 0.008421 | 0.0087442 | 0.0090163 | 0.009254 | 0.010715 | 0.010919 | 0.01302 | 0.013136 | 0.013499 | 0.014429 | 0.016194 | 0.016587 | 0.017379 | 0.020034 | 0.020257 | 0.020421 | 0.020575
SA1 | VPP pump | 88.617 | 126.926 | 170.246 | 214.273 | 262.035 | 314.133 | 396.518 | 477.312 | 565.266 | 670.984 | 790.059 | 915.296 | 1040.159 | 1167.342 | 1287.018 | 1406.936 | 1492.744 | 1574.293 | 1645.815 | 1722.142 | 1798.645 | 1879.621 | 1959.37 | 2043.489 | 2126.727
Region | Technology | 2023-24 | 2024-25 | 2025-26 | 2026-27 | 2027-28 | 2028-29 | 2029-30 | 2030-31 | 2031-32 | 2032-33 | 2033-34 | 2034-35 | 2035-36 | 2036-37 | 2037-38 | 2038-39 | 2039-40 | 2040-41 | 2041-42 | 2042-43 | 2043-44 | 2044-45 | 2045-46 | 2046-47 | 2047-48
TAS1 | Grid Battery pump | 0.0032183 | 0.0037816 | 0.0046628 | 0.0055789 | 0.0067739 | 0.0067944 | 0.0088368 | 0.012624 | 0.022294 | 0.029494 | 0.029702 | 0.029824 | 0.030072 | 0.030398 | 0.037355 | 0.037747 | 0.038182 | 0.038571 | 0.039079 | 0.039488 | 0.042044 | 0.054371 | 0.054124 | 0.054176 | 0.061761
TAS1 | Pumped Hydro Pump | 0 | 0 | 0.0099757 | 0.011612 | 0.01334 | 0.015373 | 0.024228 | 0.036069 | 83.8262 | 460.808 | 460.8084 | 460.8091 | 606.1288 | 606.1291 | 768.916 | 768.9163 | 768.9166 | 768.9167 | 768.9173 | 768.9176 | 768.918 | 779.2749 | 779.2751 | 779.2754 | 779.276
TAS1 | VPP pump | 6.475 | 13.056 | 22.071 | 33.046 | 46.206 | 61.677 | 85.303 | 104.666 | 124.587 | 148.981 | 176.724 | 207.336 | 238.547 | 270.935 | 302.027 | 333.241 | 355.977 | 377.656 | 396.468 | 416.27 | 435.679 | 456.099 | 475.923 | 496.674 | 516.814
Non-controllable capacity
Region | Technology | 2023-24 | 2024-25 | 2025-26 | 2026-27 | 2027-28 | 2028-29 | 2029-30 | 2030-31 | 2031-32 | 2032-33 | 2033-34 | 2034-35 | 2035-36 | 2036-37 | 2037-38 | 2038-39 | 2039-40 | 2040-41 | 2041-42 | 2042-43 | 2043-44 | 2044-45 | 2045-46 | 2046-47 | 2047-48
NEM | Distributed PV | 19527.1606 | 21586.5792 | 23621.3389 | 25500.1583 | 27303.6468 | 28839.9855 | 30396.3923 | 31972.7938 | 33373.0784 | 34802.5722 | 36245.0874 | 37638.0417 | 38920.3555 | 40080.9095 | 41185.5386 | 42276.0646 | 43358.8334 | 44425.2341 | 45472.1147 | 46487.4094 | 47501.6433 | 48486.3624 | 49444.4828 | 50383.8406 | 51314.1634
NEM | Behind the meter battery | 718.442 | 1532.774 | 2363.942 | 3138.813 | 3799.655 | 4362.937 | 4766.226 | 5452.85 | 6404.258 | 7275.412 | 8208.606 | 9365.756 | 10518.285 | 11616.745 | 12616.001 | 13522.413 | 14246.216 | 14595.405 | 14782.715 | 14854.807 | 14850.894 | 14858.858 | 14816.816 | 14786.692 | 14709.851
NEM | Behind the meter battery pump | 718.442 | 1532.774 | 2363.942 | 3138.813 | 3799.655 | 4362.937 | 4766.226 | 5452.85 | 6404.258 | 7275.412 | 8208.606 | 9365.756 | 10518.285 | 11616.745 | 12616.001 | 13522.413 | 14246.216 | 14595.405 | 14782.715 | 14854.807 | 14850.894 | 14858.858 | 14816.816 | 14786.692 | 14709.851
Region | Technology | 2023-24 | 2024-25 | 2025-26 | 2026-27 | 2027-28 | 2028-29 | 2029-30 | 2030-31 | 2031-32 | 2032-33 | 2033-34 | 2034-35 | 2035-36 | 2036-37 | 2037-38 | 2038-39 | 2039-40 | 2040-41 | 2041-42 | 2042-43 | 2043-44 | 2044-45 | 2045-46 | 2046-47 | 2047-48
NSW1 | Distributed PV | 6365.9914 | 7032.2815 | 7661.8139 | 8241.1786 | 8791.5854 | 9326.1533 | 9870.5588 | 10422.1089 | 10972.8898 | 11531.4835 | 12096.7336 | 12647.2208 | 13151.7617 | 13609.3754 | 14035.3396 | 14451.9575 | 14855.199 | 15247.4463 | 15637.2608 | 16022.6031 | 16407.259 | 16791.4649 | 17161.4116 | 17529.8244 | 17892.0897
NSW1 | Behind the meter battery | 267.097 | 551.877 | 804.322 | 1024.308 | 1210.452 | 1364.306 | 1497.826 | 1724.841 | 2042.145 | 2372.98 | 2728.353 | 3161.396 | 3582.597 | 3974.635 | 4331.67 | 4638.514 | 4887.035 | 5003.34 | 5060.883 | 5077.624 | 5077.998 | 5080.442 | 5067.991 | 5058.102 | 5033.27
NSW1 | Behind the meter battery pump | 267.097 | 551.877 | 804.322 | 1024.308 | 1210.452 | 1364.306 | 1497.826 | 1724.841 | 2042.145 | 2372.98 | 2728.353 | 3161.396 | 3582.597 | 3974.635 | 4331.67 | 4638.514 | 4887.035 | 5003.34 | 5060.883 | 5077.624 | 5077.998 | 5080.442 | 5067.991 | 5058.102 | 5033.27
Region | Technology | 2023-24 | 2024-25 | 2025-26 | 2026-27 | 2027-28 | 2028-29 | 2029-30 | 2030-31 | 2031-32 | 2032-33 | 2033-34 | 2034-35 | 2035-36 | 2036-37 | 2037-38 | 2038-39 | 2039-40 | 2040-41 | 2041-42 | 2042-43 | 2043-44 | 2044-45 | 2045-46 | 2046-47 | 2047-48
QLD1 | Distributed PV | 5858.7578 | 6450.5081 | 7064.4336 | 7604.5775 | 8118.0578 | 8643.4801 | 9183.9953 | 9734.724 | 10179.4009 | 10641.2085 | 11106.3526 | 11546.819 | 11952.5659 | 12315.3419 | 12666.6512 | 13013.3894 | 13358.3388 | 13694.0796 | 14020.4278 | 14328.2257 | 14632.3194 | 14910.9259 | 15183.6416 | 15444.4648 | 15704.6442
QLD1 | Behind the meter battery | 167.632 | 394.573 | 630.911 | 861.169 | 1044.6 | 1202.901 | 1345.985 | 1584.437 | 1898.505 | 2160.37 | 2444.34 | 2791.527 | 3133.696 | 3465.114 | 3761.008 | 4025.809 | 4247.882 | 4350.515 | 4399.744 | 4410.491 | 4406.235 | 4406.755 | 4388.948 | 4375.983 | 4347.22
QLD1 | Behind the meter battery pump | 167.632 | 394.573 | 630.911 | 861.169 | 1044.6 | 1202.901 | 1345.985 | 1584.437 | 1898.505 | 2160.37 | 2444.34 | 2791.527 | 3133.696 | 3465.114 | 3761.008 | 4025.809 | 4247.882 | 4350.515 | 4399.744 | 4410.491 | 4406.235 | 4406.755 | 4388.948 | 4375.983 | 4347.22
Region | Technology | 2023-24 | 2024-25 | 2025-26 | 2026-27 | 2027-28 | 2028-29 | 2029-30 | 2030-31 | 2031-32 | 2032-33 | 2033-34 | 2034-35 | 2035-36 | 2036-37 | 2037-38 | 2038-39 | 2039-40 | 2040-41 | 2041-42 | 2042-43 | 2043-44 | 2044-45 | 2045-46 | 2046-47 | 2047-48
VIC1 | Distributed PV | 4586.747 | 5166.5511 | 5744.2081 | 6316.983 | 6882.5234 | 7188.3628 | 7488.1157 | 7789.9643 | 8023.7358 | 8261.6225 | 8502.9411 | 8740.4917 | 8961.0062 | 9163.0984 | 9359.161 | 9558.6531 | 9769.5913 | 9985.5716 | 10198.0425 | 10403.7119 | 10612.0205 | 10817.6594 | 11020.4288 | 11221.9279 | 11424.1801
VIC1 | Behind the meter battery | 119.82 | 332.366 | 592.893 | 841.022 | 1068.623 | 1263.973 | 1337.973 | 1465.997 | 1677.258 | 1844.193 | 2011.668 | 2249.247 | 2505.083 | 2754.957 | 2990.166 | 3229.36 | 3404.1 | 3500.948 | 3565.602 | 3605.174 | 3604.675 | 3607.498 | 3598.421 | 3592.641 | 3576.025
VIC1 | Behind the meter battery pump | 119.82 | 332.366 | 592.893 | 841.022 | 1068.623 | 1263.973 | 1337.973 | 1465.997 | 1677.258 | 1844.193 | 2011.668 | 2249.247 | 2505.083 | 2754.957 | 2990.166 | 3229.36 | 3404.1 | 3500.948 | 3565.602 | 3605.174 | 3604.675 | 3607.498 | 3598.421 | 3592.641 | 3576.025
Region | Technology | 2023-24 | 2024-25 | 2025-26 | 2026-27 | 2027-28 | 2028-29 | 2029-30 | 2030-31 | 2031-32 | 2032-33 | 2033-34 | 2034-35 | 2035-36 | 2036-37 | 2037-38 | 2038-39 | 2039-40 | 2040-41 | 2041-42 | 2042-43 | 2043-44 | 2044-45 | 2045-46 | 2046-47 | 2047-48
SA1 | Distributed PV | 2410.7876 | 2593.4486 | 2768.166 | 2919.205 | 3059.7353 | 3197.2402 | 3335.8696 | 3474.766 | 3615.2876 | 3755.6698 | 3895.7765 | 4030.7081 | 4154.7083 | 4265.8959 | 4369.7458 | 4469.5902 | 4564.9031 | 4658.7281 | 4748.636 | 4836.716 | 4925.1322 | 5012.5276 | 5097.5803 | 5179.3119 | 5258.7618
SA1 | Behind the meter battery | 139.89 | 212.581 | 276.144 | 335.754 | 385.712 | 430.437 | 473.619 | 550.521 | 637.233 | 727.4 | 829.162 | 941.165 | 1047.02 | 1145.747 | 1232.744 | 1306.889 | 1367.354 | 1391.833 | 1402.348 | 1404.488 | 1403.319 | 1403.71 | 1400.492 | 1398.408 | 1392.55
SA1 | Behind the meter battery pump | 139.89 | 212.581 | 276.144 | 335.754 | 385.712 | 430.437 | 473.619 | 550.521 | 637.233 | 727.4 | 829.162 | 941.165 | 1047.02 | 1145.747 | 1232.744 | 1306.889 | 1367.354 | 1391.833 | 1402.348 | 1404.488 | 1403.319 | 1403.71 | 1400.492 | 1398.408 | 1392.55
Region | Technology | 2023-24 | 2024-25 | 2025-26 | 2026-27 | 2027-28 | 2028-29 | 2029-30 | 2030-31 | 2031-32 | 2032-33 | 2033-34 | 2034-35 | 2035-36 | 2036-37 | 2037-38 | 2038-39 | 2039-40 | 2040-41 | 2041-42 | 2042-43 | 2043-44 | 2044-45 | 2045-46 | 2046-47 | 2047-48
TAS1 | Distributed PV | 304.8769 | 343.7899 | 382.7172 | 418.2142 | 451.7449 | 484.7491 | 517.8528 | 551.2305 | 581.7643 | 612.588 | 643.2837 | 672.8021 | 700.3134 | 727.1979 | 754.641 | 782.4744 | 810.8013 | 839.4085 | 867.7477 | 896.1527 | 924.9121 | 953.7846 | 981.4205 | 1008.3115 | 1034.4876
TAS1 | Behind the meter battery | 24.003 | 41.377 | 59.672 | 76.56 | 90.268 | 101.32 | 110.823 | 127.054 | 149.117 | 170.469 | 195.083 | 222.421 | 249.889 | 276.292 | 300.413 | 321.841 | 339.845 | 348.769 | 354.138 | 357.03 | 358.667 | 360.453 | 360.964 | 361.558 | 360.786
TAS1 | Behind the meter battery pump | 24.003 | 41.377 | 59.672 | 76.56 | 90.268 | 101.32 | 110.823 | 127.054 | 149.117 | 170.469 | 195.083 | 222.421 | 249.889 | 276.292 | 300.413 | 321.841 | 339.845 | 348.769 | 354.138 | 357.03 | 358.667 | 360.453 | 360.964 | 361.558 | 360.786

## Option 1_VOM Cost
VOM cost by technology ($000s) - Option 1, Step Change Scenario
VOM | Real June 2021 dollars discounted to 1 July 2021
Explicitly modelled generation
Region | Technology | 2023-24 | 2024-25 | 2025-26 | 2026-27 | 2027-28 | 2028-29 | 2029-30 | 2030-31 | 2031-32 | 2032-33 | 2033-34 | 2034-35 | 2035-36 | 2036-37 | 2037-38 | 2038-39 | 2039-40 | 2040-41 | 2041-42 | 2042-43 | 2043-44 | 2044-45 | 2045-46 | 2046-47 | 2047-48
NEM | Black Coal | 310674.0375 | 293245.1835 | 225447.117 | 198515.6241 | 164667.7695 | 142860.1387 | 112156.1616 | 96949.9422 | 86999.5648 | 75252.0205 | 52397.8569 | 50194.8177 | 36758.909 | 33163.4268 | 30466.5932 | 16866.3357 | 16460.1956 | 0.36791 | 0.31793 | 0.26033 | 0.23308 | 0.085717 | 0.066615 | 0.054173 | 0.038678
NEM | Brown Coal | 100159.549 | 87251.564 | 60376.7486 | 53357.9114 | 41907.8775 | 32833.8809 | 22441.5799 | 19307.5504 | 0.20924 | 0.20293 | 0.19522 | 0.19007 | 0.16484 | 0.14226 | 0.1392 | 0.10826 | 0.098963 | 0.092805 | 0.086286 | 0.08129 | 0.076662 | 0.063666 | 0.011784 | 0.015822 | 0
NEM | CCGT | 13617.1382 | 11464.5197 | 24542.4835 | 21362.9766 | 21434.3711 | 19929.7555 | 24199.7032 | 23160.4471 | 24427.8568 | 20616.0481 | 26886.665 | 28672.9381 | 21249.6519 | 18438.2622 | 12988.202 | 16336.5046 | 12661.5604 | 13343.5421 | 11535.0849 | 12402.4343 | 8688.7405 | 6895.8887 | 3321.9662 | 2076.1044 | 1941.5343
NEM | Gas - Steam | 229.2437 | 260.6606 | 793.9961 | 445.1348 | 480.7564 | 902.3551 | 322.655 | 1366.1281 | 815.6797 | 616.4385 | 593.5456 | 1347.8243 | 366.0438 | 464.258 | 547.1503 | 645.2567 | 0 | 0 | 0 | 0 | 0 | 0 | 0 | 0 | 0
NEM | OCGT / Diesel | 1818.7271 | 1844.0507 | 3515.8581 | 2487.1891 | 3218.6344 | 4376.5209 | 2473.6423 | 4961.3405 | 4627.3075 | 4192.1522 | 6241.2061 | 10753.9406 | 7658.7947 | 9627.6413 | 7528.4504 | 9576.4028 | 15330.3291 | 25873.7522 | 12971.1825 | 15491.3353 | 21635.2501 | 11314.698 | 14200.0199 | 14739.9256 | 9638.645
NEM | Hydro | 100523.9936 | 102443.4563 | 99599.9048 | 88934.3818 | 74637.1057 | 83445.5194 | 86539.9595 | 77968.7057 | 71246.5576 | 63005.9419 | 65655.361 | 63308.054 | 55135.2834 | 47686.8352 | 53439.069 | 46620.6686 | 41059.682 | 39069.3949 | 35257.2656 | 37487.0554 | 36388.4473 | 31252.9305 | 29210.8217 | 34963.582 | 31809.3151
NEM | Hydrogen Turbine | 0 | 0 | 0 | 0 | 0 | 0 | 0 | 0 | 0 | 0 | 0 | 0 | 0 | 0 | 0 | 0 | 0 | 0 | 0 | 0 | 0 | 0 | 0 | 0 | 0
NEM | Wind | 3426.1439 | 3412.2973 | 4760.5735 | 5007.5593 | 5703.2962 | 6102.9336 | 6168.035 | 5970.3917 | 6325.7651 | 6151.605 | 6203.0925 | 5801.1346 | 5965.1352 | 5896.1062 | 6011.7798 | 5648.8458 | 5238.4511 | 5010.7035 | 4681.8003 | 4605.4028 | 4328.7116 | 4175.8859 | 4066.1019 | 4337.1448 | 4171.9068
NEM | Solar PV | 1796.2025 | 1647.5224 | 1757.6515 | 1678.6629 | 1581.8528 | 1433.6756 | 1533.0948 | 1670.6957 | 1739.9425 | 1920.1111 | 1977.3011 | 2044.0502 | 2028.7556 | 2000.5002 | 2005.5321 | 2234.5799 | 2583.2287 | 2722.4838 | 3058.5618 | 3392.8271 | 3416.8044 | 3279.7785 | 3157.9093 | 2839.8966 | 2764.3936
NEM | Grid Battery | 36.8807 | 35.6144 | 305.1688 | 338.6283 | 424.3207 | 664.5549 | 719.5634 | 903.7898 | 902.9701 | 1437.2378 | 1372.3236 | 1354.5067 | 1643.773 | 1574.2959 | 1504.1439 | 1495.933 | 1747.7302 | 1691.4948 | 2373.8462 | 2496.9243 | 2387.3055 | 2434.2215 | 2299.4656 | 1918.6224 | 1798.36
NEM | Pumped Hydro | 4478.5501 | 5194.2036 | 6068.5489 | 9303.8951 | 11582.6905 | 17238.8236 | 18425.3164 | 20912.6721 | 22228.9335 | 19246.0258 | 20241.5225 | 19599.7338 | 19291.3335 | 19439.4834 | 17407.7344 | 16431.5477 | 14371.5115 | 12614.0435 | 13049.3717 | 12011.9157 | 10244.8491 | 10338.7733 | 9797.9934 | 10269.3132 | 8026.4102
NEM | VPP | 8.4112 | 12.8496 | 19.2108 | 25.856 | 33.8613 | 39.5134 | 49.6826 | 55.9398 | 66.8455 | 76.9133 | 88.3214 | 94.4561 | 107.6555 | 117.9921 | 122.3106 | 131.2823 | 139.0532 | 141.4125 | 150.187 | 154.3404 | 152.0538 | 155.8856 | 159.4381 | 153.839 | 152.5596
Total excluding storage |  | 532245.0355 | 501569.2544 | 420794.333 | 371789.4401 | 313631.6636 | 291884.7798 | 255834.8313 | 231355.2014 | 196182.8832 | 171754.5202 | 159955.2234 | 162122.9495 | 129162.7385 | 117277.1722 | 112986.9159 | 97928.7022 | 93333.5458 | 86020.3372 | 67504.2994 | 73379.3965 | 74458.2636 | 56919.331 | 53956.8974 | 58956.7234 | 50325.8335
Region | Technology | 2023-24 | 2024-25 | 2025-26 | 2026-27 | 2027-28 | 2028-29 | 2029-30 | 2030-31 | 2031-32 | 2032-33 | 2033-34 | 2034-35 | 2035-36 | 2036-37 | 2037-38 | 2038-39 | 2039-40 | 2040-41 | 2041-42 | 2042-43 | 2043-44 | 2044-45 | 2045-46 | 2046-47 | 2047-48
NSW1 | Black Coal | 154807.1325 | 143836.5345 | 109314.0378 | 97056.725 | 74462.5072 | 60183.4862 | 49922.9968 | 42001.5817 | 40707.3091 | 36768.9381 | 16840.5965 | 16454.853 | 13803.565 | 11341.628 | 11944.9025 | 5977.4887 | 5451.6452 | 0 | 0 | 0 | 0 | 0 | 0 | 0 | 0
NSW1 | Brown Coal | 0 | 0 | 0 | 0 | 0 | 0 | 0 | 0 | 0 | 0 | 0 | 0 | 0 | 0 | 0 | 0 | 0 | 0 | 0 | 0 | 0 | 0 | 0 | 0 | 0
NSW1 | CCGT | 126.2409 | 162.832 | 4065.5048 | 3162.3329 | 2993.7825 | 2778.4121 | 4080.7689 | 4168.3577 | 4688.2643 | 3331.9971 | 5318.8505 | 5909.5024 | 3478.7347 | 3564.3623 | 3407.7748 | 4644.8871 | 3760.8094 | 3588.4999 | 3055.2536 | 3613.9556 | 0.017138 | 0.015407 | 0.014858 | 0.016376 | 0.015452
NSW1 | Gas - Steam | 0 | 0 | 0 | 0 | 0 | 0 | 0 | 0 | 0 | 0 | 0 | 0 | 0 | 0 | 0 | 0 | 0 | 0 | 0 | 0 | 0 | 0 | 0 | 0 | 0
NSW1 | OCGT / Diesel | 44.6317 | 37.614 | 181.7233 | 155.1173 | 76.5325 | 23.8613 | 8.9529 | 103.9606 | 44.1639 | 141.4661 | 201.4851 | 1094.0925 | 844.8532 | 1093.2177 | 473.1814 | 1154.31 | 2542.7297 | 7019.9894 | 2697.6443 | 2694.8281 | 5588.1067 | 2035.1568 | 2727.6302 | 2731.6313 | 2747.9809
NSW1 | Hydro | 14579.8378 | 17525.1942 | 18645.6875 | 16657.8219 | 13488.6416 | 18347.4685 | 14915.0481 | 13563.3523 | 12977.6791 | 10507.9035 | 12352.7477 | 12316.731 | 10594.6128 | 8900.5401 | 11755.9099 | 9728.3573 | 8010.086 | 7513.2914 | 6434.5636 | 7244.7293 | 7180.6864 | 6337.3785 | 5149.2346 | 7193.9793 | 6844.0174
NSW1 | Hydrogen Turbine | 0 | 0 | 0 | 0 | 0 | 0 | 0 | 0 | 0 | 0 | 0 | 0 | 0 | 0 | 0 | 0 | 0 | 0 | 0 | 0 | 0 | 0 | 0 | 0 | 0
NSW1 | Wind | 872.8798 | 879.8397 | 1383.527 | 1417.2352 | 1955.8197 | 2072.7971 | 1908.3201 | 1802.6644 | 1711.3817 | 1823.4425 | 1780.158 | 1685.567 | 1926.912 | 1895.6168 | 1950.0751 | 1737.4453 | 1638.053 | 1472.6247 | 1500.8569 | 1414.1318 | 1319.2454 | 1310.9416 | 1311.9716 | 1359.8516 | 1296.7509
NSW1 | Solar PV | 768.376 | 704.0807 | 832.5399 | 821.7599 | 782.0589 | 730.615 | 828.0199 | 989.7539 | 977.0986 | 1001.0872 | 1053.1658 | 975.0179 | 979.6255 | 1005.6667 | 930.4201 | 1006.6128 | 1080.7161 | 1045.9182 | 1078.2965 | 1137.0746 | 1064.3169 | 1075.6535 | 1013.7621 | 915.7029 | 862.53
NSW1 | Grid Battery | 1.8874 | 2.0866 | 271.1261 | 266.5847 | 356.2399 | 414.2792 | 431.9524 | 433.8517 | 396.5399 | 651.2836 | 590.9828 | 533.7169 | 659.1213 | 620.3351 | 577.4003 | 570.9296 | 675.3678 | 620.2504 | 811.7287 | 749.173 | 665.6667 | 733.9122 | 624.7265 | 530.3332 | 462.0737
NSW1 | Pumped Hydro | 1103.9156 | 1227.3065 | 1355.5974 | 3679.4482 | 6256.3793 | 13742.778 | 14335.5027 | 17143.0862 | 18611.9293 | 16050.043 | 17245.288 | 16954.4187 | 16692.6972 | 16822.3128 | 15784.3018 | 14286.807 | 12486.987 | 10644.7648 | 11372.347 | 10256.955 | 8738.8147 | 8998.3599 | 8519.0859 | 9192.2125 | 7141.5585
NSW1 | VPP | 1.6736 | 3.3924 | 6.3754 | 8.8236 | 11.5312 | 13.517 | 17.326 | 19.9768 | 23.5529 | 26.9659 | 30.5776 | 32.963 | 37.768 | 41.0013 | 42.48 | 45.6925 | 47.8309 | 48.0854 | 50.3247 | 51.2904 | 49.2931 | 51.3703 | 51.7153 | 50.698 | 50.4345
Total excluding storage |  | 171199.0987 | 163146.0951 | 134423.0202 | 119270.9922 | 93759.3423 | 84136.6402 | 71664.1065 | 62629.6706 | 61105.8967 | 53574.8346 | 37547.0036 | 38435.7638 | 31628.3031 | 27801.0316 | 30462.2638 | 24249.1013 | 22484.0394 | 20640.3236 | 14766.6149 | 16104.7193 | 15152.3725 | 10759.1459 | 10202.6133 | 12201.1815 | 11751.2946
Region | Technology | 2023-24 | 2024-25 | 2025-26 | 2026-27 | 2027-28 | 2028-29 | 2029-30 | 2030-31 | 2031-32 | 2032-33 | 2033-34 | 2034-35 | 2035-36 | 2036-37 | 2037-38 | 2038-39 | 2039-40 | 2040-41 | 2041-42 | 2042-43 | 2043-44 | 2044-45 | 2045-46 | 2046-47 | 2047-48
QLD1 | Black Coal | 155866.905 | 149408.649 | 116133.0792 | 101458.8991 | 90205.2623 | 82676.6526 | 62233.1648 | 54948.3606 | 46292.2557 | 38483.0823 | 35557.2604 | 33739.9647 | 22955.344 | 21821.7988 | 18521.6907 | 10888.8469 | 11008.5504 | 0.36791 | 0.31793 | 0.26033 | 0.23308 | 0.085717 | 0.066615 | 0.054173 | 0.038678
QLD1 | Brown Coal | 0 | 0 | 0 | 0 | 0 | 0 | 0 | 0 | 0 | 0 | 0 | 0 | 0 | 0 | 0 | 0 | 0 | 0 | 0 | 0 | 0 | 0 | 0 | 0 | 0
QLD1 | CCGT | 6362.8956 | 5782.5747 | 13741.0287 | 14273.1768 | 13419.8479 | 11200.7604 | 15594.419 | 13331.5742 | 15385.5864 | 13511.2324 | 17357.1053 | 17452.2747 | 14780.5782 | 11429.5501 | 9580.3886 | 11691.5805 | 8900.7154 | 9755.0075 | 8479.7975 | 8788.4457 | 8688.6791 | 6895.832 | 3321.9118 | 2076.0491 | 1941.482
QLD1 | Gas - Steam | 0 | 0 | 0 | 0 | 0 | 0 | 0 | 0 | 0 | 0 | 0 | 0 | 0 | 0 | 0 | 0 | 0 | 0 | 0 | 0 | 0 | 0 | 0 | 0 | 0
QLD1 | OCGT / Diesel | 20.1117 | 0.036728 | 149.1825 | 415.9187 | 200.5663 | 118.0161 | 354.3093 | 882.9431 | 1441.5333 | 1139.1595 | 2596.961 | 2906.0888 | 2935.3543 | 4306.687 | 1468.1106 | 2337.9434 | 3537.1191 | 8428.7436 | 3413.1865 | 5359.4979 | 5276.255 | 3260.2916 | 5065.9558 | 4408.488 | 3115.4668
QLD1 | Hydro | 4722.4034 | 4555.756 | 4384.4539 | 3975.8904 | 3848.8625 | 3684.6747 | 3461.2324 | 3269.8909 | 3091.0823 | 2950.3845 | 2781.8695 | 2621.8053 | 2466.749 | 2344.0538 | 708.9851 | 645.3216 | 523.9583 | 511.9953 | 476.9023 | 0 | 0 | 0 | 0 | 0 | 0
QLD1 | Hydrogen Turbine | 0 | 0 | 0 | 0 | 0 | 0 | 0 | 0 | 0 | 0 | 0 | 0 | 0 | 0 | 0 | 0 | 0 | 0 | 0 | 0 | 0 | 0 | 0 | 0 | 0
QLD1 | Wind | 556.5999 | 484.8428 | 1178.9358 | 1208.4281 | 1265.0414 | 1537.0159 | 1655.4302 | 1730.9592 | 1628.733 | 1691.4212 | 1633.9023 | 1553.1193 | 1479.8756 | 1520.4291 | 1753.0044 | 1632.3209 | 1555.7686 | 1423.5489 | 1345.8162 | 1317.3861 | 1292.9167 | 1174.1543 | 1174.9716 | 1395.5927 | 1299.0478
QLD1 | Solar PV | 734.3102 | 687.914 | 680.0914 | 634.6113 | 591.2387 | 508.8885 | 523.3901 | 512.1549 | 589.4289 | 604.0345 | 640.0741 | 708.6636 | 692.5797 | 632.2783 | 629.0883 | 797.6368 | 1005.7517 | 1156.2709 | 1280.0628 | 1630.3735 | 1577.4979 | 1446.0264 | 1371.5198 | 1257.5816 | 1269.4015
QLD1 | Grid Battery | 4.6888 | 4.462 | 4.3987 | 4.3104 | 3.9839 | 193.9446 | 188.256 | 330.743 | 370.9999 | 459.7089 | 493.2079 | 561.5559 | 576.585 | 554.1136 | 452.3565 | 472.2785 | 577.6566 | 575.8577 | 903.3673 | 1188.7346 | 1134.9424 | 1059.8898 | 1022.8507 | 847.9279 | 844.1514
QLD1 | Pumped Hydro | 3374.6345 | 3966.8971 | 4712.9424 | 5624.43 | 5326.2934 | 3496.0284 | 4089.7947 | 3769.5639 | 3593.4811 | 3093.9019 | 2896.0356 | 2556.2227 | 2491.6408 | 2510.8551 | 1500.6651 | 2028.0482 | 1766.1541 | 1854.1855 | 1577.9553 | 1661.7966 | 1413.3821 | 1236.1578 | 1183.8849 | 986.649 | 799.7862
QLD1 | VPP | 1.0263 | 1.5704 | 2.6631 | 4.1728 | 5.7317 | 7.0249 | 9.4786 | 11.2012 | 14.8558 | 18.2994 | 21.9806 | 24.5391 | 27.7376 | 30.7919 | 31.7262 | 34.9309 | 37.3277 | 39.6422 | 42.5138 | 46.0891 | 47.0829 | 47.2984 | 47.9988 | 46.4544 | 46.2712
Total excluding storage |  | 168263.2258 | 160919.7732 | 136266.7716 | 121966.9245 | 109530.8192 | 99726.0082 | 83821.9457 | 74675.8829 | 68428.6196 | 58379.3144 | 60567.1727 | 58981.9164 | 45310.4808 | 42054.7969 | 32661.2676 | 27993.65 | 26531.8635 | 21275.9342 | 14996.0833 | 17095.9635 | 16835.5818 | 12776.3901 | 10934.4256 | 9137.7656 | 7625.4368
Region | Technology | 2023-24 | 2024-25 | 2025-26 | 2026-27 | 2027-28 | 2028-29 | 2029-30 | 2030-31 | 2031-32 | 2032-33 | 2033-34 | 2034-35 | 2035-36 | 2036-37 | 2037-38 | 2038-39 | 2039-40 | 2040-41 | 2041-42 | 2042-43 | 2043-44 | 2044-45 | 2045-46 | 2046-47 | 2047-48
VIC1 | Black Coal | 0 | 0 | 0 | 0 | 0 | 0 | 0 | 0 | 0 | 0 | 0 | 0 | 0 | 0 | 0 | 0 | 0 | 0 | 0 | 0 | 0 | 0 | 0 | 0 | 0
VIC1 | Brown Coal | 100159.549 | 87251.564 | 60376.7486 | 53357.9114 | 41907.8775 | 32833.8809 | 22441.5799 | 19307.5504 | 0.20924 | 0.20293 | 0.19522 | 0.19007 | 0.16484 | 0.14226 | 0.1392 | 0.10826 | 0.098963 | 0.092805 | 0.086286 | 0.08129 | 0.076662 | 0.063666 | 0.011784 | 0.015822 | 0
VIC1 | CCGT | 0 | 0.012671 | 0.014465 | 0.01805 | 0.017581 | 0.018314 | 0.017693 | 0.017137 | 0.015835 | 0.015052 | 0.014394 | 0.016194 | 0.014684 | 0.01402 | 0.017534 | 0.01697 | 0.016329 | 0.016695 | 0.016816 | 0.016625 | 0.026183 | 0.023887 | 0.022975 | 0.022902 | 0.021756
VIC1 | Gas - Steam | 32.4593 | 37.7538 | 377.7185 | 232.316 | 316.6757 | 703.5509 | 256.4444 | 1087.0529 | 526.7819 | 431.5565 | 376.8194 | 635.0562 | 366.0438 | 464.258 | 547.1503 | 645.2567 | 0 | 0 | 0 | 0 | 0 | 0 | 0 | 0 | 0
VIC1 | OCGT / Diesel | 200.2265 | 128.9866 | 803.9251 | 721.3458 | 887.4319 | 1875.3293 | 515.7373 | 1449.7744 | 1066.2575 | 1396.3441 | 1311.4532 | 3674.9299 | 2046.129 | 2139.6051 | 3133.0036 | 3152.086 | 5887.5774 | 7139.8338 | 4558.5781 | 4954.2515 | 7432.1192 | 5215.7914 | 5676.4314 | 6980.2465 | 3321.3879
VIC1 | Hydro | 18147.9358 | 20846.5212 | 20375.9208 | 18304.5115 | 14488.6801 | 20684.5499 | 16330.3353 | 13367.6488 | 12638.7656 | 10904.5792 | 12717.7323 | 12375.2127 | 11193.6416 | 8851.7323 | 12718.41 | 10068.8372 | 8259.1068 | 7791.9552 | 6752.8747 | 7860.3234 | 7687.9641 | 6932.8198 | 5481.264 | 7842.1054 | 7447.2253
VIC1 | Hydrogen Turbine | 0 | 0 | 0 | 0 | 0 | 0 | 0 | 0 | 0 | 0 | 0 | 0 | 0 | 0 | 0 | 0 | 0 | 0 | 0 | 0 | 0 | 0 | 0 | 0 | 0
VIC1 | Wind | 1008.6097 | 1073.7255 | 1233.2706 | 1332.2337 | 1420.2985 | 1331.1926 | 1386.6291 | 1317.0802 | 1535.4278 | 1308.4995 | 1532.5954 | 1404.7071 | 1391.4696 | 1360.5054 | 1240.4346 | 1232.4021 | 1119.9862 | 1157.1809 | 976.1012 | 975.5965 | 884.0767 | 850.8008 | 784.3463 | 765.9432 | 765.039
VIC1 | Solar PV | 183.8413 | 160.8124 | 153.7064 | 141.4667 | 130.7489 | 122.8034 | 116.1339 | 108.2457 | 116.3006 | 214.5171 | 194.5346 | 223.71 | 222.7574 | 227.2484 | 263.7019 | 257.1472 | 294.2401 | 265.4133 | 357.026 | 333.6826 | 426.3116 | 428.1631 | 427.069 | 365.5219 | 355.9253
VIC1 | Grid Battery | 13.9274 | 13.3744 | 14.922 | 54.3157 | 51.2352 | 44.4936 | 88.2604 | 128.8768 | 121.1218 | 157.7843 | 136.1802 | 121.7983 | 215.7542 | 209.1072 | 232.4521 | 223.1745 | 263.733 | 234.3433 | 282.6631 | 253.6847 | 253.5183 | 304.6245 | 295.9831 | 249.0647 | 240.0104
VIC1 | Pumped Hydro | 0 | 0 | 0.0028546 | 0.010067 | 0.010182 | 0.0094267 | 0.0088157 | 0.0086774 | 0.0081352 | 0.007469 | 0.0070402 | 0.0066868 | 0.0074753 | 0.0071546 | 0.0094553 | 0.0091048 | 0.0092967 | 0.0087824 | 0.011142 | 0.010094 | 0.0093384 | 17.2246 | 16.54 | 15.0324 | 13.8098
VIC1 | VPP | 1.0458 | 1.7204 | 3.031 | 4.5465 | 6.9403 | 8.3066 | 10.7922 | 11.748 | 13.805 | 15.9643 | 18.6096 | 19.7054 | 23.5208 | 25.9628 | 27.7568 | 29.4786 | 32.0488 | 32.1386 | 34.9186 | 34.8973 | 34.2583 | 35.8924 | 37.6331 | 35.8871 | 35.6264
Total excluding storage |  | 119732.6216 | 109499.3761 | 83321.3043 | 74089.8033 | 59151.7302 | 57551.3254 | 41046.8775 | 36637.3696 | 15883.7586 | 14255.7144 | 16133.3445 | 18313.8222 | 15220.2209 | 13043.5055 | 17902.8571 | 15355.8544 | 15561.0258 | 16354.4927 | 12644.6832 | 14123.9519 | 16430.5745 | 13427.6626 | 12369.1453 | 15953.8558 | 11889.5993
Region | Technology | 2023-24 | 2024-25 | 2025-26 | 2026-27 | 2027-28 | 2028-29 | 2029-30 | 2030-31 | 2031-32 | 2032-33 | 2033-34 | 2034-35 | 2035-36 | 2036-37 | 2037-38 | 2038-39 | 2039-40 | 2040-41 | 2041-42 | 2042-43 | 2043-44 | 2044-45 | 2045-46 | 2046-47 | 2047-48
SA1 | Black Coal | 0 | 0 | 0 | 0 | 0 | 0 | 0 | 0 | 0 | 0 | 0 | 0 | 0 | 0 | 0 | 0 | 0 | 0 | 0 | 0 | 0 | 0 | 0 | 0 | 0
SA1 | Brown Coal | 0 | 0 | 0 | 0 | 0 | 0 | 0 | 0 | 0 | 0 | 0 | 0 | 0 | 0 | 0 | 0 | 0 | 0 | 0 | 0 | 0 | 0 | 0 | 0 | 0
SA1 | CCGT | 7128.0017 | 5519.0932 | 6735.9283 | 3927.4417 | 5020.716 | 5950.5575 | 4524.4903 | 5660.4906 | 4353.9824 | 3772.7953 | 4210.6868 | 5311.1368 | 2990.3167 | 3444.3287 | 0.013405 | 0.012848 | 0.012272 | 0.011571 | 0.010744 | 0.010379 | 0.01194 | 0.010927 | 0.010423 | 0.01011 | 0.009509
SA1 | Gas - Steam | 196.7844 | 222.9068 | 416.2776 | 212.8188 | 164.0807 | 198.8042 | 66.2106 | 279.0752 | 288.8977 | 184.882 | 216.7262 | 712.7681 | 0 | 0 | 0 | 0 | 0 | 0 | 0 | 0 | 0 | 0 | 0 | 0 | 0
SA1 | OCGT / Diesel | 1553.7441 | 1677.4003 | 2380.9768 | 1193.0033 | 2054.0906 | 2359.1253 | 1586.9078 | 2511.9135 | 2054.6106 | 1478.3681 | 2129.0101 | 3008.6863 | 1768.8719 | 2026.6634 | 2381.0934 | 2880.2165 | 3159.1376 | 3239.4118 | 2282.7876 | 2457.3503 | 3314.8621 | 789.6673 | 713.6209 | 606.9325 | 442.6666
SA1 | Hydro | 0 | 0 | 0 | 0 | 0 | 0 | 0 | 0 | 0 | 0 | 0 | 0 | 0 | 0 | 0 | 0 | 0 | 0 | 0 | 0 | 0 | 0 | 0 | 0 | 0
SA1 | Hydrogen Turbine | 0 | 0 | 0 | 0 | 0 | 0 | 0 | 0 | 0 | 0 | 0 | 0 | 0 | 0 | 0 | 0 | 0 | 0 | 0 | 0 | 0 | 0 | 0 | 0 | 0
SA1 | Wind | 603.7692 | 623.3105 | 609.013 | 708.2301 | 686.8228 | 771.142 | 740.8759 | 664.5791 | 703.3855 | 630.4883 | 629.3135 | 542.5178 | 574.8312 | 534.4022 | 532.6005 | 552.207 | 464.3749 | 481.1759 | 421.2778 | 499.905 | 439.9391 | 476.2083 | 438.9489 | 478.5919 | 500.852
SA1 | Solar PV | 109.6748 | 94.7149 | 91.3134 | 80.8245 | 77.8059 | 71.3684 | 65.5506 | 60.5408 | 57.114 | 100.4717 | 89.526 | 136.6579 | 133.7923 | 135.3062 | 182.3211 | 173.1824 | 202.5199 | 254.8807 | 343.1755 | 291.6954 | 348.6768 | 329.9336 | 345.5568 | 301.0887 | 276.5354
SA1 | Grid Battery | 16.3751 | 15.6892 | 14.7197 | 13.4148 | 12.8586 | 11.8346 | 11.0912 | 10.3141 | 14.3021 | 168.4538 | 151.9456 | 137.4288 | 192.3054 | 190.7333 | 241.9275 | 229.5434 | 230.9655 | 261.0357 | 376.08 | 305.3253 | 333.1712 | 335.787 | 355.898 | 291.2896 | 252.1171
SA1 | Pumped Hydro | 0 | 0 | 0.0024392 | 0.0027841 | 0.0031492 | 0.0029716 | 0.0030125 | 0.0032211 | 0.0031437 | 0.0029845 | 0.0029021 | 0.0028011 | 0.003216 | 0.0031008 | 0.0033766 | 0.0032947 | 0.0032855 | 0.0033497 | 0.0036838 | 0.003474 | 0.0033914 | 0.003824 | 0.0037054 | 0.0034106 | 0.0033439
SA1 | VPP | 4.6081 | 6.0808 | 7.0166 | 8.0601 | 9.2953 | 10.1846 | 11.3225 | 12.0888 | 13.3482 | 14.3059 | 15.5945 | 15.6987 | 16.9306 | 18.3662 | 18.4505 | 19.2751 | 19.5759 | 19.0759 | 20.1097 | 19.6426 | 19.0467 | 18.9231 | 19.6489 | 18.4993 | 17.9492
Total excluding storage |  | 9591.9741 | 8137.4257 | 10233.5091 | 6122.3184 | 8003.516 | 9350.9974 | 6984.0352 | 9176.5991 | 7457.9902 | 6167.0054 | 7275.2626 | 9711.7669 | 5467.8121 | 6140.7005 | 3096.0284 | 3605.6188 | 3826.0447 | 3975.4799 | 3047.2516 | 3248.961 | 4103.49 | 1595.8201 | 1498.137 | 1386.6232 | 1220.0636
Region | Technology | 2023-24 | 2024-25 | 2025-26 | 2026-27 | 2027-28 | 2028-29 | 2029-30 | 2030-31 | 2031-32 | 2032-33 | 2033-34 | 2034-35 | 2035-36 | 2036-37 | 2037-38 | 2038-39 | 2039-40 | 2040-41 | 2041-42 | 2042-43 | 2043-44 | 2044-45 | 2045-46 | 2046-47 | 2047-48
TAS1 | Black Coal | 0 | 0 | 0 | 0 | 0 | 0 | 0 | 0 | 0 | 0 | 0 | 0 | 0 | 0 | 0 | 0 | 0 | 0 | 0 | 0 | 0 | 0 | 0 | 0 | 0
TAS1 | Brown Coal | 0 | 0 | 0 | 0 | 0 | 0 | 0 | 0 | 0 | 0 | 0 | 0 | 0 | 0 | 0 | 0 | 0 | 0 | 0 | 0 | 0 | 0 | 0 | 0 | 0
TAS1 | CCGT | 0 | 0.0071084 | 0.0071848 | 0.0071594 | 0.0071097 | 0.007142 | 0.0073328 | 0.0074605 | 0.0078189 | 0.0082203 | 0.0078574 | 0.0080102 | 0.0074567 | 0.0071062 | 0.007637 | 0.007251 | 0.0070223 | 0.006451 | 0.0062817 | 0.0060049 | 0.0061255 | 0.0064701 | 0.0061465 | 0.0059189 | 0.0056404
TAS1 | Gas - Steam | 0 | 0 | 0 | 0 | 0 | 0 | 0 | 0 | 0 | 0 | 0 | 0 | 0 | 0 | 0 | 0 | 0 | 0 | 0 | 0 | 0 | 0 | 0 | 0 | 0
TAS1 | OCGT / Diesel | 0.01318 | 0.013059 | 0.050413 | 1.8039 | 0.013053 | 0.18888 | 7.7351 | 12.7489 | 20.7422 | 36.8145 | 2.2968 | 70.1432 | 63.5864 | 61.4681 | 73.0615 | 51.8468 | 203.7653 | 45.7735 | 18.9861 | 25.4076 | 23.9071 | 13.7909 | 16.3816 | 12.6273 | 11.1428
TAS1 | Hydro | 63073.8166 | 59515.9849 | 56193.8426 | 49996.158 | 42810.9215 | 40728.8262 | 51833.3437 | 47767.8137 | 42539.0306 | 38643.0746 | 37803.0115 | 35994.305 | 30880.2801 | 27590.5091 | 28255.764 | 26178.1525 | 24266.5309 | 23252.153 | 21592.9249 | 22382.0027 | 21519.7967 | 17982.7322 | 18580.3231 | 19927.4973 | 17518.0724
TAS1 | Hydrogen Turbine | 0 | 0 | 0 | 0 | 0 | 0 | 0 | 0 | 0 | 0 | 0 | 0 | 0 | 0 | 0 | 0 | 0 | 0 | 0 | 0 | 0 | 0 | 0 | 0 | 0
TAS1 | Wind | 384.2853 | 350.5788 | 355.8271 | 341.4322 | 375.3139 | 390.786 | 476.7798 | 455.1088 | 746.8371 | 697.7535 | 627.1232 | 615.2233 | 592.0469 | 585.1527 | 535.6652 | 494.4704 | 460.2685 | 476.1731 | 437.7482 | 398.3834 | 392.5337 | 363.781 | 355.8635 | 337.1653 | 310.217
TAS1 | Solar PV | 0.00020307 | 0.00036829 | 0.00042449 | 0.00049629 | 0.00045593 | 0.00036511 | 0.0003673 | 0.0004806 | 0.00043884 | 0.00061077 | 0.00061234 | 0.00080235 | 0.00076041 | 0.0007122 | 0.00065891 | 0.00065397 | 0.00084451 | 0.00082592 | 0.00096158 | 0.0010071 | 0.0011468 | 0.0018297 | 0.0017095 | 0.0014218 | 0.0014001
TAS1 | Grid Battery | 0.0020366 | 0.0022071 | 0.0024375 | 0.0026829 | 0.0029873 | 0.0028606 | 0.0033678 | 0.0042129 | 0.0064508 | 0.0072492 | 0.0071121 | 0.0067329 | 0.0070522 | 0.0066931 | 0.0073897 | 0.0070673 | 0.0072058 | 0.0078543 | 0.0071847 | 0.0067357 | 0.0068246 | 0.0080929 | 0.0073937 | 0.0069145 | 0.0074607
TAS1 | Pumped Hydro | 0 | 0 | 0.0038417 | 0.0041357 | 0.0044659 | 0.0048128 | 0.0071102 | 0.010067 | 23.5119 | 102.0705 | 100.1889 | 89.0828 | 106.9848 | 106.3053 | 122.7546 | 116.6801 | 118.3578 | 115.081 | 99.0546 | 93.1506 | 92.6395 | 87.0272 | 78.4789 | 75.4158 | 71.2524
TAS1 | VPP | 0.057534 | 0.085595 | 0.12476 | 0.25307 | 0.36268 | 0.48021 | 0.76325 | 0.92514 | 1.2836 | 1.3778 | 1.5591 | 1.55 | 1.6985 | 1.8698 | 1.897 | 1.9053 | 2.2699 | 2.4704 | 2.3202 | 2.4211 | 2.3727 | 2.4014 | 2.4421 | 2.3002 | 2.2783
Total excluding storage |  | 63458.1153 | 59866.5843 | 56549.7277 | 50339.4018 | 43186.256 | 41119.8087 | 52317.8663 | 48235.6793 | 43306.6182 | 39377.6514 | 38432.44 | 36679.6803 | 31535.9216 | 28237.1377 | 28864.499 | 26724.4777 | 24930.5725 | 23774.1069 | 22049.6664 | 22805.8007 | 21936.2448 | 18360.3123 | 18952.5761 | 20277.2972 | 17839.4392
Explicitly modelled pumping
Region | Technology | 2023-24 | 2024-25 | 2025-26 | 2026-27 | 2027-28 | 2028-29 | 2029-30 | 2030-31 | 2031-32 | 2032-33 | 2033-34 | 2034-35 | 2035-36 | 2036-37 | 2037-38 | 2038-39 | 2039-40 | 2040-41 | 2041-42 | 2042-43 | 2043-44 | 2044-45 | 2045-46 | 2046-47 | 2047-48
NEM | Grid Battery pump | 43.6403 | 42.2974 | 43.2504 | 39.0667 | 36.942 | 33.0381 | 31.7244 | 29.3027 | 27.6263 | 26.1724 | 22.446 | 19.1547 | 18.5604 | 16.6322 | 14.9143 | 14.1921 | 13.7062 | 12.6484 | 8.262 | 7.8108 | 3.8555 | 3.6408 | 3.4268 | 3.1071 | 2.9224
NEM | Pumped Hydro Pump | 11259.5528 | 12778.173 | 14660.9879 | 19558.5381 | 23629.043 | 26338.8455 | 30394.8444 | 34027.2208 | 36628.8537 | 30329.8608 | 32914.0741 | 29484.4044 | 30006.3236 | 31077.715 | 25995.4884 | 25418.238 | 21690.982 | 19986.1388 | 19336.097 | 18726.6558 | 15238.4238 | 15727.4804 | 15386.2136 | 15254.322 | 11795.1357
NEM | VPP pump | 9.8787 | 15.1341 | 22.5995 | 30.4064 | 39.8918 | 46.4358 | 58.4926 | 65.7759 | 78.7882 | 90.3955 | 103.9296 | 111.2118 | 126.5203 | 138.8313 | 144.1749 | 154.5361 | 163.249 | 166.8099 | 176.3445 | 181.7835 | 178.7109 | 183.4217 | 187.8536 | 180.7369 | 179.4018
Region | Technology | 2023-24 | 2024-25 | 2025-26 | 2026-27 | 2027-28 | 2028-29 | 2029-30 | 2030-31 | 2031-32 | 2032-33 | 2033-34 | 2034-35 | 2035-36 | 2036-37 | 2037-38 | 2038-39 | 2039-40 | 2040-41 | 2041-42 | 2042-43 | 2043-44 | 2044-45 | 2045-46 | 2046-47 | 2047-48
NSW1 | Grid Battery pump | 2.228 | 2.4727 | 2.8507 | 2.6234 | 2.4459 | 2.1873 | 2.0644 | 1.9721 | 1.8599 | 1.7765 | 1.6722 | 1.5157 | 1.4623 | 0 | 0 | 0 | 0 | 0 | 0 | 0 | 0 | 0 | 0 | 0 | 0
NSW1 | Pumped Hydro Pump | 6447.5993 | 7161.3939 | 8163.9361 | 11818.9146 | 16275.3492 | 21528.4933 | 24765.0976 | 28833.5098 | 31668.5757 | 26098.9508 | 28927.237 | 25970.2151 | 26598.2629 | 27629.1499 | 24188.0452 | 22950.5503 | 19714.4546 | 17869.6036 | 17544.5458 | 16810.4233 | 13646.0987 | 14344.6552 | 14022.317 | 14193.5327 | 10966.5184
NSW1 | VPP pump | 1.9655 | 4.0014 | 7.4906 | 10.3811 | 13.5727 | 15.8973 | 20.3846 | 23.5033 | 27.7812 | 31.6559 | 35.9843 | 38.8174 | 44.3919 | 48.2399 | 50.1201 | 53.7619 | 56.1324 | 56.734 | 59.0503 | 60.3673 | 57.9821 | 60.4321 | 60.9609 | 59.5461 | 59.3263
Region | Technology | 2023-24 | 2024-25 | 2025-26 | 2026-27 | 2027-28 | 2028-29 | 2029-30 | 2030-31 | 2031-32 | 2032-33 | 2033-34 | 2034-35 | 2035-36 | 2036-37 | 2037-38 | 2038-39 | 2039-40 | 2040-41 | 2041-42 | 2042-43 | 2043-44 | 2044-45 | 2045-46 | 2046-47 | 2047-48
QLD1 | Grid Battery pump | 5.5633 | 5.3088 | 5.2381 | 5.1176 | 4.7356 | 4.2215 | 4.0211 | 3.8215 | 3.6737 | 3.4779 | 3.28 | 3.0575 | 2.8781 | 2.7398 | 2.4168 | 2.3497 | 2.2627 | 2.1931 | 2.097 | 2.0422 | 1.9035 | 1.7848 | 1.7081 | 1.5609 | 1.4792
QLD1 | Pumped Hydro Pump | 4811.9535 | 5616.7791 | 6497.0518 | 7739.6235 | 7353.6938 | 4810.3522 | 5629.7468 | 5193.711 | 4960.278 | 4230.91 | 3986.8371 | 3514.1892 | 3408.0607 | 3448.5651 | 1807.4433 | 2467.6877 | 1976.5274 | 2116.5352 | 1791.5513 | 1916.2325 | 1592.3251 | 1382.8251 | 1363.8966 | 1060.7893 | 828.6173
QLD1 | VPP pump | 1.2055 | 1.8476 | 3.1397 | 4.9029 | 6.7435 | 8.265 | 11.1519 | 13.1786 | 17.5234 | 21.4849 | 25.8708 | 28.9342 | 32.5622 | 36.2282 | 37.4346 | 41.0299 | 43.8789 | 46.7227 | 50.0013 | 54.236 | 55.3922 | 55.6527 | 56.4364 | 54.7014 | 54.3599
Region | Technology | 2023-24 | 2024-25 | 2025-26 | 2026-27 | 2027-28 | 2028-29 | 2029-30 | 2030-31 | 2031-32 | 2032-33 | 2033-34 | 2034-35 | 2035-36 | 2036-37 | 2037-38 | 2038-39 | 2039-40 | 2040-41 | 2041-42 | 2042-43 | 2043-44 | 2044-45 | 2045-46 | 2046-47 | 2047-48
VIC1 | Grid Battery pump | 16.5362 | 15.9629 | 17.7566 | 15.4635 | 14.5181 | 12.6747 | 12.4919 | 11.3567 | 10.6362 | 10.2268 | 7.3741 | 6.6128 | 6.5401 | 6.3974 | 5.6344 | 5.3025 | 5.2207 | 4.6626 | 0.43711 | 0.41369 | 0.38325 | 0.36543 | 0.358 | 0.32852 | 0.30804
VIC1 | Pumped Hydro Pump | 0 | 0 | 0 | 0 | 0 | 0 | 0 | 0 | 0 | 0 | 0 | 0 | 0 | 0 | 0 | 0 | 0 | 0 | 0 | 0 | 0 | 0 | 0 | 0 | 0
VIC1 | VPP pump | 1.2286 | 2.0291 | 3.5682 | 5.3419 | 8.1838 | 9.7547 | 12.7008 | 13.8185 | 16.2685 | 18.7948 | 21.8926 | 23.1681 | 27.6534 | 30.5464 | 32.6865 | 34.7571 | 37.6037 | 37.9271 | 40.9691 | 41.1794 | 40.1859 | 42.2294 | 44.4079 | 42.0925 | 41.9165
Region | Technology | 2023-24 | 2024-25 | 2025-26 | 2026-27 | 2027-28 | 2028-29 | 2029-30 | 2030-31 | 2031-32 | 2032-33 | 2033-34 | 2034-35 | 2035-36 | 2036-37 | 2037-38 | 2038-39 | 2039-40 | 2040-41 | 2041-42 | 2042-43 | 2043-44 | 2044-45 | 2045-46 | 2046-47 | 2047-48
SA1 | Grid Battery pump | 19.3128 | 18.5529 | 17.405 | 15.8623 | 15.2424 | 13.9546 | 13.1469 | 12.1523 | 11.4564 | 10.6912 | 10.1197 | 7.9687 | 7.6799 | 7.4951 | 6.8632 | 6.5399 | 6.2228 | 5.7927 | 5.7279 | 5.3549 | 1.5687 | 1.4906 | 1.3607 | 1.2177 | 1.1352
SA1 | Pumped Hydro Pump | 0 | 0 | 0 | 0 | 0 | 0 | 0 | 0 | 0 | 0 | 0 | 0 | 0 | 0 | 0 | 0 | 0 | 0 | 0 | 0 | 0 | 0 | 0 | 0 | 0
SA1 | VPP pump | 5.4113 | 7.1549 | 8.2545 | 9.483 | 10.9632 | 11.9556 | 13.3557 | 14.1886 | 15.7048 | 16.8343 | 18.3519 | 18.4633 | 19.9197 | 21.6088 | 21.7081 | 22.7428 | 22.9674 | 22.5093 | 23.5949 | 23.154 | 22.3662 | 22.2808 | 23.1648 | 21.7019 | 21.1184
Region | Technology | 2023-24 | 2024-25 | 2025-26 | 2026-27 | 2027-28 | 2028-29 | 2029-30 | 2030-31 | 2031-32 | 2032-33 | 2033-34 | 2034-35 | 2035-36 | 2036-37 | 2037-38 | 2038-39 | 2039-40 | 2040-41 | 2041-42 | 2042-43 | 2043-44 | 2044-45 | 2045-46 | 2046-47 | 2047-48
TAS1 | Grid Battery pump | 0 | 0 | 0 | 0 | 0 | 0 | 0 | 0 | 0 | 0 | 0 | 0 | 0 | 0 | 0 | 0 | 0 | 0 | 0 | 0 | 0 | 0 | 0 | 0 | 0
TAS1 | Pumped Hydro Pump | 0 | 0 | 0 | 0 | 0 | 0 | 0 | 0 | 0 | 0 | 0 | 0 | 0 | 0 | 0 | 0 | 0 | 0 | 0 | 0 | 0 | 0 | 0 | 0 | 0
TAS1 | VPP pump | 0.067747 | 0.10105 | 0.14646 | 0.29751 | 0.4286 | 0.56315 | 0.89958 | 1.0869 | 1.5102 | 1.6255 | 1.83 | 1.8288 | 1.9933 | 2.208 | 2.2256 | 2.2443 | 2.6665 | 2.9169 | 2.729 | 2.8467 | 2.7844 | 2.8267 | 2.8836 | 2.695 | 2.6807

## Option 1_FOM Cost
FOM cost by technology ($000s) - Option 1, Step Change Scenario
FOM | Real June 2021 dollars discounted to 1 July 2021. For new entrant capacity, the FOM is incurred annually in modelling. For existing capacity, FOM is considered to be a sunk cost, since the fixed retirement dates are assumed to be the same in the Base Case and the option case. As such, early withdrawals are presented as an annual FOM saving, or negative cost, that continues until the assumed fixed date withdrawal.
Explicitly modelled generation
Region | Technology | 2023-24 | 2024-25 | 2025-26 | 2026-27 | 2027-28 | 2028-29 | 2029-30 | 2030-31 | 2031-32 | 2032-33 | 2033-34 | 2034-35 | 2035-36 | 2036-37 | 2037-38 | 2038-39 | 2039-40 | 2040-41 | 2041-42 | 2042-43 | 2043-44 | 2044-45 | 2045-46 | 2046-47 | 2047-48
NEM | Black Coal | 0 | 0 | -652492.7083 | -43045.6497 | -65767.2736 | -80628.0104 | -336621.5295 | -38461.9228 | -163149.738 | -154198.2523 | -0.0035365 | -0.044857 | -140693.2816 | -3696.4846 | -0.00096301 | -145476.4344 | -0.082428 | -109473.0806 | -0.11649 | -0.0011607 | -0.00030837 | -0.7166 | -0.00016975 | -0.00061958 | -0.030305
NEM | Brown Coal | 0 | 0 | -673138.9463 | -0.95199 | -763260.0966 | -579472.2958 | -549664.1024 | -127120.4037 | -1156813.2109 | -0.01052 | -0.0046445 | -0.0016563 | -0.10945 | -0.69729 | -0.00076658 | -1.0873 | -0.0096227 | -0.028152 | -0.01497 | -0.025865 | -0.00022801 | -0.050023 | -0.0501 | -3.101e-05 | 0
NEM | CCGT | 0 | 0.43574 | 0.08296 | 0.038466 | 0.0032528 | 0.077578 | 0.0096316 | 0.0083752 | 0.0047777 | 0.014624 | 0.033152 | 0.029229 | 0.00040213 | 0.00040768 | 0.075847 | 0.00013393 | 0.0045317 | 0.0050937 | 0.0087947 | 0.0012077 | 0.036654 | 0.0017519 | 0.00016399 | 0.0040149 | 0.0001055
NEM | Gas - Steam | 0 | 0 | 0 | 0 | 0 | 0 | 0 | 0 | 0 | 0 | 0 | 0 | 0 | 0 | 0 | 0 | 0 | 0 | 0 | 0 | 0 | 0 | 0 | 0 | 0
NEM | OCGT / Diesel | 1.689 | 0.39354 | 0.13998 | 0.041264 | 0.018629 | 0.51972 | 0.025263 | 0.026611 | 0.025342 | 0.076702 | 0.0078059 | 0.026262 | 13439.4791 | 0.0085547 | 70219.4283 | 0.0030723 | 1116.171 | 0.11381 | 16392.919 | 0.003231 | 21315.9048 | 22175.7922 | 0.0012167 | 6302.3166 | 0.00071857
NEM | Hydro | 0 | 0 | 0 | 0 | 0 | 0 | 0 | 0 | 0 | 0 | 0 | 0 | 0 | 0 | 0 | 0 | 0 | 0 | 0 | 0 | 0 | 0 | 0 | 0 | 0
NEM | Hydrogen Turbine | 0 | 0 | 0 | 0 | 0 | 0 | 0 | 0 | 0 | 0 | 0 | 0 | 0 | 0 | 0 | 0 | 0 | 0 | 0 | 0 | 0 | 0 | 0 | 0 | 0
NEM | Wind | 650340.3239 | 207312.7077 | 1653039.0266 | 404170.0076 | 916387.6529 | 877094.0383 | 455861.4516 | 214441.1684 | 315945.7397 | 365737.591 | 486820.7883 | 15816.2283 | 218632.8426 | 101328.8092 | 414803.0938 | 38131.743 | 6313.072 | 12008.9119 | 20339.0321 | 132988.531 | 45489.1724 | 5709.709 | 34889.4795 | 103004.6142 | 12104.1146
NEM | Solar PV | 7.1014 | 8.4348 | 138327.9085 | 2.8222 | 2.1772 | 64506.8305 | 125900.7687 | 155224.6271 | 119213.2013 | 234147.1732 | 171803.7652 | 198982.8428 | 0.047169 | 78330.8906 | 323921.5143 | 189486.5826 | 274964.8349 | 173366.9572 | 208101.4189 | 263658.1896 | 156375.1153 | 572.9031 | 2935.4385 | 62616.2644 | 474.1271
NEM | Grid Battery | 8.6213 | 5.9756 | 212272.8217 | 33431.6809 | 75038.1756 | 242994.2881 | 48702.7125 | 142722.081 | 40966.747 | 370632.1916 | 47044.6708 | 64860.8401 | 207466.9553 | 0.3737 | 110222.5203 | 0.28397 | 131996.384 | 26117.5118 | 286950.5703 | 96111.7339 | 27671.9468 | 48221.2965 | 0.25307 | 824.1094 | 439.0689
NEM | Pumped Hydro | 0 | 0 | 82224.5933 | 4.3274 | 3682.8161 | 7.2573 | 1.2671 | 1.6319 | 9718.6537 | 39902.8169 | 0.11295 | 0.11613 | 11420.9932 | 0.11303 | 70946.4044 | 0.04047 | 26906.1317 | 0.062834 | 0.62052 | 0.051432 | 0.044584 | 2163.413 | 0.013382 | 3086.1017 | 0.0064452
NEM | VPP | 0 | 0 | 0 | 0 | 0 | 0 | 0 | 0 | 0 | 0 | 0 | 0 | 0 | 0 | 0 | 0 | 0 | 0 | 0 | 0 | 0 | 0 | 0 | 0 | 0
Total excluding storage |  | 650349.1143 | 207321.9718 | 465735.5034 | 361126.3078 | 87362.4818 | 281501.16 | -304523.3768 | 204083.504 | -884803.9778 | 445686.5927 | 658624.5863 | 214799.0801 | 91378.9782 | 175962.5269 | 808944.1105 | 82140.8071 | 282393.9904 | 75902.8793 | 244833.2473 | 396646.698 | 223180.2286 | 28457.6395 | 37824.8691 | 171923.1985 | 12578.2123
Region | Technology | 2023-24 | 2024-25 | 2025-26 | 2026-27 | 2027-28 | 2028-29 | 2029-30 | 2030-31 | 2031-32 | 2032-33 | 2033-34 | 2034-35 | 2035-36 | 2036-37 | 2037-38 | 2038-39 | 2039-40 | 2040-41 | 2041-42 | 2042-43 | 2043-44 | 2044-45 | 2045-46 | 2046-47 | 2047-48
NSW1 | Black Coal | 0 | 0 | -4688.3852 | -4.3477 | -50205.7883 | -80628.0084 | -71224.1473 | -0.26867 | -2815.2564 | -2950.2286 | -6.7507e-05 | -8.4108e-05 | -0.11034 | -0.0005341 | -2.643e-05 | -27846.5892 | -0.080281 | 0 | 0 | 0 | 0 | 0 | 0 | 0 | 0
NSW1 | Brown Coal | 0 | 0 | 0 | 0 | 0 | 0 | 0 | 0 | 0 | 0 | 0 | 0 | 0 | 0 | 0 | 0 | 0 | 0 | 0 | 0 | 0 | 0 | 0 | 0 | 0
NSW1 | CCGT | 0 | 0.11311 | 0.027558 | 1.0988e-05 | 0 | 0.00019989 | 0.00056599 | 6.134e-05 | 0.00015655 | 0.0038466 | 0.015531 | 7.3238e-05 | 1.3262e-05 | 2.9931e-05 | 0.021328 | 1.3337e-05 | 4.2225e-05 | 0.00011773 | 0.0041795 | 0.00028908 | 0.0068208 | 6.7482e-06 | 5.3828e-06 | 0.0019784 | 8.6062e-06
NSW1 | Gas - Steam | 0 | 0 | 0 | 0 | 0 | 0 | 0 | 0 | 0 | 0 | 0 | 0 | 0 | 0 | 0 | 0 | 0 | 0 | 0 | 0 | 0 | 0 | 0 | 0 | 0
NSW1 | OCGT / Diesel | 0.37143 | 0.36714 | 0.0051817 | 0.00038866 | 0.00044049 | 0.00071807 | 0.0011403 | 0.00091396 | 0.00089641 | 0.0010053 | 0.0015159 | 0.0020796 | 0.00096404 | 0.0018869 | 9516.093 | 0.00057871 | 0.0011726 | 0.0012765 | 0.0044759 | 0.00074316 | 9926.1157 | 2.2087 | 0.00021544 | 0.0030217 | 9.6494e-05
NSW1 | Hydro | 0 | 0 | 0 | 0 | 0 | 0 | 0 | 0 | 0 | 0 | 0 | 0 | 0 | 0 | 0 | 0 | 0 | 0 | 0 | 0 | 0 | 0 | 0 | 0 | 0
NSW1 | Hydrogen Turbine | 0 | 0 | 0 | 0 | 0 | 0 | 0 | 0 | 0 | 0 | 0 | 0 | 0 | 0 | 0 | 0 | 0 | 0 | 0 | 0 | 0 | 0 | 0 | 0 | 0
NSW1 | Wind | 303642.7684 | 1.0642 | 684676.607 | 55991.4966 | 629637.2381 | 218454.9784 | 53647.9026 | 1.7534 | 2.0062 | 195291.2363 | 94933.1265 | 15428.1368 | 199304.9426 | 68953.4789 | 100699.3582 | 1597.5556 | 0.26332 | 4423.7843 | 19653.2762 | 23156.2617 | 20406.9431 | 0.051354 | 21928.8546 | 17495.3845 | 8176.8015
NSW1 | Solar PV | 1.2056 | 7.0232 | 138324.6156 | 0.067059 | 1.9426 | 64503.164 | 125899.307 | 155221.183 | 45445.8686 | 65194.7878 | 107957.3656 | 6979.5664 | 0.032679 | 68376.8407 | 100812.5912 | 85022.817 | 46391.2875 | 16890.3341 | 31982.7902 | 74919.5409 | 20618.0128 | 0.0011758 | 0.030016 | 15261.9466 | 39.1346
NSW1 | Grid Battery | 3.9734 | 4.8435 | 212271.0013 | 0.33428 | 75037.0121 | 92091.0106 | 15898.1007 | 0.85662 | 1.7562 | 171328.1251 | 0.19159 | 0.037043 | 74120.1944 | 0.1648 | 25022.0142 | 0.1083 | 55208.1073 | 0.12214 | 83012.1685 | 0.11787 | 0.56815 | 13511.0599 | 0.20093 | 0.176 | 0.019357
NSW1 | Pumped Hydro | 0 | 0 | 82218.6902 | 0.048095 | 3682.3567 | 0.13066 | 0.032287 | 0.056341 | 0.010797 | 0.041874 | 0.034366 | 0.019831 | 0.099372 | 0.041069 | 1.4464 | 0.007398 | 0.011338 | 0.011937 | 0.079645 | 0.011488 | 0.0077253 | 0.2735 | 0.0026452 | 0.0062525 | 0.00061579
NSW1 | VPP | 0 | 0 | 0 | 0 | 0 | 0 | 0 | 0 | 0 | 0 | 0 | 0 | 0 | 0 | 0 | 0 | 0 | 0 | 0 | 0 | 0 | 0 | 0 | 0 | 0
Total excluding storage |  | 303644.3455 | 8.5676 | 818312.8702 | 55987.2163 | 579433.3929 | 202330.1349 | 108323.064 | 155222.6687 | 42632.6194 | 257535.8004 | 202890.5091 | 22407.7052 | 199304.8659 | 137330.321 | 211028.0637 | 58773.784 | 46391.4717 | 21314.1198 | 51636.075 | 98075.8035 | 50951.0784 | 2.2612 | 21928.8848 | 32757.336 | 8215.9362
Region | Technology | 2023-24 | 2024-25 | 2025-26 | 2026-27 | 2027-28 | 2028-29 | 2029-30 | 2030-31 | 2031-32 | 2032-33 | 2033-34 | 2034-35 | 2035-36 | 2036-37 | 2037-38 | 2038-39 | 2039-40 | 2040-41 | 2041-42 | 2042-43 | 2043-44 | 2044-45 | 2045-46 | 2046-47 | 2047-48
QLD1 | Black Coal | 0 | 0 | -647804.323 | -43041.302 | -15561.4853 | -0.0019855 | -265397.3822 | -38461.6541 | -160334.4817 | -151248.0238 | -0.003469 | -0.044773 | -140693.1713 | -3696.484 | -0.00093658 | -117629.8452 | -0.0021469 | -109473.0806 | -0.11649 | -0.0011607 | -0.00030837 | -0.7166 | -0.00016975 | -0.00061958 | -0.030305
QLD1 | Brown Coal | 0 | 0 | 0 | 0 | 0 | 0 | 0 | 0 | 0 | 0 | 0 | 0 | 0 | 0 | 0 | 0 | 0 | 0 | 0 | 0 | 0 | 0 | 0 | 0 | 0
QLD1 | CCGT | 0 | 0.086753 | 0.031634 | 0.00079043 | 7.9437e-05 | 0.06066 | 3.972e-05 | 4.355e-05 | 9.5314e-05 | 0.00012943 | 0.014092 | 0.0037717 | 7.9325e-05 | 0.00023491 | 0.017388 | 1.2361e-05 | 0.0035266 | 1.1616e-05 | 1.4993e-05 | 0.00015532 | 0.00023575 | 4.1594e-06 | 1.0605e-05 | 0.0018273 | 1.234e-06
QLD1 | Gas - Steam | 0 | 0 | 0 | 0 | 0 | 0 | 0 | 0 | 0 | 0 | 0 | 0 | 0 | 0 | 0 | 0 | 0 | 0 | 0 | 0 | 0 | 0 | 0 | 0 | 0
QLD1 | OCGT / Diesel | 0.23489 | 0.010839 | 0.11737 | 0.0030997 | 0.0010311 | 0.49638 | 0.00091323 | 0.0011768 | 0.00080281 | 0.0010948 | 0.0014354 | 0.0018005 | 0.00096324 | 0.0026268 | 52443.6705 | 0.00051374 | 1116.1624 | 0.00048177 | 0.0004263 | 0.00061433 | 0.040794 | 0.0002716 | 0.00040668 | 6302.3126 | 4.989e-05
QLD1 | Hydro | 0 | 0 | 0 | 0 | 0 | 0 | 0 | 0 | 0 | 0 | 0 | 0 | 0 | 0 | 0 | 0 | 0 | 0 | 0 | 0 | 0 | 0 | 0 | 0 | 0
QLD1 | Hydrogen Turbine | 0 | 0 | 0 | 0 | 0 | 0 | 0 | 0 | 0 | 0 | 0 | 0 | 0 | 0 | 0 | 0 | 0 | 0 | 0 | 0 | 0 | 0 | 0 | 0 | 0
QLD1 | Wind | 160678.751 | 972.6732 | 733605.3978 | 95786.4072 | 51623.558 | 351706.2385 | 240288.1903 | 133078.3247 | 7.2774 | 170443.4281 | 110460.6297 | 387.9208 | 5302.9189 | 27949.5685 | 220051.7011 | 369.1595 | 1853.1661 | 3232.3521 | 685.7206 | 53572.1851 | 14136.2949 | 0.002732 | 3380.4109 | 46405.6212 | 0.022172
QLD1 | Solar PV | 1.566 | 0.62857 | 1.3014 | 0.065194 | 0.028674 | 3.3941 | 1.3514 | 1.3234 | 73765.8693 | 43716.1371 | 63846.3701 | 93786.9173 | 0.0037082 | 0.11623 | 98091.129 | 100386.8348 | 157654.6004 | 113125.9612 | 80689.0137 | 187943.6075 | 34308.3337 | 0.0008148 | 115.3716 | 33388.5671 | 434.988
QLD1 | Grid Battery | 0.99254 | 0.27701 | 1.215 | 1.1027 | 0.1241 | 150903.27 | 0.020764 | 108150.2052 | 37904.2301 | 66160.5578 | 47044.3865 | 64860.7589 | 22603.4646 | 0.040309 | 0.074961 | 0.053699 | 57373.5821 | 0.022384 | 137924.4265 | 96111.5476 | 10106.2216 | 0.0059657 | 0.0068372 | 0.013367 | 0.0021673
QLD1 | Pumped Hydro | 0 | 0 | 2.1445 | 0.66042 | 0.015673 | 6.8079 | 0.0061018 | 0.0045188 | 0.0021405 | 0.0055708 | 0.010506 | 0.016921 | 4.0382 | 0.010764 | 60839.8791 | 0.0060783 | 26906.0835 | 0.0032284 | 0.0054083 | 0.013002 | 0.0021713 | 0.0011439 | 0.00075795 | 3086.0892 | 0.00011225
QLD1 | VPP | 0 | 0 | 0 | 0 | 0 | 0 | 0 | 0 | 0 | 0 | 0 | 0 | 0 | 0 | 0 | 0 | 0 | 0 | 0 | 0 | 0 | 0 | 0 | 0 | 0
Total excluding storage |  | 160680.5519 | 973.3994 | 85802.5252 | 52745.1743 | 36062.1025 | 351710.1877 | -25107.8396 | 94617.9953 | -86561.334 | 62911.5427 | 174307.0118 | 94174.7988 | -135390.2477 | 24253.2036 | 370586.5171 | -16873.8504 | 160623.9303 | 6885.2333 | 81374.6182 | 241515.7922 | 48444.6694 | -0.71277 | 3495.7827 | 86096.5021 | 434.9799
Region | Technology | 2023-24 | 2024-25 | 2025-26 | 2026-27 | 2027-28 | 2028-29 | 2029-30 | 2030-31 | 2031-32 | 2032-33 | 2033-34 | 2034-35 | 2035-36 | 2036-37 | 2037-38 | 2038-39 | 2039-40 | 2040-41 | 2041-42 | 2042-43 | 2043-44 | 2044-45 | 2045-46 | 2046-47 | 2047-48
VIC1 | Black Coal | 0 | 0 | 0 | 0 | 0 | 0 | 0 | 0 | 0 | 0 | 0 | 0 | 0 | 0 | 0 | 0 | 0 | 0 | 0 | 0 | 0 | 0 | 0 | 0 | 0
VIC1 | Brown Coal | 0 | 0 | -673138.9463 | -0.95199 | -763260.0966 | -579472.2958 | -549664.1024 | -127120.4037 | -1156813.2109 | -0.01052 | -0.0046445 | -0.0016563 | -0.10945 | -0.69729 | -0.00076658 | -1.0873 | -0.0096227 | -0.028152 | -0.01497 | -0.025865 | -0.00022801 | -0.050023 | -0.0501 | -3.101e-05 | 0
VIC1 | CCGT | 0 | 0.0951 | 0.012787 | 0.035098 | 0.00011572 | 0.0068907 | 0.005269 | 5.3261e-05 | 1.5487e-05 | 6.263e-05 | 8.0073e-05 | 0.012303 | 5.5778e-05 | 2.3437e-05 | 0.019775 | 2.2762e-05 | 0.00073928 | 0.0049062 | 0.0041376 | 0.00053283 | 0.023859 | 0.0001934 | 0.00013057 | 0.00015355 | 8.4773e-05
VIC1 | Gas - Steam | 0 | 0 | 0 | 0 | 0 | 0 | 0 | 0 | 0 | 0 | 0 | 0 | 0 | 0 | 0 | 0 | 0 | 0 | 0 | 0 | 0 | 0 | 0 | 0 | 0
VIC1 | OCGT / Diesel | 0.58537 | 0.002507 | 0.0036273 | 0.022447 | 0.0007671 | 0.0018973 | 0.0014162 | 0.00096258 | 0.00068896 | 0.001062 | 0.0012177 | 0.0033971 | 13438.9514 | 0.0011742 | 8259.2556 | 0.00061345 | 0.0043201 | 0.10928 | 16392.8624 | 0.00063321 | 7102.6142 | 20247.6245 | 0.00017508 | 0.00030589 | 0.00041473
VIC1 | Hydro | 0 | 0 | 0 | 0 | 0 | 0 | 0 | 0 | 0 | 0 | 0 | 0 | 0 | 0 | 0 | 0 | 0 | 0 | 0 | 0 | 0 | 0 | 0 | 0 | 0
VIC1 | Hydrogen Turbine | 0 | 0 | 0 | 0 | 0 | 0 | 0 | 0 | 0 | 0 | 0 | 0 | 0 | 0 | 0 | 0 | 0 | 0 | 0 | 0 | 0 | 0 | 0 | 0 | 0
VIC1 | Wind | 8.889 | 145172.4921 | 194646.4718 | 162841.2074 | 175752.5009 | 90561.0045 | 58546.5044 | 68311.3912 | 95309.3848 | 0.045686 | 247196.1656 | 0.080969 | 0.0092194 | 0.07747 | 50095.9851 | 30.458 | 4448.6199 | 2137.1009 | 0.016665 | 10818.5545 | 3161.8581 | 0.028396 | 9580.039 | 18640.9932 | 359.1333
VIC1 | Solar PV | 1.3718 | 0.43056 | 0.61353 | 2.5602 | 0.006119 | 0.012039 | 0.014485 | 0.28105 | 1.4284 | 87460.8192 | 0.01853 | 45403.9011 | 0.0067514 | 9953.8268 | 61166.9727 | 4076.7561 | 36033.9664 | 1005.953 | 50604.1011 | 794.994 | 58688.9921 | 0.006363 | 2820.0352 | 5555.9752 | 0.0032292
VIC1 | Grid Battery | 1.5481 | 0.60756 | 0.029465 | 33429.572 | 0.032407 | 0.0022102 | 32803.9297 | 34567.2236 | 0.040593 | 29568.6225 | 0.031791 | 0.012935 | 69762.9926 | 0.05776 | 37103.1169 | 0.050815 | 18503.6971 | 499.452 | 25961.2797 | 0.029614 | 7886.2004 | 19880.1725 | 0.013805 | 823.8991 | 438.9982
VIC1 | Pumped Hydro | 0 | 0 | 1.1119 | 3.2056 | 0.010625 | 0.0089314 | 0.0078934 | 0.0047059 | 0.0023077 | 0.0043843 | 0.0062307 | 0.0083872 | 0.13752 | 0.028077 | 0.74945 | 0.0062953 | 0.0073359 | 0.0067423 | 0.46132 | 0.0071809 | 0.0080352 | 1985.206 | 0.0049907 | 0.0027181 | 0.0025752
VIC1 | VPP | 0 | 0 | 0 | 0 | 0 | 0 | 0 | 0 | 0 | 0 | 0 | 0 | 0 | 0 | 0 | 0 | 0 | 0 | 0 | 0 | 0 | 0 | 0 | 0 | 0
Total excluding storage |  | 10.8462 | 145173.0203 | -478491.8445 | 162842.8731 | -587507.5887 | -488911.2705 | -491117.5769 | -58808.7304 | -1061502.397 | 87460.8555 | 247196.1808 | 45403.9961 | 13438.8579 | 9953.2081 | 119522.2325 | 4106.1273 | 40482.5818 | 3143.1399 | 66996.9693 | 11613.5238 | 68953.488 | 20247.6094 | 12400.0244 | 24196.9688 | 359.1371
Region | Technology | 2023-24 | 2024-25 | 2025-26 | 2026-27 | 2027-28 | 2028-29 | 2029-30 | 2030-31 | 2031-32 | 2032-33 | 2033-34 | 2034-35 | 2035-36 | 2036-37 | 2037-38 | 2038-39 | 2039-40 | 2040-41 | 2041-42 | 2042-43 | 2043-44 | 2044-45 | 2045-46 | 2046-47 | 2047-48
SA1 | Black Coal | 0 | 0 | 0 | 0 | 0 | 0 | 0 | 0 | 0 | 0 | 0 | 0 | 0 | 0 | 0 | 0 | 0 | 0 | 0 | 0 | 0 | 0 | 0 | 0 | 0
SA1 | Brown Coal | 0 | 0 | 0 | 0 | 0 | 0 | 0 | 0 | 0 | 0 | 0 | 0 | 0 | 0 | 0 | 0 | 0 | 0 | 0 | 0 | 0 | 0 | 0 | 0 | 0
SA1 | CCGT | 0 | 0.087819 | 0.0077556 | 5.4227e-05 | 0.00093373 | 0.0069916 | 0.00013988 | 0.0050332 | 0.00012392 | 0.0055427 | 0.0031683 | 0.010188 | 0.00012132 | 3.4993e-05 | 0.013129 | 1.4879e-05 | 9.4419e-05 | 4.3438e-05 | 2.2741e-05 | 0.00012738 | 0.0047455 | 1.1046e-05 | 3.3394e-06 | 3.0544e-05 | 2.4834e-06
SA1 | Gas - Steam | 0 | 0 | 0 | 0 | 0 | 0 | 0 | 0 | 0 | 0 | 0 | 0 | 0 | 0 | 0 | 0 | 0 | 0 | 0 | 0 | 0 | 0 | 0 | 0 | 0
SA1 | OCGT / Diesel | 0.27959 | 0.0016918 | 0.0026206 | 0.0024138 | 0.0068946 | 0.010499 | 0.0089129 | 0.013619 | 0.011778 | 0.032515 | 0.0017539 | 0.014503 | 0.32694 | 0.0016822 | 0.35964 | 0.00038504 | 0.0017639 | 0.0017896 | 0.00069131 | 0.00045072 | 4287.1334 | 1925.8458 | 0.000178 | 0.000381 | 4.6279e-05
SA1 | Hydro | 0 | 0 | 0 | 0 | 0 | 0 | 0 | 0 | 0 | 0 | 0 | 0 | 0 | 0 | 0 | 0 | 0 | 0 | 0 | 0 | 0 | 0 | 0 | 0 | 0
SA1 | Hydrogen Turbine | 0 | 0 | 0 | 0 | 0 | 0 | 0 | 0 | 0 | 0 | 0 | 0 | 0 | 0 | 0 | 0 | 0 | 0 | 0 | 0 | 0 | 0 | 0 | 0 | 0
SA1 | Wind | 24998.9121 | 61166.0243 | 39812.9089 | 88808.5909 | 27830.9755 | 168366.5004 | 23691.0426 | 436.5647 | 25315.3769 | 1.8665 | 34230.7863 | 0.052895 | 14024.9638 | 4425.6407 | 43955.9739 | 36134.5125 | 10.9861 | 2215.6291 | 0.0092457 | 45441.4974 | 7784.0599 | 5709.6 | 0.057173 | 19283.2759 | 3568.1479
SA1 | Solar PV | 2.5206 | 0.11607 | 1.2548 | 0.0054645 | 0.18811 | 0.25741 | 0.070178 | 1.6577 | 0.0093691 | 37775.1891 | 0.0065971 | 52812.2042 | 0.0018175 | 0.095952 | 63850.7279 | 0.15395 | 34884.762 | 42344.5931 | 44825.4239 | 0.036897 | 42759.6584 | 572.6042 | 0.000729 | 8409.7751 | 0.0007403
SA1 | Grid Battery | 1.2855 | 0.1102 | 0.38092 | 0.48433 | 0.77522 | 0.0021467 | 0.33026 | 3.224 | 3059.3241 | 103573.9629 | 0.038651 | 0.019261 | 40980.2799 | 0.085158 | 48096.7941 | 0.045637 | 910.9734 | 25617.8972 | 40052.6749 | 0.024398 | 9678.8004 | 14829.7649 | 0.022353 | 0.011033 | 0.0056022
SA1 | Pumped Hydro | 0 | 0 | 0.85028 | 0.13981 | 0.16559 | 0.018953 | 0.047648 | 0.11699 | 0.0067377 | 0.031505 | 0.024129 | 0.019082 | 0.1057 | 0.013258 | 0.12122 | 0.0059017 | 0.016186 | 0.035765 | 0.057726 | 0.010709 | 0.017486 | 0.045598 | 0.0028004 | 0.001334 | 0.00060764
SA1 | VPP | 0 | 0 | 0 | 0 | 0 | 0 | 0 | 0 | 0 | 0 | 0 | 0 | 0 | 0 | 0 | 0 | 0 | 0 | 0 | 0 | 0 | 0 | 0 | 0 | 0
Total excluding storage |  | 25001.7123 | 61166.2299 | 39814.1741 | 88808.5988 | 27831.1714 | 168366.7753 | 23691.1219 | 438.241 | 25315.3981 | 37777.0937 | 34230.7978 | 52812.2818 | 14025.2927 | 4425.7383 | 107807.0746 | 36134.6669 | 34895.7499 | 44560.224 | 44825.4338 | 45441.5348 | 54830.8565 | 8208.0501 | 0.058083 | 27693.0514 | 3568.1487
Region | Technology | 2023-24 | 2024-25 | 2025-26 | 2026-27 | 2027-28 | 2028-29 | 2029-30 | 2030-31 | 2031-32 | 2032-33 | 2033-34 | 2034-35 | 2035-36 | 2036-37 | 2037-38 | 2038-39 | 2039-40 | 2040-41 | 2041-42 | 2042-43 | 2043-44 | 2044-45 | 2045-46 | 2046-47 | 2047-48
TAS1 | Black Coal | 0 | 0 | 0 | 0 | 0 | 0 | 0 | 0 | 0 | 0 | 0 | 0 | 0 | 0 | 0 | 0 | 0 | 0 | 0 | 0 | 0 | 0 | 0 | 0 | 0
TAS1 | Brown Coal | 0 | 0 | 0 | 0 | 0 | 0 | 0 | 0 | 0 | 0 | 0 | 0 | 0 | 0 | 0 | 0 | 0 | 0 | 0 | 0 | 0 | 0 | 0 | 0 | 0
TAS1 | CCGT | 0 | 0.052957 | 0.0032249 | 0.0025129 | 0.0021239 | 0.002835 | 0.0036171 | 0.0031839 | 0.0043865 | 0.0050428 | 0.00028053 | 0.0028928 | 0.00013245 | 8.4413e-05 | 0.0042281 | 7.0594e-05 | 0.00012912 | 1.4711e-05 | 0.00043981 | 0.00010306 | 0.00099302 | 0.0015365 | 1.4096e-05 | 2.5095e-05 | 8.4044e-06
TAS1 | Gas - Steam | 0 | 0 | 0 | 0 | 0 | 0 | 0 | 0 | 0 | 0 | 0 | 0 | 0 | 0 | 0 | 0 | 0 | 0 | 0 | 0 | 0 | 0 | 0 | 0 | 0
TAS1 | OCGT / Diesel | 0.21769 | 0.01136 | 0.011177 | 0.012915 | 0.0094953 | 0.010224 | 0.012881 | 0.0099387 | 0.011175 | 0.041024 | 0.0018831 | 0.004482 | 0.19886 | 0.0011847 | 0.049498 | 0.00098139 | 0.0013694 | 0.00098391 | 0.050972 | 0.00078962 | 0.0007608 | 0.11293 | 0.00024148 | 0.00020555 | 0.00011117
TAS1 | Hydro | 0 | 0 | 0 | 0 | 0 | 0 | 0 | 0 | 0 | 0 | 0 | 0 | 0 | 0 | 0 | 0 | 0 | 0 | 0 | 0 | 0 | 0 | 0 | 0 | 0
TAS1 | Hydrogen Turbine | 0 | 0 | 0 | 0 | 0 | 0 | 0 | 0 | 0 | 0 | 0 | 0 | 0 | 0 | 0 | 0 | 0 | 0 | 0 | 0 | 0 | 0 | 0 | 0 | 0
TAS1 | Wind | 161011.0033 | 0.45383 | 297.641 | 742.3055 | 31543.3804 | 48005.3166 | 79687.8117 | 12613.1344 | 195311.6944 | 1.0143 | 0.080228 | 0.036886 | 0.0081102 | 0.043671 | 0.0754 | 0.057447 | 0.03656 | 0.045578 | 0.0093752 | 0.032468 | 0.016344 | 0.026515 | 0.1179 | 1179.3394 | 0.0097022
TAS1 | Solar PV | 0.4373 | 0.23642 | 0.12311 | 0.12435 | 0.011709 | 0.0029601 | 0.025656 | 0.18194 | 0.025719 | 0.24 | 0.0043625 | 0.25389 | 0.0022133 | 0.010945 | 0.093452 | 0.02081 | 0.21856 | 0.11576 | 0.090091 | 0.010323 | 0.11823 | 0.29056 | 0.00091477 | 0.00054994 | 0.00059729
TAS1 | Grid Battery | 0.82174 | 0.13739 | 0.19503 | 0.18751 | 0.23178 | 0.0031685 | 0.3311 | 0.57152 | 1.396 | 0.9233 | 0.022284 | 0.011936 | 0.023783 | 0.025669 | 0.52003 | 0.025529 | 0.024034 | 0.017981 | 0.020715 | 0.014447 | 0.1562 | 0.29314 | 0.00914 | 0.0099099 | 0.043606
TAS1 | Pumped Hydro | 0 | 0 | 1.7963 | 0.27343 | 0.26755 | 0.29087 | 1.1732 | 1.4493 | 9718.6318 | 39902.7336 | 0.037719 | 0.051904 | 11416.6124 | 0.019866 | 10104.2083 | 0.014796 | 0.013377 | 0.0051618 | 0.016424 | 0.0090514 | 0.0091666 | 177.8867 | 0.0021881 | 0.0022401 | 0.0025343
TAS1 | VPP | 0 | 0 | 0 | 0 | 0 | 0 | 0 | 0 | 0 | 0 | 0 | 0 | 0 | 0 | 0 | 0 | 0 | 0 | 0 | 0 | 0 | 0 | 0 | 0 | 0
Total excluding storage |  | 161011.6583 | 0.75457 | 297.7785 | 742.4453 | 31543.4037 | 48005.3326 | 79687.8538 | 12613.3294 | 195311.7357 | 1.3004 | 0.086755 | 0.29816 | 0.20932 | 0.055886 | 0.22258 | 0.079309 | 0.25662 | 0.16234 | 0.15088 | 0.043684 | 0.13633 | 0.43155 | 0.11907 | 1179.3402 | 0.010419

## Option 1_Fuel Cost
Fuel cost by technology ($000s) - Option 1, Step Change Scenario
Fuel | Real June 2021 dollars discounted to 1 July 2021
Explicitly modelled generation
Region | Technology | 2023-24 | 2024-25 | 2025-26 | 2026-27 | 2027-28 | 2028-29 | 2029-30 | 2030-31 | 2031-32 | 2032-33 | 2033-34 | 2034-35 | 2035-36 | 2036-37 | 2037-38 | 2038-39 | 2039-40 | 2040-41 | 2041-42 | 2042-43 | 2043-44 | 2044-45 | 2045-46 | 2046-47 | 2047-48
NEM | Black Coal | 1536704.826 | 1443198.253 | 1033523.4728 | 886200.5631 | 764129.2893 | 687439.3036 | 523972.317 | 444423.0263 | 398582.7739 | 340292.9076 | 220933.8871 | 211881.5445 | 151733.2065 | 132256.5597 | 124145.0261 | 61611.3123 | 58373.0195 | 1.3495 | 1.1609 | 0.97904 | 0.87212 | 0.31584 | 0.24303 | 0.18574 | 0.13453
NEM | Brown Coal | 202101.614 | 175581.57 | 118155.1276 | 104400.3675 | 82304.5952 | 64149.6497 | 44024.2567 | 37923.6522 | 0.40884 | 0.3968 | 0.38165 | 0.37178 | 0.32226 | 0.27819 | 0.2724 | 0.21166 | 0.19359 | 0.18141 | 0.16866 | 0.15891 | 0.14987 | 0.12407 | 0.023512 | 0.031571 | 0
NEM | CCGT | 143232.0915 | 124273.687 | 237736.3671 | 206306.0704 | 208939.5965 | 195553.8441 | 228717.2808 | 226069.1497 | 236410.5918 | 199679.2006 | 255165.4033 | 273417.0558 | 199275.8255 | 176900.333 | 120146.8405 | 150138.8747 | 118830.4472 | 124107.1299 | 107207.4494 | 115508.0245 | 77088.2304 | 61724.2946 | 30679.1799 | 21417.2092 | 20002.9772
NEM | Gas - Steam | 10936.0901 | 12629.7781 | 38924.984 | 21965.193 | 23726.906 | 44560.86 | 16001.6208 | 67935.139 | 40866.87 | 30907.676 | 30002.79 | 68921.704 | 18910.01 | 24199.172 | 28681.402 | 33905.736 | 0 | 0 | 0 | 0 | 0 | 0 | 0 | 0 | 0
NEM | OCGT / Diesel | 16865.0507 | 16334.3285 | 36355.8854 | 27445.5206 | 32043.054 | 43627.5001 | 22872.6525 | 50658.0722 | 45274.8439 | 45263.0841 | 68283.7795 | 138576.1065 | 99047.8553 | 128330.3702 | 132366.5624 | 202322.223 | 278573.8716 | 482655.8159 | 263676.7109 | 321680.635 | 510908.5546 | 329596.9334 | 381330.1435 | 462697.5274 | 399114.8061
NEM | Hydro | 0 | 0 | 0 | 0 | 0 | 0 | 0 | 0 | 0 | 0 | 0 | 0 | 0 | 0 | 0 | 0 | 0 | 0 | 0 | 0 | 0 | 0 | 0 | 0 | 0
NEM | Hydrogen Turbine | 0 | 0 | 0 | 0 | 0 | 0 | 0 | 0 | 0 | 0 | 0 | 0 | 0 | 0 | 0 | 0 | 0 | 0 | 0 | 0 | 0 | 0 | 0 | 0 | 0
NEM | Wind | 0 | 0 | 0 | 0 | 0 | 0 | 0 | 0 | 0 | 0 | 0 | 0 | 0 | 0 | 0 | 0 | 0 | 0 | 0 | 0 | 0 | 0 | 0 | 0 | 0
NEM | Solar PV | 0 | 0 | 0 | 0 | 0 | 0 | 0 | 0 | 0 | 0 | 0 | 0 | 0 | 0 | 0 | 0 | 0 | 0 | 0 | 0 | 0 | 0 | 0 | 0 | 0
NEM | Grid Battery | 0 | 0 | 0 | 0 | 0 | 0 | 0 | 0 | 0 | 0 | 0 | 0 | 0 | 0 | 0 | 0 | 0 | 0 | 0 | 0 | 0 | 0 | 0 | 0 | 0
NEM | Pumped Hydro | 0 | 0 | 0 | 0 | 0 | 0 | 0 | 0 | 0 | 0 | 0 | 0 | 0 | 0 | 0 | 0 | 0 | 0 | 0 | 0 | 0 | 0 | 0 | 0 | 0
NEM | VPP | 0 | 0 | 0 | 0 | 0 | 0 | 0 | 0 | 0 | 0 | 0 | 0 | 0 | 0 | 0 | 0 | 0 | 0 | 0 | 0 | 0 | 0 | 0 | 0 | 0
Total excluding storage |  | 1909839.6723 | 1772017.6166 | 1464695.8369 | 1246317.7146 | 1111143.441 | 1035331.1575 | 835588.1277 | 827009.0394 | 721135.4885 | 616143.2651 | 574386.2416 | 692796.7826 | 468967.2195 | 461686.7131 | 405340.1034 | 447978.3576 | 455777.5319 | 606764.4767 | 370885.4899 | 437189.7974 | 587997.807 | 391321.6679 | 412009.59 | 484114.9539 | 419117.9178
Region | Technology | 2023-24 | 2024-25 | 2025-26 | 2026-27 | 2027-28 | 2028-29 | 2029-30 | 2030-31 | 2031-32 | 2032-33 | 2033-34 | 2034-35 | 2035-36 | 2036-37 | 2037-38 | 2038-39 | 2039-40 | 2040-41 | 2041-42 | 2042-43 | 2043-44 | 2044-45 | 2045-46 | 2046-47 | 2047-48
NSW1 | Black Coal | 835378.976 | 770569.238 | 534485.1869 | 454017.764 | 386557.435 | 343881.5555 | 285454.4862 | 237508.6882 | 228918.0807 | 205817.125 | 96773.812 | 93878.984 | 77330.86 | 62137.894 | 63966.068 | 31274.9464 | 27737.5852 | 0 | 0 | 0 | 0 | 0 | 0 | 0 | 0
NSW1 | Brown Coal | 0 | 0 | 0 | 0 | 0 | 0 | 0 | 0 | 0 | 0 | 0 | 0 | 0 | 0 | 0 | 0 | 0 | 0 | 0 | 0 | 0 | 0 | 0 | 0 | 0
NSW1 | CCGT | 1203.8956 | 1564.7987 | 39505.1969 | 31043.103 | 29631.8539 | 27751.0858 | 41090.7333 | 42236.1917 | 47800.5178 | 34062.6379 | 54470.011 | 60625.5411 | 35751.2109 | 36663.3888 | 35052.7715 | 47819.7095 | 38718.0414 | 36944.0931 | 31426.6944 | 37173.5275 | 0.40222 | 0.3616 | 0.34842 | 0.38401 | 0.36235
NSW1 | Gas - Steam | 0 | 0 | 0 | 0 | 0 | 0 | 0 | 0 | 0 | 0 | 0 | 0 | 0 | 0 | 0 | 0 | 0 | 0 | 0 | 0 | 0 | 0 | 0 | 0 | 0
NSW1 | OCGT / Diesel | 678.9467 | 846.2215 | 4783.2694 | 3723.162 | 1783.9758 | 793.8558 | 101.4833 | 3017.9965 | 933.2029 | 4207.5156 | 10340.7322 | 36330.7094 | 20418.2546 | 33763.2195 | 16140.6599 | 50510.4821 | 68185.6642 | 164585.6369 | 68356.7315 | 77647.9918 | 169653.7687 | 81155.1245 | 98034.2087 | 107037.3791 | 105362.2279
NSW1 | Hydro | 0 | 0 | 0 | 0 | 0 | 0 | 0 | 0 | 0 | 0 | 0 | 0 | 0 | 0 | 0 | 0 | 0 | 0 | 0 | 0 | 0 | 0 | 0 | 0 | 0
NSW1 | Hydrogen Turbine | 0 | 0 | 0 | 0 | 0 | 0 | 0 | 0 | 0 | 0 | 0 | 0 | 0 | 0 | 0 | 0 | 0 | 0 | 0 | 0 | 0 | 0 | 0 | 0 | 0
NSW1 | Wind | 0 | 0 | 0 | 0 | 0 | 0 | 0 | 0 | 0 | 0 | 0 | 0 | 0 | 0 | 0 | 0 | 0 | 0 | 0 | 0 | 0 | 0 | 0 | 0 | 0
NSW1 | Solar PV | 0 | 0 | 0 | 0 | 0 | 0 | 0 | 0 | 0 | 0 | 0 | 0 | 0 | 0 | 0 | 0 | 0 | 0 | 0 | 0 | 0 | 0 | 0 | 0 | 0
NSW1 | Grid Battery | 0 | 0 | 0 | 0 | 0 | 0 | 0 | 0 | 0 | 0 | 0 | 0 | 0 | 0 | 0 | 0 | 0 | 0 | 0 | 0 | 0 | 0 | 0 | 0 | 0
NSW1 | Pumped Hydro | 0 | 0 | 0 | 0 | 0 | 0 | 0 | 0 | 0 | 0 | 0 | 0 | 0 | 0 | 0 | 0 | 0 | 0 | 0 | 0 | 0 | 0 | 0 | 0 | 0
NSW1 | VPP | 0 | 0 | 0 | 0 | 0 | 0 | 0 | 0 | 0 | 0 | 0 | 0 | 0 | 0 | 0 | 0 | 0 | 0 | 0 | 0 | 0 | 0 | 0 | 0 | 0
Total excluding storage |  | 837261.8183 | 772980.2582 | 578773.6532 | 488784.029 | 417973.2647 | 372426.4971 | 326646.7028 | 282762.8764 | 277651.8013 | 244087.2785 | 161584.5552 | 190835.2344 | 133500.3255 | 132564.5023 | 115159.4994 | 129605.138 | 134641.2907 | 201529.73 | 99783.4259 | 114821.5194 | 169654.1709 | 81155.4861 | 98034.5571 | 107037.7631 | 105362.5902
Region | Technology | 2023-24 | 2024-25 | 2025-26 | 2026-27 | 2027-28 | 2028-29 | 2029-30 | 2030-31 | 2031-32 | 2032-33 | 2033-34 | 2034-35 | 2035-36 | 2036-37 | 2037-38 | 2038-39 | 2039-40 | 2040-41 | 2041-42 | 2042-43 | 2043-44 | 2044-45 | 2045-46 | 2046-47 | 2047-48
QLD1 | Black Coal | 701325.85 | 672629.015 | 499038.2859 | 432182.7991 | 377571.8543 | 343557.7481 | 238517.8308 | 206914.3381 | 169664.6932 | 134475.7825 | 124160.0751 | 118002.5605 | 74402.3465 | 70118.6657 | 60178.9581 | 30336.3659 | 30635.4343 | 1.3495 | 1.1609 | 0.97904 | 0.87212 | 0.31584 | 0.24303 | 0.18574 | 0.13453
QLD1 | Brown Coal | 0 | 0 | 0 | 0 | 0 | 0 | 0 | 0 | 0 | 0 | 0 | 0 | 0 | 0 | 0 | 0 | 0 | 0 | 0 | 0 | 0 | 0 | 0 | 0 | 0
QLD1 | CCGT | 66445.4774 | 63745.8075 | 124860.885 | 131961.2752 | 123523.3651 | 101122.0809 | 136625.1439 | 119757.6457 | 139282.606 | 122980.9111 | 153231.2715 | 152822.0349 | 129731.4573 | 101345.9103 | 85093.0841 | 102318.2177 | 80111.4945 | 87162.1498 | 75779.89 | 78333.654 | 77086.7039 | 61722.8807 | 30677.8239 | 21415.8335 | 20001.6747
QLD1 | Gas - Steam | 0 | 0 | 0 | 0 | 0 | 0 | 0 | 0 | 0 | 0 | 0 | 0 | 0 | 0 | 0 | 0 | 0 | 0 | 0 | 0 | 0 | 0 | 0 | 0 | 0
QLD1 | OCGT / Diesel | 185.5354 | 0.51094 | 1393.911 | 3917.4184 | 1980.8191 | 1125.0678 | 3233.2917 | 8296.3951 | 13250.5408 | 10719.6013 | 23988.1054 | 27423.1958 | 28010.3082 | 41114.7073 | 36806.3935 | 69611.1335 | 77010.374 | 162006.7705 | 74214.221 | 106783.9304 | 107962.5254 | 72053.0836 | 99089.8491 | 126623.9864 | 104038.9614
QLD1 | Hydro | 0 | 0 | 0 | 0 | 0 | 0 | 0 | 0 | 0 | 0 | 0 | 0 | 0 | 0 | 0 | 0 | 0 | 0 | 0 | 0 | 0 | 0 | 0 | 0 | 0
QLD1 | Hydrogen Turbine | 0 | 0 | 0 | 0 | 0 | 0 | 0 | 0 | 0 | 0 | 0 | 0 | 0 | 0 | 0 | 0 | 0 | 0 | 0 | 0 | 0 | 0 | 0 | 0 | 0
QLD1 | Wind | 0 | 0 | 0 | 0 | 0 | 0 | 0 | 0 | 0 | 0 | 0 | 0 | 0 | 0 | 0 | 0 | 0 | 0 | 0 | 0 | 0 | 0 | 0 | 0 | 0
QLD1 | Solar PV | 0 | 0 | 0 | 0 | 0 | 0 | 0 | 0 | 0 | 0 | 0 | 0 | 0 | 0 | 0 | 0 | 0 | 0 | 0 | 0 | 0 | 0 | 0 | 0 | 0
QLD1 | Grid Battery | 0 | 0 | 0 | 0 | 0 | 0 | 0 | 0 | 0 | 0 | 0 | 0 | 0 | 0 | 0 | 0 | 0 | 0 | 0 | 0 | 0 | 0 | 0 | 0 | 0
QLD1 | Pumped Hydro | 0 | 0 | 0 | 0 | 0 | 0 | 0 | 0 | 0 | 0 | 0 | 0 | 0 | 0 | 0 | 0 | 0 | 0 | 0 | 0 | 0 | 0 | 0 | 0 | 0
QLD1 | VPP | 0 | 0 | 0 | 0 | 0 | 0 | 0 | 0 | 0 | 0 | 0 | 0 | 0 | 0 | 0 | 0 | 0 | 0 | 0 | 0 | 0 | 0 | 0 | 0 | 0
Total excluding storage |  | 767956.8628 | 736375.3334 | 625293.0819 | 568061.4927 | 503076.0385 | 445804.8967 | 378376.2664 | 334968.3788 | 322197.84 | 268176.295 | 301379.4519 | 298247.7912 | 232144.112 | 212579.2833 | 182078.4357 | 202265.7171 | 187757.3028 | 249170.2698 | 149995.272 | 185118.5634 | 185050.1014 | 133776.2801 | 129767.916 | 148040.0057 | 124040.7707
Region | Technology | 2023-24 | 2024-25 | 2025-26 | 2026-27 | 2027-28 | 2028-29 | 2029-30 | 2030-31 | 2031-32 | 2032-33 | 2033-34 | 2034-35 | 2035-36 | 2036-37 | 2037-38 | 2038-39 | 2039-40 | 2040-41 | 2041-42 | 2042-43 | 2043-44 | 2044-45 | 2045-46 | 2046-47 | 2047-48
VIC1 | Black Coal | 0 | 0 | 0 | 0 | 0 | 0 | 0 | 0 | 0 | 0 | 0 | 0 | 0 | 0 | 0 | 0 | 0 | 0 | 0 | 0 | 0 | 0 | 0 | 0 | 0
VIC1 | Brown Coal | 202101.614 | 175581.57 | 118155.1276 | 104400.3675 | 82304.5952 | 64149.6497 | 44024.2567 | 37923.6522 | 0.40884 | 0.3968 | 0.38165 | 0.37178 | 0.32226 | 0.27819 | 0.2724 | 0.21166 | 0.19359 | 0.18141 | 0.16866 | 0.15891 | 0.14987 | 0.12407 | 0.023512 | 0.031571 | 0
VIC1 | CCGT | 0 | 0.29443 | 0.33726 | 0.42189 | 0.41126 | 0.43017 | 0.41729 | 0.40518 | 0.3747 | 0.35793 | 0.34618 | 0.39511 | 0.36311 | 0.34968 | 0.43969 | 0.42653 | 0.41075 | 0.41996 | 0.423 | 0.41786 | 0.65812 | 0.6004 | 0.57748 | 0.57565 | 0.54683
VIC1 | Gas - Steam | 1546.8221 | 1827.7851 | 18350.31 | 11315.76 | 15451.502 | 34446.916 | 12609.981 | 53590.5 | 25991.982 | 21420.854 | 18910.492 | 32378.832 | 18910.01 | 24199.172 | 28681.402 | 33905.736 | 0 | 0 | 0 | 0 | 0 | 0 | 0 | 0 | 0
VIC1 | OCGT / Diesel | 2497.0969 | 1613.257 | 9393.6165 | 8799.454 | 10410.8652 | 21536.7513 | 6012.6691 | 16950.1741 | 12662.5019 | 16586.3929 | 15445.5362 | 44390.5089 | 30391.0616 | 31664.5491 | 51625.0946 | 50880.0476 | 94296.5593 | 117682.6279 | 95972.9311 | 109897.4207 | 182239.7618 | 151651.2758 | 161602.8945 | 209918.6537 | 174399.9623
VIC1 | Hydro | 0 | 0 | 0 | 0 | 0 | 0 | 0 | 0 | 0 | 0 | 0 | 0 | 0 | 0 | 0 | 0 | 0 | 0 | 0 | 0 | 0 | 0 | 0 | 0 | 0
VIC1 | Hydrogen Turbine | 0 | 0 | 0 | 0 | 0 | 0 | 0 | 0 | 0 | 0 | 0 | 0 | 0 | 0 | 0 | 0 | 0 | 0 | 0 | 0 | 0 | 0 | 0 | 0 | 0
VIC1 | Wind | 0 | 0 | 0 | 0 | 0 | 0 | 0 | 0 | 0 | 0 | 0 | 0 | 0 | 0 | 0 | 0 | 0 | 0 | 0 | 0 | 0 | 0 | 0 | 0 | 0
VIC1 | Solar PV | 0 | 0 | 0 | 0 | 0 | 0 | 0 | 0 | 0 | 0 | 0 | 0 | 0 | 0 | 0 | 0 | 0 | 0 | 0 | 0 | 0 | 0 | 0 | 0 | 0
VIC1 | Grid Battery | 0 | 0 | 0 | 0 | 0 | 0 | 0 | 0 | 0 | 0 | 0 | 0 | 0 | 0 | 0 | 0 | 0 | 0 | 0 | 0 | 0 | 0 | 0 | 0 | 0
VIC1 | Pumped Hydro | 0 | 0 | 0 | 0 | 0 | 0 | 0 | 0 | 0 | 0 | 0 | 0 | 0 | 0 | 0 | 0 | 0 | 0 | 0 | 0 | 0 | 0 | 0 | 0 | 0
VIC1 | VPP | 0 | 0 | 0 | 0 | 0 | 0 | 0 | 0 | 0 | 0 | 0 | 0 | 0 | 0 | 0 | 0 | 0 | 0 | 0 | 0 | 0 | 0 | 0 | 0 | 0
Total excluding storage |  | 206145.533 | 179022.9065 | 145899.3914 | 124516.0034 | 108167.3736 | 120133.7472 | 62647.324 | 108464.7315 | 38655.2674 | 38008.0016 | 34356.7561 | 76770.1078 | 49301.7569 | 55864.3489 | 80307.2087 | 84786.4217 | 94297.1636 | 117683.2292 | 95973.5228 | 109897.9974 | 182240.5698 | 151652.0003 | 161603.4955 | 209919.2609 | 174400.5091
Region | Technology | 2023-24 | 2024-25 | 2025-26 | 2026-27 | 2027-28 | 2028-29 | 2029-30 | 2030-31 | 2031-32 | 2032-33 | 2033-34 | 2034-35 | 2035-36 | 2036-37 | 2037-38 | 2038-39 | 2039-40 | 2040-41 | 2041-42 | 2042-43 | 2043-44 | 2044-45 | 2045-46 | 2046-47 | 2047-48
SA1 | Black Coal | 0 | 0 | 0 | 0 | 0 | 0 | 0 | 0 | 0 | 0 | 0 | 0 | 0 | 0 | 0 | 0 | 0 | 0 | 0 | 0 | 0 | 0 | 0 | 0 | 0
SA1 | Brown Coal | 0 | 0 | 0 | 0 | 0 | 0 | 0 | 0 | 0 | 0 | 0 | 0 | 0 | 0 | 0 | 0 | 0 | 0 | 0 | 0 | 0 | 0 | 0 | 0 | 0
SA1 | CCGT | 75582.7185 | 58962.5941 | 73369.753 | 43301.0752 | 55783.7719 | 66680.0509 | 51000.7835 | 64074.6999 | 49326.8753 | 42635.063 | 47463.5521 | 59968.8552 | 33792.5783 | 38890.4772 | 0.32187 | 0.30851 | 0.29468 | 0.27784 | 0.25799 | 0.24921 | 0.28669 | 0.26237 | 0.25008 | 0.24257 | 0.22814
SA1 | Gas - Steam | 9389.268 | 10801.993 | 20574.674 | 10649.433 | 8275.404 | 10113.944 | 3391.6398 | 14344.639 | 14874.888 | 9486.822 | 11092.298 | 36542.872 | 0 | 0 | 0 | 0 | 0 | 0 | 0 | 0 | 0 | 0 | 0 | 0 | 0
SA1 | OCGT / Diesel | 13503.192 | 13874.0591 | 20784.2861 | 10980.1291 | 17867.1115 | 20169.0542 | 13413.0017 | 22208.1346 | 18125.0179 | 13209.5296 | 18475.7041 | 29376.8565 | 19257.3291 | 20845.9893 | 26673.2328 | 30518.842 | 35931.7204 | 37647.1373 | 24828.439 | 26944.0077 | 50669.2284 | 24516.2999 | 22340.5288 | 18915.1328 | 15135.0644
SA1 | Hydro | 0 | 0 | 0 | 0 | 0 | 0 | 0 | 0 | 0 | 0 | 0 | 0 | 0 | 0 | 0 | 0 | 0 | 0 | 0 | 0 | 0 | 0 | 0 | 0 | 0
SA1 | Hydrogen Turbine | 0 | 0 | 0 | 0 | 0 | 0 | 0 | 0 | 0 | 0 | 0 | 0 | 0 | 0 | 0 | 0 | 0 | 0 | 0 | 0 | 0 | 0 | 0 | 0 | 0
SA1 | Wind | 0 | 0 | 0 | 0 | 0 | 0 | 0 | 0 | 0 | 0 | 0 | 0 | 0 | 0 | 0 | 0 | 0 | 0 | 0 | 0 | 0 | 0 | 0 | 0 | 0
SA1 | Solar PV | 0 | 0 | 0 | 0 | 0 | 0 | 0 | 0 | 0 | 0 | 0 | 0 | 0 | 0 | 0 | 0 | 0 | 0 | 0 | 0 | 0 | 0 | 0 | 0 | 0
SA1 | Grid Battery | 0 | 0 | 0 | 0 | 0 | 0 | 0 | 0 | 0 | 0 | 0 | 0 | 0 | 0 | 0 | 0 | 0 | 0 | 0 | 0 | 0 | 0 | 0 | 0 | 0
SA1 | Pumped Hydro | 0 | 0 | 0 | 0 | 0 | 0 | 0 | 0 | 0 | 0 | 0 | 0 | 0 | 0 | 0 | 0 | 0 | 0 | 0 | 0 | 0 | 0 | 0 | 0 | 0
SA1 | VPP | 0 | 0 | 0 | 0 | 0 | 0 | 0 | 0 | 0 | 0 | 0 | 0 | 0 | 0 | 0 | 0 | 0 | 0 | 0 | 0 | 0 | 0 | 0 | 0 | 0
Total excluding storage |  | 98475.1785 | 83638.6462 | 114728.7131 | 64930.6373 | 81926.2874 | 96963.0491 | 67805.425 | 100627.4735 | 82326.7812 | 65331.4146 | 77031.5542 | 125888.5836 | 53049.9074 | 59736.4665 | 26673.5547 | 30519.1505 | 35932.0151 | 37647.4152 | 24828.697 | 26944.2569 | 50669.5151 | 24516.5623 | 22340.7789 | 18915.3754 | 15135.2925
Region | Technology | 2023-24 | 2024-25 | 2025-26 | 2026-27 | 2027-28 | 2028-29 | 2029-30 | 2030-31 | 2031-32 | 2032-33 | 2033-34 | 2034-35 | 2035-36 | 2036-37 | 2037-38 | 2038-39 | 2039-40 | 2040-41 | 2041-42 | 2042-43 | 2043-44 | 2044-45 | 2045-46 | 2046-47 | 2047-48
TAS1 | Black Coal | 0 | 0 | 0 | 0 | 0 | 0 | 0 | 0 | 0 | 0 | 0 | 0 | 0 | 0 | 0 | 0 | 0 | 0 | 0 | 0 | 0 | 0 | 0 | 0 | 0
TAS1 | Brown Coal | 0 | 0 | 0 | 0 | 0 | 0 | 0 | 0 | 0 | 0 | 0 | 0 | 0 | 0 | 0 | 0 | 0 | 0 | 0 | 0 | 0 | 0 | 0 | 0 | 0
TAS1 | CCGT | 0 | 0.1923 | 0.19492 | 0.19506 | 0.1944 | 0.19639 | 0.20277 | 0.20731 | 0.21803 | 0.23065 | 0.2226 | 0.22957 | 0.21587 | 0.20696 | 0.22331 | 0.21244 | 0.20588 | 0.18913 | 0.18404 | 0.17593 | 0.17947 | 0.18956 | 0.18008 | 0.17341 | 0.16514
TAS1 | Gas - Steam | 0 | 0 | 0 | 0 | 0 | 0 | 0 | 0 | 0 | 0 | 0 | 0 | 0 | 0 | 0 | 0 | 0 | 0 | 0 | 0 | 0 | 0 | 0 | 0 | 0
TAS1 | OCGT / Diesel | 0.27971 | 0.27997 | 0.80231 | 25.3571 | 0.28241 | 2.771 | 112.2067 | 185.3719 | 303.5805 | 540.0447 | 33.7017 | 1054.836 | 970.9018 | 941.905 | 1121.1816 | 801.7178 | 3149.5538 | 733.6433 | 304.3881 | 407.2844 | 383.2703 | 221.1497 | 262.6624 | 202.3755 | 178.5901
TAS1 | Hydro | 0 | 0 | 0 | 0 | 0 | 0 | 0 | 0 | 0 | 0 | 0 | 0 | 0 | 0 | 0 | 0 | 0 | 0 | 0 | 0 | 0 | 0 | 0 | 0 | 0
TAS1 | Hydrogen Turbine | 0 | 0 | 0 | 0 | 0 | 0 | 0 | 0 | 0 | 0 | 0 | 0 | 0 | 0 | 0 | 0 | 0 | 0 | 0 | 0 | 0 | 0 | 0 | 0 | 0
TAS1 | Wind | 0 | 0 | 0 | 0 | 0 | 0 | 0 | 0 | 0 | 0 | 0 | 0 | 0 | 0 | 0 | 0 | 0 | 0 | 0 | 0 | 0 | 0 | 0 | 0 | 0
TAS1 | Solar PV | 0 | 0 | 0 | 0 | 0 | 0 | 0 | 0 | 0 | 0 | 0 | 0 | 0 | 0 | 0 | 0 | 0 | 0 | 0 | 0 | 0 | 0 | 0 | 0 | 0
TAS1 | Grid Battery | 0 | 0 | 0 | 0 | 0 | 0 | 0 | 0 | 0 | 0 | 0 | 0 | 0 | 0 | 0 | 0 | 0 | 0 | 0 | 0 | 0 | 0 | 0 | 0 | 0
TAS1 | Pumped Hydro | 0 | 0 | 0 | 0 | 0 | 0 | 0 | 0 | 0 | 0 | 0 | 0 | 0 | 0 | 0 | 0 | 0 | 0 | 0 | 0 | 0 | 0 | 0 | 0 | 0
TAS1 | VPP | 0 | 0 | 0 | 0 | 0 | 0 | 0 | 0 | 0 | 0 | 0 | 0 | 0 | 0 | 0 | 0 | 0 | 0 | 0 | 0 | 0 | 0 | 0 | 0 | 0
Total excluding storage |  | 0.27971 | 0.47226 | 0.99723 | 25.5522 | 0.47681 | 2.9674 | 112.4094 | 185.5792 | 303.7985 | 540.2754 | 33.9243 | 1055.0656 | 971.1177 | 942.112 | 1121.4049 | 801.9303 | 3149.7596 | 733.8325 | 304.5722 | 407.4603 | 383.4497 | 221.3393 | 262.8425 | 202.5489 | 178.7553

## Option 1_Build Cost
New generation build cost (CAPEX) by technology ($000s) - Option 1, Step Change Scenario
CAPEX (Install) | Real June 2021 dollars discounted to 1 July 2021. The total capital costs are annualised for modelling purposes.
Explicitly modelled generation
Region | Technology | 2023-24 | 2024-25 | 2025-26 | 2026-27 | 2027-28 | 2028-29 | 2029-30 | 2030-31 | 2031-32 | 2032-33 | 2033-34 | 2034-35 | 2035-36 | 2036-37 | 2037-38 | 2038-39 | 2039-40 | 2040-41 | 2041-42 | 2042-43 | 2043-44 | 2044-45 | 2045-46 | 2046-47 | 2047-48
NEM | Black Coal | 0 | 0 | 0 | 0 | 0 | 0 | 0 | 0 | 0 | 0 | 0 | 0 | 0 | 0 | 0 | 0 | 0 | 0 | 0 | 0 | 0 | 0 | 0 | 0 | 0
NEM | Brown Coal | 0 | 0 | 0 | 0 | 0 | 0 | 0 | 0 | 0 | 0 | 0 | 0 | 0 | 0 | 0 | 0 | 0 | 0 | 0 | 0 | 0 | 0 | 0 | 0 | 0
NEM | CCGT | 0 | 5.7935 | 1.101 | 0.5057 | 0.043325 | 1.0286 | 0.12663 | 0.1109 | 0.063194 | 0.19228 | 0.43343 | 0.38139 | 0.005259 | 0.0053249 | 0.98296 | 0.0017403 | 0.058784 | 0.065133 | 0.11242 | 0.015467 | 0.46735 | 0.022576 | 0.0020822 | 0.051183 | 0.0013331
NEM | Gas - Steam | 0 | 0 | 0 | 0 | 0 | 0 | 0 | 0 | 0 | 0 | 0 | 0 | 0 | 0 | 0 | 0 | 0 | 0 | 0 | 0 | 0 | 0 | 0 | 0 | 0
NEM | OCGT / Diesel | 14.1706 | 3.1637 | 1.165 | 0.37069 | 0.16338 | 4.1901 | 0.21246 | 0.22621 | 0.21216 | 0.63389 | 0.065502 | 0.22536 | 98901.4994 | 0.070679 | 511301.1133 | 0.025737 | 8114.8481 | 1.0693 | 119366.9927 | 0.026791 | 152497.6689 | 160550.3581 | 0.010021 | 45281.6359 | 0.0059993
NEM | Hydro | 0 | 0 | 0 | 0 | 0 | 0 | 0 | 0 | 0 | 0 | 0 | 0 | 0 | 0 | 0 | 0 | 0 | 0 | 0 | 0 | 0 | 0 | 0 | 0 | 0
NEM | Hydrogen Turbine | 0 | 0 | 0 | 0 | 0 | 0 | 0 | 0 | 0 | 0 | 0 | 0 | 0 | 0 | 0 | 0 | 0 | 0 | 0 | 0 | 0 | 0 | 0 | 0 | 0
NEM | Wind | 4268246.0698 | 1340135.198 | 10407120.52 | 2566982.3029 | 5739098.7645 | 5519955.4617 | 2854180.4521 | 1328244.1791 | 1981581.4351 | 2269527.559 | 2982782.7995 | 93027.599 | 1280057.1453 | 600393.2033 | 2452697.7539 | 222566.2811 | 37783.4174 | 71394.6657 | 125000.4118 | 760688.462 | 268547.3277 | 31831.0282 | 197626.0798 | 569520.2879 | 66582.0715
NEM | Solar PV | 36.1743 | 39.5346 | 620455.0224 | 13.4471 | 9.4381 | 269541.1676 | 514708.3723 | 621980.9929 | 476760.0879 | 965529.3909 | 663520.6729 | 785097.3439 | 0.19988 | 277455.3946 | 1178919.6596 | 610522.0466 | 881026.6414 | 548551.0177 | 732158.3815 | 873715.8424 | 567394.4932 | 1768.2347 | 10822.054 | 226242.8444 | 1445.4884
NEM | Grid Battery | 50.8969 | 32.6802 | 1092282.732 | 170021.0649 | 352404.1787 | 1136951.9303 | 210293.5358 | 578755.8484 | 157598.5889 | 1384707.1935 | 174932.8738 | 237846.6089 | 739958.4777 | 1.3392 | 382865.0988 | 0.97739 | 439374.2672 | 86379.5322 | 928286.0785 | 307972.7391 | 87328.535 | 148751.7223 | 0.75497 | 2479.7437 | 1298.5817
NEM | Pumped Hydro | 0 | 0 | 940940.993 | 50.5655 | 45054.2793 | 89.3664 | 10.4765 | 13.8688 | 68484.8812 | 281174.9026 | 1.4453 | 1.381 | 80511.6727 | 1.4679 | 856548.1299 | 0.44882 | 345197.0372 | 0.87784 | 8.6198 | 0.65222 | 0.61635 | 30281.6971 | 0.16265 | 39114.936 | 0.065281
NEM | VPP | 0 | 0 | 0 | 0 | 0 | 0 | 0 | 0 | 0 | 0 | 0 | 0 | 0 | 0 | 0 | 0 | 0 | 0 | 0 | 0 | 0 | 0 | 0 | 0 | 0
Total excluding storage |  | 4268296.4147 | 1340183.6897 | 11027577.8084 | 2566996.6263 | 5739108.4093 | 5789501.8479 | 3368889.1634 | 1950225.509 | 2458341.7984 | 3235057.7761 | 3646303.9713 | 878125.5496 | 1378958.8499 | 877848.6739 | 4142919.5098 | 833088.3552 | 926924.9657 | 619946.8179 | 976525.8985 | 1634404.3467 | 988439.9571 | 194149.6436 | 208448.1458 | 841044.8194 | 68027.5672
Region | Technology | 2023-24 | 2024-25 | 2025-26 | 2026-27 | 2027-28 | 2028-29 | 2029-30 | 2030-31 | 2031-32 | 2032-33 | 2033-34 | 2034-35 | 2035-36 | 2036-37 | 2037-38 | 2038-39 | 2039-40 | 2040-41 | 2041-42 | 2042-43 | 2043-44 | 2044-45 | 2045-46 | 2046-47 | 2047-48
NSW1 | Black Coal | 0 | 0 | 0 | 0 | 0 | 0 | 0 | 0 | 0 | 0 | 0 | 0 | 0 | 0 | 0 | 0 | 0 | 0 | 0 | 0 | 0 | 0 | 0 | 0 | 0
NSW1 | Brown Coal | 0 | 0 | 0 | 0 | 0 | 0 | 0 | 0 | 0 | 0 | 0 | 0 | 0 | 0 | 0 | 0 | 0 | 0 | 0 | 0 | 0 | 0 | 0 | 0 | 0
NSW1 | CCGT | 0 | 1.4946 | 0.36354 | 0.00014462 | 0 | 0.0026209 | 0.0074084 | 0.00080155 | 0.0020411 | 0.050068 | 0.2017 | 0.00094951 | 0.00017155 | 0.00038652 | 0.27496 | 0.00017154 | 0.00054219 | 0.0015092 | 0.053453 | 0.0036908 | 0.086934 | 8.5811e-05 | 6.833e-05 | 0.025071 | 0.00010881
NSW1 | Gas - Steam | 0 | 0 | 0 | 0 | 0 | 0 | 0 | 0 | 0 | 0 | 0 | 0 | 0 | 0 | 0 | 0 | 0 | 0 | 0 | 0 | 0 | 0 | 0 | 0 | 0
NSW1 | OCGT / Diesel | 3.055 | 2.9386 | 0.042952 | 0.0031954 | 0.0037127 | 0.0059997 | 0.0094601 | 0.007644 | 0.0074976 | 0.0082952 | 0.012464 | 0.017084 | 0.008102 | 0.015554 | 67820.4402 | 0.0047271 | 0.0095692 | 0.010445 | 0.040853 | 0.0060519 | 69974.4724 | 15.537 | 0.001743 | 0.023154 | 0.00077609
NSW1 | Hydro | 0 | 0 | 0 | 0 | 0 | 0 | 0 | 0 | 0 | 0 | 0 | 0 | 0 | 0 | 0 | 0 | 0 | 0 | 0 | 0 | 0 | 0 | 0 | 0 | 0
NSW1 | Hydrogen Turbine | 0 | 0 | 0 | 0 | 0 | 0 | 0 | 0 | 0 | 0 | 0 | 0 | 0 | 0 | 0 | 0 | 0 | 0 | 0 | 0 | 0 | 0 | 0 | 0 | 0
NSW1 | Wind | 1901929.91 | 5.659 | 4213469.1683 | 359395.388 | 3904155.242 | 1334884.2588 | 354469.3765 | 9.6977 | 11.4576 | 1264442.6008 | 609028.703 | 90595.7929 | 1163763.7713 | 400165.6139 | 581128.2624 | 9913.0634 | 0.67221 | 27084.1685 | 121333.6491 | 138558.412 | 123705.1494 | 0.26709 | 123124.6939 | 103843.2972 | 45529.2705
NSW1 | Solar PV | 5.8207 | 32.4317 | 620439.4191 | 0.29316 | 8.3733 | 269524.6832 | 514702.3769 | 621966.4108 | 183683.6152 | 252958.5579 | 416037.9491 | 26458.0719 | 0.13618 | 241709.3094 | 339220.1362 | 271474.6525 | 144450.401 | 53323.8225 | 128089.0868 | 300312.6702 | 66736.218 | 0.004175 | 0.097434 | 61694.5732 | 118.1338
NSW1 | Grid Battery | 23.2577 | 26.3886 | 1092273.1776 | 1.6532 | 352398.5607 | 422967.3111 | 67733.9426 | 3.5466 | 6.9406 | 633054.092 | 0.71552 | 0.13692 | 260534.81 | 0.5813 | 85380.2143 | 0.3663 | 181285.3814 | 0.39864 | 264049.1897 | 0.37029 | 1.7507 | 40892.7193 | 0.59444 | 0.51025 | 0.054931
NSW1 | Pumped Hydro | 0 | 0 | 940872.7271 | 0.54851 | 45049.004 | 1.5937 | 0.37871 | 0.64403 | 0.1349 | 0.49827 | 0.41913 | 0.25045 | 1.3692 | 0.53642 | 20.2724 | 0.085892 | 0.12702 | 0.13205 | 1.1156 | 0.13798 | 0.10146 | 4.1463 | 0.031407 | 0.088354 | 0.0069258
NSW1 | VPP | 0 | 0 | 0 | 0 | 0 | 0 | 0 | 0 | 0 | 0 | 0 | 0 | 0 | 0 | 0 | 0 | 0 | 0 | 0 | 0 | 0 | 0 | 0 | 0 | 0
Total excluding storage |  | 1901938.7857 | 42.5239 | 4833908.9939 | 359395.6845 | 3904163.619 | 1604408.9506 | 869171.7703 | 621976.117 | 183695.0823 | 1517401.2171 | 1025066.8663 | 117053.8828 | 1163763.9158 | 641874.9392 | 988169.1137 | 281387.7209 | 144451.0833 | 80408.003 | 249422.8302 | 438871.092 | 260415.9267 | 15.8084 | 123124.7932 | 165537.9187 | 45647.4052
Region | Technology | 2023-24 | 2024-25 | 2025-26 | 2026-27 | 2027-28 | 2028-29 | 2029-30 | 2030-31 | 2031-32 | 2032-33 | 2033-34 | 2034-35 | 2035-36 | 2036-37 | 2037-38 | 2038-39 | 2039-40 | 2040-41 | 2041-42 | 2042-43 | 2043-44 | 2044-45 | 2045-46 | 2046-47 | 2047-48
QLD1 | Black Coal | 0 | 0 | 0 | 0 | 0 | 0 | 0 | 0 | 0 | 0 | 0 | 0 | 0 | 0 | 0 | 0 | 0 | 0 | 0 | 0 | 0 | 0 | 0 | 0 | 0
QLD1 | Brown Coal | 0 | 0 | 0 | 0 | 0 | 0 | 0 | 0 | 0 | 0 | 0 | 0 | 0 | 0 | 0 | 0 | 0 | 0 | 0 | 0 | 0 | 0 | 0 | 0 | 0
QLD1 | CCGT | 0 | 1.1606 | 0.42252 | 0.010534 | 0.0010569 | 0.80531 | 0.00052645 | 0.00057624 | 0.0012584 | 0.0017059 | 0.18532 | 0.04952 | 0.0010392 | 0.0030722 | 0.22702 | 0.00016102 | 0.045864 | 0.00015081 | 0.00019422 | 0.0020086 | 0.0030436 | 5.3575e-05 | 0.00013637 | 0.023456 | 1.5804e-05
QLD1 | Gas - Steam | 0 | 0 | 0 | 0 | 0 | 0 | 0 | 0 | 0 | 0 | 0 | 0 | 0 | 0 | 0 | 0 | 0 | 0 | 0 | 0 | 0 | 0 | 0 | 0 | 0
QLD1 | OCGT / Diesel | 2.0013 | 0.092201 | 0.97312 | 0.026043 | 0.0088004 | 3.9914 | 0.0076526 | 0.0098802 | 0.0068108 | 0.0092403 | 0.01206 | 0.015093 | 0.0076737 | 0.021735 | 382889.2516 | 0.0042671 | 8114.7766 | 0.0040479 | 0.0034985 | 0.005062 | 0.3827 | 0.0022332 | 0.0033613 | 45281.6056 | 0.00040249
QLD1 | Hydro | 0 | 0 | 0 | 0 | 0 | 0 | 0 | 0 | 0 | 0 | 0 | 0 | 0 | 0 | 0 | 0 | 0 | 0 | 0 | 0 | 0 | 0 | 0 | 0 | 0
QLD1 | Hydrogen Turbine | 0 | 0 | 0 | 0 | 0 | 0 | 0 | 0 | 0 | 0 | 0 | 0 | 0 | 0 | 0 | 0 | 0 | 0 | 0 | 0 | 0 | 0 | 0 | 0 | 0
QLD1 | Wind | 1075845.5267 | 6456.8217 | 4673361.6434 | 599618.2197 | 338277.389 | 2230923.2716 | 1460596.7202 | 813125.9142 | 42.1285 | 1005067.8108 | 656062.6445 | 2431.0586 | 33058.9737 | 173242.8816 | 1316203.9825 | 2265.3829 | 10534.793 | 19240.5742 | 3666.6118 | 300504.3237 | 83611.9234 | 0.016027 | 19776.7933 | 253136.0861 | 0.12042
QLD1 | Solar PV | 7.93 | 3.0575 | 6.0548 | 0.29897 | 0.12551 | 15.3003 | 5.4942 | 5.4205 | 293069.8941 | 171933.9548 | 247482.5919 | 351576.0478 | 0.014498 | 0.41352 | 386763.3445 | 323890.5235 | 495778.1714 | 352312.7582 | 252486.3591 | 570538.5609 | 108232.4246 | 0.0030738 | 354.4101 | 118708.1359 | 1327.3366
QLD1 | Grid Battery | 5.8985 | 1.5371 | 6.3786 | 5.5416 | 0.5953 | 713984.5831 | 0.091757 | 438291.7312 | 145816.5067 | 249415.6343 | 174931.7999 | 237846.3042 | 81144.4252 | 0.14692 | 0.26627 | 0.18641 | 192692.4035 | 0.075576 | 449044.9335 | 307972.1467 | 31863.9833 | 0.018626 | 0.021011 | 0.040243 | 0.0063724
QLD1 | Pumped Hydro | 0 | 0 | 24.9639 | 7.5613 | 0.18605 | 84.9756 | 0.070686 | 0.053954 | 0.025308 | 0.066264 | 0.12799 | 0.20894 | 52.1434 | 0.12999 | 783151.7694 | 0.068583 | 345196.4541 | 0.03706 | 0.062012 | 0.15549 | 0.025388 | 0.013006 | 0.0088209 | 39114.7752 | 0.0012015
QLD1 | VPP | 0 | 0 | 0 | 0 | 0 | 0 | 0 | 0 | 0 | 0 | 0 | 0 | 0 | 0 | 0 | 0 | 0 | 0 | 0 | 0 | 0 | 0 | 0 | 0 | 0
Total excluding storage |  | 1075855.458 | 6461.132 | 4673369.0938 | 599618.5552 | 338277.5243 | 2230943.3686 | 1460602.2226 | 813131.3451 | 293112.0307 | 1177001.7766 | 903545.4338 | 354007.171 | 33058.997 | 173243.32 | 2085856.8056 | 326155.9109 | 514427.7867 | 371553.3366 | 256152.9745 | 871042.8916 | 191844.7337 | 0.021387 | 20131.2069 | 417125.8511 | 1327.4575
Region | Technology | 2023-24 | 2024-25 | 2025-26 | 2026-27 | 2027-28 | 2028-29 | 2029-30 | 2030-31 | 2031-32 | 2032-33 | 2033-34 | 2034-35 | 2035-36 | 2036-37 | 2037-38 | 2038-39 | 2039-40 | 2040-41 | 2041-42 | 2042-43 | 2043-44 | 2044-45 | 2045-46 | 2046-47 | 2047-48
VIC1 | Black Coal | 0 | 0 | 0 | 0 | 0 | 0 | 0 | 0 | 0 | 0 | 0 | 0 | 0 | 0 | 0 | 0 | 0 | 0 | 0 | 0 | 0 | 0 | 0 | 0 | 0
VIC1 | Brown Coal | 0 | 0 | 0 | 0 | 0 | 0 | 0 | 0 | 0 | 0 | 0 | 0 | 0 | 0 | 0 | 0 | 0 | 0 | 0 | 0 | 0 | 0 | 0 | 0 | 0
VIC1 | CCGT | 0 | 1.2533 | 0.16823 | 0.46073 | 0.0015165 | 0.090102 | 0.068781 | 0.0006941 | 0.00020137 | 0.00081299 | 0.0010371 | 0.15908 | 0.00071955 | 0.00030183 | 0.25423 | 0.00029197 | 0.0094666 | 0.062718 | 0.052771 | 0.006784 | 0.30325 | 0.0024525 | 0.0016529 | 0.0019404 | 0.0010688
VIC1 | Gas - Steam | 0 | 0 | 0 | 0 | 0 | 0 | 0 | 0 | 0 | 0 | 0 | 0 | 0 | 0 | 0 | 0 | 0 | 0 | 0 | 0 | 0 | 0 | 0 | 0 | 0
VIC1 | OCGT / Diesel | 4.8787 | 0.021653 | 0.031374 | 0.21248 | 0.0066049 | 0.016334 | 0.012334 | 0.0081793 | 0.005815 | 0.0089894 | 0.010261 | 0.02957 | 98897.3403 | 0.0098198 | 60588.2141 | 0.0051224 | 0.036032 | 1.0321 | 119366.5362 | 0.0052839 | 51554.1228 | 146652.2451 | 0.0014832 | 0.0026152 | 0.0035162
VIC1 | Hydro | 0 | 0 | 0 | 0 | 0 | 0 | 0 | 0 | 0 | 0 | 0 | 0 | 0 | 0 | 0 | 0 | 0 | 0 | 0 | 0 | 0 | 0 | 0 | 0 | 0
VIC1 | Hydrogen Turbine | 0 | 0 | 0 | 0 | 0 | 0 | 0 | 0 | 0 | 0 | 0 | 0 | 0 | 0 | 0 | 0 | 0 | 0 | 0 | 0 | 0 | 0 | 0 | 0 | 0
VIC1 | Wind | 56.5564 | 940847.8511 | 1265106.5561 | 1035615.5344 | 1117498.3847 | 564342.1045 | 363602.589 | 432449.3458 | 568245.9328 | 0.19937 | 1513034.8589 | 0.32256 | 0.036839 | 0.29829 | 299901.567 | 186.5729 | 27185.8369 | 12943.2403 | 0.050282 | 64288.5958 | 17499.8178 | 0.12521 | 54723.5887 | 104079.1249 | 1986.7224
VIC1 | Solar PV | 7.2115 | 2.2089 | 2.9674 | 12.1943 | 0.03171 | 0.058602 | 0.067789 | 1.2694 | 6.4109 | 386512.9535 | 0.082303 | 191637.6091 | 0.030688 | 35745.2652 | 227843.6106 | 15156.2603 | 125523.1561 | 3651.8667 | 203590.434 | 2864.4412 | 248189.8139 | 0.026625 | 10467.5393 | 20072.4453 | 0.012379
VIC1 | Grid Battery | 9.2079 | 3.379 | 0.15525 | 170010.4965 | 0.15667 | 0.010615 | 142556.5664 | 140444.8833 | 0.16005 | 111774.7895 | 0.12278 | 0.049186 | 251163.4982 | 0.20972 | 129765.0186 | 0.1767 | 62336.832 | 1656.9208 | 84791.1169 | 0.09591 | 24945.9174 | 61863.6043 | 0.042604 | 2479.13 | 1298.3752
VIC1 | Pumped Hydro | 0 | 0 | 13.7893 | 37.9351 | 0.14486 | 0.11604 | 0.10361 | 0.059713 | 0.026593 | 0.055106 | 0.080503 | 0.11133 | 2.0053 | 0.39702 | 10.9486 | 0.078394 | 0.093852 | 0.084203 | 6.149 | 0.089877 | 0.10561 | 28688.5612 | 0.062648 | 0.0337 | 0.027948
VIC1 | VPP | 0 | 0 | 0 | 0 | 0 | 0 | 0 | 0 | 0 | 0 | 0 | 0 | 0 | 0 | 0 | 0 | 0 | 0 | 0 | 0 | 0 | 0 | 0 | 0 | 0
Total excluding storage |  | 68.6466 | 940851.335 | 1265109.7231 | 1035628.4019 | 1117498.4245 | 564342.2695 | 363602.7379 | 432450.6241 | 568252.3497 | 386513.1627 | 1513034.9525 | 191638.1203 | 98897.4086 | 35745.5736 | 588333.646 | 15342.8386 | 152709.0385 | 16596.2019 | 322957.0732 | 67153.0491 | 317244.0578 | 146652.3994 | 65191.1311 | 124151.5748 | 1986.7394
Region | Technology | 2023-24 | 2024-25 | 2025-26 | 2026-27 | 2027-28 | 2028-29 | 2029-30 | 2030-31 | 2031-32 | 2032-33 | 2033-34 | 2034-35 | 2035-36 | 2036-37 | 2037-38 | 2038-39 | 2039-40 | 2040-41 | 2041-42 | 2042-43 | 2043-44 | 2044-45 | 2045-46 | 2046-47 | 2047-48
SA1 | Black Coal | 0 | 0 | 0 | 0 | 0 | 0 | 0 | 0 | 0 | 0 | 0 | 0 | 0 | 0 | 0 | 0 | 0 | 0 | 0 | 0 | 0 | 0 | 0 | 0 | 0
SA1 | Brown Coal | 0 | 0 | 0 | 0 | 0 | 0 | 0 | 0 | 0 | 0 | 0 | 0 | 0 | 0 | 0 | 0 | 0 | 0 | 0 | 0 | 0 | 0 | 0 | 0 | 0
SA1 | CCGT | 0 | 1.1749 | 0.10359 | 0.00072268 | 0.012423 | 0.092818 | 0.001854 | 0.066599 | 0.001636 | 0.073057 | 0.041668 | 0.13376 | 0.0015893 | 0.00045764 | 0.17141 | 0.00019384 | 0.0012279 | 0.00056396 | 0.00029458 | 0.0016473 | 0.061264 | 0.00014228 | 4.2941e-05 | 0.00039209 | 3.1806e-05
SA1 | Gas - Steam | 0 | 0 | 0 | 0 | 0 | 0 | 0 | 0 | 0 | 0 | 0 | 0 | 0 | 0 | 0 | 0 | 0 | 0 | 0 | 0 | 0 | 0 | 0 | 0 | 0
SA1 | OCGT / Diesel | 2.3758 | 0.014422 | 0.022404 | 0.020505 | 0.062664 | 0.089643 | 0.074407 | 0.1161 | 0.097617 | 0.26848 | 0.015009 | 0.1241 | 2.5631 | 0.013688 | 2.8021 | 0.0034535 | 0.014587 | 0.014473 | 0.0056644 | 0.0038628 | 30968.6847 | 13881.713 | 0.0014455 | 0.0029076 | 0.00039594
SA1 | Hydro | 0 | 0 | 0 | 0 | 0 | 0 | 0 | 0 | 0 | 0 | 0 | 0 | 0 | 0 | 0 | 0 | 0 | 0 | 0 | 0 | 0 | 0 | 0 | 0 | 0
SA1 | Hydrogen Turbine | 0 | 0 | 0 | 0 | 0 | 0 | 0 | 0 | 0 | 0 | 0 | 0 | 0 | 0 | 0 | 0 | 0 | 0 | 0 | 0 | 0 | 0 | 0 | 0 | 0
SA1 | Wind | 161872.7326 | 392822.0323 | 253132.8217 | 567286.9 | 173062.378 | 1077089.1935 | 143674.6765 | 2623.2797 | 153044.6933 | 10.7453 | 204656.2928 | 0.30994 | 83234.3284 | 26984.2544 | 255463.5994 | 210201.0845 | 62.0151 | 12126.5722 | 0.052624 | 257336.9532 | 43730.3796 | 31830.5142 | 0.31529 | 101340.41 | 19065.9244
SA1 | Solar PV | 12.7673 | 0.57118 | 5.9456 | 0.02589 | 0.84597 | 1.1094 | 0.30408 | 7.0329 | 0.039674 | 154122.8231 | 0.027942 | 215424.5161 | 0.0072857 | 0.3571 | 225092.1814 | 0.52357 | 115274.0693 | 139262.1166 | 147992.1553 | 0.12597 | 144235.6089 | 1767.1385 | 0.0026955 | 25767.6873 | 0.0027022
SA1 | Grid Battery | 7.6383 | 0.6115 | 1.9962 | 2.4297 | 3.7421 | 0.010268 | 1.4631 | 13.3024 | 11769.4627 | 390459.0882 | 0.1496 | 0.073228 | 147115.6568 | 0.30758 | 167717.7428 | 0.15877 | 3059.5674 | 84722.0763 | 130400.7696 | 0.079145 | 30516.3844 | 45994.4622 | 0.06872 | 0.033182 | 0.016465
SA1 | Pumped Hydro | 0 | 0 | 15.1987 | 2.3575 | 2.8312 | 0.39082 | 0.82415 | 2.0042 | 0.13548 | 0.65728 | 0.51562 | 0.36855 | 2.0716 | 0.24521 | 2.371 | 0.098356 | 0.25489 | 0.58285 | 1.1574 | 0.19571 | 0.31003 | 0.90683 | 0.042047 | 0.020543 | 0.009263
SA1 | VPP | 0 | 0 | 0 | 0 | 0 | 0 | 0 | 0 | 0 | 0 | 0 | 0 | 0 | 0 | 0 | 0 | 0 | 0 | 0 | 0 | 0 | 0 | 0 | 0 | 0
Total excluding storage |  | 161887.8756 | 392823.7927 | 253138.8933 | 567286.9471 | 173063.2991 | 1077090.4854 | 143675.0569 | 2630.4953 | 153044.8322 | 154133.9099 | 204656.3774 | 215425.0839 | 83236.9005 | 26984.6256 | 480558.7543 | 210201.6117 | 115336.1003 | 151388.7039 | 147992.2139 | 257337.0847 | 218934.7345 | 47479.3658 | 0.31948 | 127108.1006 | 19065.9276
Region | Technology | 2023-24 | 2024-25 | 2025-26 | 2026-27 | 2027-28 | 2028-29 | 2029-30 | 2030-31 | 2031-32 | 2032-33 | 2033-34 | 2034-35 | 2035-36 | 2036-37 | 2037-38 | 2038-39 | 2039-40 | 2040-41 | 2041-42 | 2042-43 | 2043-44 | 2044-45 | 2045-46 | 2046-47 | 2047-48
TAS1 | Black Coal | 0 | 0 | 0 | 0 | 0 | 0 | 0 | 0 | 0 | 0 | 0 | 0 | 0 | 0 | 0 | 0 | 0 | 0 | 0 | 0 | 0 | 0 | 0 | 0 | 0
TAS1 | Brown Coal | 0 | 0 | 0 | 0 | 0 | 0 | 0 | 0 | 0 | 0 | 0 | 0 | 0 | 0 | 0 | 0 | 0 | 0 | 0 | 0 | 0 | 0 | 0 | 0 | 0
TAS1 | CCGT | 0 | 0.71021 | 0.043179 | 0.033573 | 0.028328 | 0.03773 | 0.048059 | 0.042233 | 0.058057 | 0.066634 | 0.0036986 | 0.038076 | 0.0017395 | 0.0011068 | 0.055342 | 0.00092195 | 0.0016835 | 0.00019148 | 0.0057117 | 0.0013361 | 0.012853 | 0.019842 | 0.00018172 | 0.00032296 | 0.00010792
TAS1 | Gas - Steam | 0 | 0 | 0 | 0 | 0 | 0 | 0 | 0 | 0 | 0 | 0 | 0 | 0 | 0 | 0 | 0 | 0 | 0 | 0 | 0 | 0 | 0 | 0 | 0 | 0
TAS1 | OCGT / Diesel | 1.8598 | 0.096775 | 0.095176 | 0.10847 | 0.0816 | 0.086713 | 0.10861 | 0.084403 | 0.094417 | 0.33889 | 0.015708 | 0.039515 | 1.5802 | 0.0098819 | 0.40533 | 0.0081674 | 0.011354 | 0.0082424 | 0.40653 | 0.0065304 | 0.0063322 | 0.86082 | 0.0019879 | 0.0016908 | 0.00090858
TAS1 | Hydro | 0 | 0 | 0 | 0 | 0 | 0 | 0 | 0 | 0 | 0 | 0 | 0 | 0 | 0 | 0 | 0 | 0 | 0 | 0 | 0 | 0 | 0 | 0 | 0 | 0
TAS1 | Hydrogen Turbine | 0 | 0 | 0 | 0 | 0 | 0 | 0 | 0 | 0 | 0 | 0 | 0 | 0 | 0 | 0 | 0 | 0 | 0 | 0 | 0 | 0 | 0 | 0 | 0 | 0
TAS1 | Wind | 1128541.3441 | 2.8338 | 2050.3305 | 5066.2608 | 206105.3708 | 312716.6333 | 531837.0898 | 80035.9417 | 1260237.223 | 6.2027 | 0.30024 | 0.115 | 0.034935 | 0.15512 | 0.34252 | 0.17741 | 0.10026 | 0.11042 | 0.048063 | 0.1773 | 0.057577 | 0.10566 | 0.6886 | 7121.3697 | 0.033654
TAS1 | Solar PV | 2.4449 | 1.2653 | 0.63545 | 0.63474 | 0.061571 | 0.016081 | 0.12931 | 0.85922 | 0.128 | 1.1017 | 0.021678 | 1.099 | 0.011234 | 0.049417 | 0.38698 | 0.086618 | 0.84361 | 0.45372 | 0.34636 | 0.044127 | 0.4277 | 1.0623 | 0.0044249 | 0.0026358 | 0.0028801
TAS1 | Grid Battery | 4.8946 | 0.764 | 1.0243 | 0.94393 | 1.1239 | 0.015217 | 1.4719 | 2.3849 | 5.519 | 3.5894 | 0.086061 | 0.045333 | 0.087627 | 0.093693 | 1.8568 | 0.089216 | 0.082852 | 0.060878 | 0.068763 | 0.047029 | 0.49921 | 0.91774 | 0.0282 | 0.02994 | 0.12878
TAS1 | Pumped Hydro | 0 | 0 | 14.314 | 2.1629 | 2.1132 | 2.2902 | 9.0993 | 11.1069 | 68484.559 | 281173.6257 | 0.30205 | 0.44169 | 80454.0832 | 0.15925 | 73362.7684 | 0.1176 | 0.10726 | 0.04167 | 0.13571 | 0.073174 | 0.073862 | 1588.0698 | 0.017728 | 0.018211 | 0.019943
TAS1 | VPP | 0 | 0 | 0 | 0 | 0 | 0 | 0 | 0 | 0 | 0 | 0 | 0 | 0 | 0 | 0 | 0 | 0 | 0 | 0 | 0 | 0 | 0 | 0 | 0 | 0
Total excluding storage |  | 1128545.6489 | 4.9061 | 2051.1043 | 5067.0376 | 206105.5423 | 312716.7738 | 531837.3758 | 80036.9275 | 1260237.5035 | 7.7098 | 0.34132 | 1.2916 | 1.6281 | 0.21552 | 1.1902 | 0.27311 | 0.95691 | 0.57257 | 0.80667 | 0.22929 | 0.50447 | 2.0486 | 0.69519 | 7121.3743 | 0.03755

## Option 1_REHAB Cost
Rehabilition cost by technology ($000s) - Option 1, Step Change Scenario
REHAB | Real June 2021 dollars discounted to 1 July 2021
Explicitly modelled generation
Region | Technology | 2023-24 | 2024-25 | 2025-26 | 2026-27 | 2027-28 | 2028-29 | 2029-30 | 2030-31 | 2031-32 | 2032-33 | 2033-34 | 2034-35 | 2035-36 | 2036-37 | 2037-38 | 2038-39 | 2039-40 | 2040-41 | 2041-42 | 2042-43 | 2043-44 | 2044-45 | 2045-46 | 2046-47 | 2047-48
NEM | Black Coal | 0 | 0 | 107948.6233 | 7122.2932 | 10749.1365 | 13127.586 | 55509.1183 | 6363.8863 | 29450.9317 | 27967.3372 | 0.00060453 | 0.0075067 | 23281.2652 | 611.6612 | 0.0001728 | 25244.0281 | 0.01348 | 21864.347 | 0.019634 | 0.00021718 | 7.1634e-05 | 0.17647 | 4.869e-05 | 0.00023691 | 0.018504
NEM | Brown Coal | 0 | 0 | 43196.0973 | 0.061091 | 48979.2727 | 37185.4044 | 35272.5716 | 8157.4617 | 74234.0274 | 0.00067511 | 0.00029804 | 0.00010629 | 0.0070237 | 0.044746 | 4.9192e-05 | 0.069776 | 0.0006175 | 0.0018065 | 0.00096062 | 0.0016598 | 1.4631e-05 | 0.0032101 | 0.0032149 | 1.9899e-06 | 0
NEM | CCGT | 0 | 0 | 0 | 0 | 0 | 0 | 0 | 0 | 0 | 0 | 0 | 0 | 0 | 0 | 0 | 0 | 0 | 0 | 0 | 0 | 0 | 0 | 0 | 0 | 0
NEM | Gas - Steam | 0 | 0 | 0 | 0 | 0 | 0 | 0 | 0 | 0 | 0 | 0 | 0 | 0 | 0 | 0 | 0 | 0 | 0 | 0 | 0 | 0 | 0 | 0 | 0 | 0
NEM | OCGT / Diesel | 0 | 0 | 0 | 0 | 0 | 0 | 0 | 0 | 0 | 0 | 0 | 0 | 0 | 0 | 0 | 0 | 0 | 0 | 0 | 0 | 0 | 0 | 0 | 0 | 0
NEM | Hydro | 0 | 0 | 0 | 0 | 0 | 0 | 0 | 0 | 0 | 0 | 0 | 0 | 0 | 0 | 0 | 0 | 0 | 0 | 0 | 0 | 0 | 0 | 0 | 0 | 0
NEM | Hydrogen Turbine | 0 | 0 | 0 | 0 | 0 | 0 | 0 | 0 | 0 | 0 | 0 | 0 | 0 | 0 | 0 | 0 | 0 | 0 | 0 | 0 | 0 | 0 | 0 | 0 | 0
NEM | Wind | 0 | 0 | 0 | 0 | 0 | 0 | 0 | 0 | 0 | 0 | 0 | 0 | 0 | 0 | 0 | 0 | 0 | 0 | 0 | 0 | 0 | 0 | 0 | 0 | 0
NEM | Solar PV | 0 | 0 | 0 | 0 | 0 | 0 | 0 | 0 | 0 | 0 | 0 | 0 | 0 | 0 | 0 | 0 | 0 | 0 | 0 | 0 | 0 | 0 | 0 | 0 | 0
NEM | Grid Battery | 0 | 0 | 0 | 0 | 0 | 0 | 0 | 0 | 0 | 0 | 0 | 0 | 0 | 0 | 0 | 0 | 0 | 0 | 0 | 0 | 0 | 0 | 0 | 0 | 0
NEM | Pumped Hydro | 0 | 0 | 0 | 0 | 0 | 0 | 0 | 0 | 0 | 0 | 0 | 0 | 0 | 0 | 0 | 0 | 0 | 0 | 0 | 0 | 0 | 0 | 0 | 0 | 0
NEM | VPP | 0 | 0 | 0 | 0 | 0 | 0 | 0 | 0 | 0 | 0 | 0 | 0 | 0 | 0 | 0 | 0 | 0 | 0 | 0 | 0 | 0 | 0 | 0 | 0 | 0
Total excluding storage |  | 0 | 0 | 151144.7206 | 7122.3543 | 59728.4092 | 50312.9904 | 90781.6898 | 14521.348 | 103684.9592 | 27967.3379 | 0.00090257 | 0.007613 | 23281.2722 | 611.706 | 0.00022199 | 25244.0978 | 0.014097 | 21864.3488 | 0.020595 | 0.001877 | 8.6265e-05 | 0.17968 | 0.0032636 | 0.0002389 | 0.018504
Region | Technology | 2023-24 | 2024-25 | 2025-26 | 2026-27 | 2027-28 | 2028-29 | 2029-30 | 2030-31 | 2031-32 | 2032-33 | 2033-34 | 2034-35 | 2035-36 | 2036-37 | 2037-38 | 2038-39 | 2039-40 | 2040-41 | 2041-42 | 2042-43 | 2043-44 | 2044-45 | 2045-46 | 2046-47 | 2047-48
NSW1 | Black Coal | 0 | 0 | 763.3473 | 0.70788 | 8174.3411 | 13127.5857 | 11596.4804 | 0.043744 | 458.3707 | 480.3465 | 1.0991e-05 | 1.3694e-05 | 0.017965 | 8.696e-05 | 4.3033e-06 | 4533.8898 | 0.013071 | 0 | 0 | 0 | 0 | 0 | 0 | 0 | 0
NSW1 | Brown Coal | 0 | 0 | 0 | 0 | 0 | 0 | 0 | 0 | 0 | 0 | 0 | 0 | 0 | 0 | 0 | 0 | 0 | 0 | 0 | 0 | 0 | 0 | 0 | 0 | 0
NSW1 | CCGT | 0 | 0 | 0 | 0 | 0 | 0 | 0 | 0 | 0 | 0 | 0 | 0 | 0 | 0 | 0 | 0 | 0 | 0 | 0 | 0 | 0 | 0 | 0 | 0 | 0
NSW1 | Gas - Steam | 0 | 0 | 0 | 0 | 0 | 0 | 0 | 0 | 0 | 0 | 0 | 0 | 0 | 0 | 0 | 0 | 0 | 0 | 0 | 0 | 0 | 0 | 0 | 0 | 0
NSW1 | OCGT / Diesel | 0 | 0 | 0 | 0 | 0 | 0 | 0 | 0 | 0 | 0 | 0 | 0 | 0 | 0 | 0 | 0 | 0 | 0 | 0 | 0 | 0 | 0 | 0 | 0 | 0
NSW1 | Hydro | 0 | 0 | 0 | 0 | 0 | 0 | 0 | 0 | 0 | 0 | 0 | 0 | 0 | 0 | 0 | 0 | 0 | 0 | 0 | 0 | 0 | 0 | 0 | 0 | 0
NSW1 | Hydrogen Turbine | 0 | 0 | 0 | 0 | 0 | 0 | 0 | 0 | 0 | 0 | 0 | 0 | 0 | 0 | 0 | 0 | 0 | 0 | 0 | 0 | 0 | 0 | 0 | 0 | 0
NSW1 | Wind | 0 | 0 | 0 | 0 | 0 | 0 | 0 | 0 | 0 | 0 | 0 | 0 | 0 | 0 | 0 | 0 | 0 | 0 | 0 | 0 | 0 | 0 | 0 | 0 | 0
NSW1 | Solar PV | 0 | 0 | 0 | 0 | 0 | 0 | 0 | 0 | 0 | 0 | 0 | 0 | 0 | 0 | 0 | 0 | 0 | 0 | 0 | 0 | 0 | 0 | 0 | 0 | 0
NSW1 | Grid Battery | 0 | 0 | 0 | 0 | 0 | 0 | 0 | 0 | 0 | 0 | 0 | 0 | 0 | 0 | 0 | 0 | 0 | 0 | 0 | 0 | 0 | 0 | 0 | 0 | 0
NSW1 | Pumped Hydro | 0 | 0 | 0 | 0 | 0 | 0 | 0 | 0 | 0 | 0 | 0 | 0 | 0 | 0 | 0 | 0 | 0 | 0 | 0 | 0 | 0 | 0 | 0 | 0 | 0
NSW1 | VPP | 0 | 0 | 0 | 0 | 0 | 0 | 0 | 0 | 0 | 0 | 0 | 0 | 0 | 0 | 0 | 0 | 0 | 0 | 0 | 0 | 0 | 0 | 0 | 0 | 0
Total excluding storage |  | 0 | 0 | 763.3473 | 0.70788 | 8174.3411 | 13127.5857 | 11596.4804 | 0.043744 | 458.3707 | 480.3465 | 1.0991e-05 | 1.3694e-05 | 0.017965 | 8.696e-05 | 4.3033e-06 | 4533.8898 | 0.013071 | 0 | 0 | 0 | 0 | 0 | 0 | 0 | 0
Region | Technology | 2023-24 | 2024-25 | 2025-26 | 2026-27 | 2027-28 | 2028-29 | 2029-30 | 2030-31 | 2031-32 | 2032-33 | 2033-34 | 2034-35 | 2035-36 | 2036-37 | 2037-38 | 2038-39 | 2039-40 | 2040-41 | 2041-42 | 2042-43 | 2043-44 | 2044-45 | 2045-46 | 2046-47 | 2047-48
QLD1 | Black Coal | 0 | 0 | 107185.276 | 7121.5853 | 2574.7954 | 0.00034287 | 43912.6378 | 6363.8425 | 28992.561 | 27486.9907 | 0.00059354 | 0.007493 | 23281.2472 | 611.6611 | 0.00016849 | 20710.1382 | 0.00040866 | 21864.347 | 0.019634 | 0.00021718 | 7.1634e-05 | 0.17647 | 4.869e-05 | 0.00023691 | 0.018504
QLD1 | Brown Coal | 0 | 0 | 0 | 0 | 0 | 0 | 0 | 0 | 0 | 0 | 0 | 0 | 0 | 0 | 0 | 0 | 0 | 0 | 0 | 0 | 0 | 0 | 0 | 0 | 0
QLD1 | CCGT | 0 | 0 | 0 | 0 | 0 | 0 | 0 | 0 | 0 | 0 | 0 | 0 | 0 | 0 | 0 | 0 | 0 | 0 | 0 | 0 | 0 | 0 | 0 | 0 | 0
QLD1 | Gas - Steam | 0 | 0 | 0 | 0 | 0 | 0 | 0 | 0 | 0 | 0 | 0 | 0 | 0 | 0 | 0 | 0 | 0 | 0 | 0 | 0 | 0 | 0 | 0 | 0 | 0
QLD1 | OCGT / Diesel | 0 | 0 | 0 | 0 | 0 | 0 | 0 | 0 | 0 | 0 | 0 | 0 | 0 | 0 | 0 | 0 | 0 | 0 | 0 | 0 | 0 | 0 | 0 | 0 | 0
QLD1 | Hydro | 0 | 0 | 0 | 0 | 0 | 0 | 0 | 0 | 0 | 0 | 0 | 0 | 0 | 0 | 0 | 0 | 0 | 0 | 0 | 0 | 0 | 0 | 0 | 0 | 0
QLD1 | Hydrogen Turbine | 0 | 0 | 0 | 0 | 0 | 0 | 0 | 0 | 0 | 0 | 0 | 0 | 0 | 0 | 0 | 0 | 0 | 0 | 0 | 0 | 0 | 0 | 0 | 0 | 0
QLD1 | Wind | 0 | 0 | 0 | 0 | 0 | 0 | 0 | 0 | 0 | 0 | 0 | 0 | 0 | 0 | 0 | 0 | 0 | 0 | 0 | 0 | 0 | 0 | 0 | 0 | 0
QLD1 | Solar PV | 0 | 0 | 0 | 0 | 0 | 0 | 0 | 0 | 0 | 0 | 0 | 0 | 0 | 0 | 0 | 0 | 0 | 0 | 0 | 0 | 0 | 0 | 0 | 0 | 0
QLD1 | Grid Battery | 0 | 0 | 0 | 0 | 0 | 0 | 0 | 0 | 0 | 0 | 0 | 0 | 0 | 0 | 0 | 0 | 0 | 0 | 0 | 0 | 0 | 0 | 0 | 0 | 0
QLD1 | Pumped Hydro | 0 | 0 | 0 | 0 | 0 | 0 | 0 | 0 | 0 | 0 | 0 | 0 | 0 | 0 | 0 | 0 | 0 | 0 | 0 | 0 | 0 | 0 | 0 | 0 | 0
QLD1 | VPP | 0 | 0 | 0 | 0 | 0 | 0 | 0 | 0 | 0 | 0 | 0 | 0 | 0 | 0 | 0 | 0 | 0 | 0 | 0 | 0 | 0 | 0 | 0 | 0 | 0
Total excluding storage |  | 0 | 0 | 107185.276 | 7121.5853 | 2574.7954 | 0.00034287 | 43912.6378 | 6363.8425 | 28992.561 | 27486.9907 | 0.00059354 | 0.007493 | 23281.2472 | 611.6611 | 0.00016849 | 20710.1382 | 0.00040866 | 21864.347 | 0.019634 | 0.00021718 | 7.1634e-05 | 0.17647 | 4.869e-05 | 0.00023691 | 0.018504
Region | Technology | 2023-24 | 2024-25 | 2025-26 | 2026-27 | 2027-28 | 2028-29 | 2029-30 | 2030-31 | 2031-32 | 2032-33 | 2033-34 | 2034-35 | 2035-36 | 2036-37 | 2037-38 | 2038-39 | 2039-40 | 2040-41 | 2041-42 | 2042-43 | 2043-44 | 2044-45 | 2045-46 | 2046-47 | 2047-48
VIC1 | Black Coal | 0 | 0 | 0 | 0 | 0 | 0 | 0 | 0 | 0 | 0 | 0 | 0 | 0 | 0 | 0 | 0 | 0 | 0 | 0 | 0 | 0 | 0 | 0 | 0 | 0
VIC1 | Brown Coal | 0 | 0 | 43196.0973 | 0.061091 | 48979.2727 | 37185.4044 | 35272.5716 | 8157.4617 | 74234.0274 | 0.00067511 | 0.00029804 | 0.00010629 | 0.0070237 | 0.044746 | 4.9192e-05 | 0.069776 | 0.0006175 | 0.0018065 | 0.00096062 | 0.0016598 | 1.4631e-05 | 0.0032101 | 0.0032149 | 1.9899e-06 | 0
VIC1 | CCGT | 0 | 0 | 0 | 0 | 0 | 0 | 0 | 0 | 0 | 0 | 0 | 0 | 0 | 0 | 0 | 0 | 0 | 0 | 0 | 0 | 0 | 0 | 0 | 0 | 0
VIC1 | Gas - Steam | 0 | 0 | 0 | 0 | 0 | 0 | 0 | 0 | 0 | 0 | 0 | 0 | 0 | 0 | 0 | 0 | 0 | 0 | 0 | 0 | 0 | 0 | 0 | 0 | 0
VIC1 | OCGT / Diesel | 0 | 0 | 0 | 0 | 0 | 0 | 0 | 0 | 0 | 0 | 0 | 0 | 0 | 0 | 0 | 0 | 0 | 0 | 0 | 0 | 0 | 0 | 0 | 0 | 0
VIC1 | Hydro | 0 | 0 | 0 | 0 | 0 | 0 | 0 | 0 | 0 | 0 | 0 | 0 | 0 | 0 | 0 | 0 | 0 | 0 | 0 | 0 | 0 | 0 | 0 | 0 | 0
VIC1 | Hydrogen Turbine | 0 | 0 | 0 | 0 | 0 | 0 | 0 | 0 | 0 | 0 | 0 | 0 | 0 | 0 | 0 | 0 | 0 | 0 | 0 | 0 | 0 | 0 | 0 | 0 | 0
VIC1 | Wind | 0 | 0 | 0 | 0 | 0 | 0 | 0 | 0 | 0 | 0 | 0 | 0 | 0 | 0 | 0 | 0 | 0 | 0 | 0 | 0 | 0 | 0 | 0 | 0 | 0
VIC1 | Solar PV | 0 | 0 | 0 | 0 | 0 | 0 | 0 | 0 | 0 | 0 | 0 | 0 | 0 | 0 | 0 | 0 | 0 | 0 | 0 | 0 | 0 | 0 | 0 | 0 | 0
VIC1 | Grid Battery | 0 | 0 | 0 | 0 | 0 | 0 | 0 | 0 | 0 | 0 | 0 | 0 | 0 | 0 | 0 | 0 | 0 | 0 | 0 | 0 | 0 | 0 | 0 | 0 | 0
VIC1 | Pumped Hydro | 0 | 0 | 0 | 0 | 0 | 0 | 0 | 0 | 0 | 0 | 0 | 0 | 0 | 0 | 0 | 0 | 0 | 0 | 0 | 0 | 0 | 0 | 0 | 0 | 0
VIC1 | VPP | 0 | 0 | 0 | 0 | 0 | 0 | 0 | 0 | 0 | 0 | 0 | 0 | 0 | 0 | 0 | 0 | 0 | 0 | 0 | 0 | 0 | 0 | 0 | 0 | 0
Total excluding storage |  | 0 | 0 | 43196.0973 | 0.061091 | 48979.2727 | 37185.4044 | 35272.5716 | 8157.4617 | 74234.0274 | 0.00067511 | 0.00029804 | 0.00010629 | 0.0070237 | 0.044746 | 4.9192e-05 | 0.069776 | 0.0006175 | 0.0018065 | 0.00096062 | 0.0016598 | 1.4631e-05 | 0.0032101 | 0.0032149 | 1.9899e-06 | 0
Region | Technology | 2023-24 | 2024-25 | 2025-26 | 2026-27 | 2027-28 | 2028-29 | 2029-30 | 2030-31 | 2031-32 | 2032-33 | 2033-34 | 2034-35 | 2035-36 | 2036-37 | 2037-38 | 2038-39 | 2039-40 | 2040-41 | 2041-42 | 2042-43 | 2043-44 | 2044-45 | 2045-46 | 2046-47 | 2047-48
SA1 | Black Coal | 0 | 0 | 0 | 0 | 0 | 0 | 0 | 0 | 0 | 0 | 0 | 0 | 0 | 0 | 0 | 0 | 0 | 0 | 0 | 0 | 0 | 0 | 0 | 0 | 0
SA1 | Brown Coal | 0 | 0 | 0 | 0 | 0 | 0 | 0 | 0 | 0 | 0 | 0 | 0 | 0 | 0 | 0 | 0 | 0 | 0 | 0 | 0 | 0 | 0 | 0 | 0 | 0
SA1 | CCGT | 0 | 0 | 0 | 0 | 0 | 0 | 0 | 0 | 0 | 0 | 0 | 0 | 0 | 0 | 0 | 0 | 0 | 0 | 0 | 0 | 0 | 0 | 0 | 0 | 0
SA1 | Gas - Steam | 0 | 0 | 0 | 0 | 0 | 0 | 0 | 0 | 0 | 0 | 0 | 0 | 0 | 0 | 0 | 0 | 0 | 0 | 0 | 0 | 0 | 0 | 0 | 0 | 0
SA1 | OCGT / Diesel | 0 | 0 | 0 | 0 | 0 | 0 | 0 | 0 | 0 | 0 | 0 | 0 | 0 | 0 | 0 | 0 | 0 | 0 | 0 | 0 | 0 | 0 | 0 | 0 | 0
SA1 | Hydro | 0 | 0 | 0 | 0 | 0 | 0 | 0 | 0 | 0 | 0 | 0 | 0 | 0 | 0 | 0 | 0 | 0 | 0 | 0 | 0 | 0 | 0 | 0 | 0 | 0
SA1 | Hydrogen Turbine | 0 | 0 | 0 | 0 | 0 | 0 | 0 | 0 | 0 | 0 | 0 | 0 | 0 | 0 | 0 | 0 | 0 | 0 | 0 | 0 | 0 | 0 | 0 | 0 | 0
SA1 | Wind | 0 | 0 | 0 | 0 | 0 | 0 | 0 | 0 | 0 | 0 | 0 | 0 | 0 | 0 | 0 | 0 | 0 | 0 | 0 | 0 | 0 | 0 | 0 | 0 | 0
SA1 | Solar PV | 0 | 0 | 0 | 0 | 0 | 0 | 0 | 0 | 0 | 0 | 0 | 0 | 0 | 0 | 0 | 0 | 0 | 0 | 0 | 0 | 0 | 0 | 0 | 0 | 0
SA1 | Grid Battery | 0 | 0 | 0 | 0 | 0 | 0 | 0 | 0 | 0 | 0 | 0 | 0 | 0 | 0 | 0 | 0 | 0 | 0 | 0 | 0 | 0 | 0 | 0 | 0 | 0
SA1 | Pumped Hydro | 0 | 0 | 0 | 0 | 0 | 0 | 0 | 0 | 0 | 0 | 0 | 0 | 0 | 0 | 0 | 0 | 0 | 0 | 0 | 0 | 0 | 0 | 0 | 0 | 0
SA1 | VPP | 0 | 0 | 0 | 0 | 0 | 0 | 0 | 0 | 0 | 0 | 0 | 0 | 0 | 0 | 0 | 0 | 0 | 0 | 0 | 0 | 0 | 0 | 0 | 0 | 0
Total excluding storage |  | 0 | 0 | 0 | 0 | 0 | 0 | 0 | 0 | 0 | 0 | 0 | 0 | 0 | 0 | 0 | 0 | 0 | 0 | 0 | 0 | 0 | 0 | 0 | 0 | 0
Region | Technology | 2023-24 | 2024-25 | 2025-26 | 2026-27 | 2027-28 | 2028-29 | 2029-30 | 2030-31 | 2031-32 | 2032-33 | 2033-34 | 2034-35 | 2035-36 | 2036-37 | 2037-38 | 2038-39 | 2039-40 | 2040-41 | 2041-42 | 2042-43 | 2043-44 | 2044-45 | 2045-46 | 2046-47 | 2047-48
TAS1 | Black Coal | 0 | 0 | 0 | 0 | 0 | 0 | 0 | 0 | 0 | 0 | 0 | 0 | 0 | 0 | 0 | 0 | 0 | 0 | 0 | 0 | 0 | 0 | 0 | 0 | 0
TAS1 | Brown Coal | 0 | 0 | 0 | 0 | 0 | 0 | 0 | 0 | 0 | 0 | 0 | 0 | 0 | 0 | 0 | 0 | 0 | 0 | 0 | 0 | 0 | 0 | 0 | 0 | 0
TAS1 | CCGT | 0 | 0 | 0 | 0 | 0 | 0 | 0 | 0 | 0 | 0 | 0 | 0 | 0 | 0 | 0 | 0 | 0 | 0 | 0 | 0 | 0 | 0 | 0 | 0 | 0
TAS1 | Gas - Steam | 0 | 0 | 0 | 0 | 0 | 0 | 0 | 0 | 0 | 0 | 0 | 0 | 0 | 0 | 0 | 0 | 0 | 0 | 0 | 0 | 0 | 0 | 0 | 0 | 0
TAS1 | OCGT / Diesel | 0 | 0 | 0 | 0 | 0 | 0 | 0 | 0 | 0 | 0 | 0 | 0 | 0 | 0 | 0 | 0 | 0 | 0 | 0 | 0 | 0 | 0 | 0 | 0 | 0
TAS1 | Hydro | 0 | 0 | 0 | 0 | 0 | 0 | 0 | 0 | 0 | 0 | 0 | 0 | 0 | 0 | 0 | 0 | 0 | 0 | 0 | 0 | 0 | 0 | 0 | 0 | 0
TAS1 | Hydrogen Turbine | 0 | 0 | 0 | 0 | 0 | 0 | 0 | 0 | 0 | 0 | 0 | 0 | 0 | 0 | 0 | 0 | 0 | 0 | 0 | 0 | 0 | 0 | 0 | 0 | 0
TAS1 | Wind | 0 | 0 | 0 | 0 | 0 | 0 | 0 | 0 | 0 | 0 | 0 | 0 | 0 | 0 | 0 | 0 | 0 | 0 | 0 | 0 | 0 | 0 | 0 | 0 | 0
TAS1 | Solar PV | 0 | 0 | 0 | 0 | 0 | 0 | 0 | 0 | 0 | 0 | 0 | 0 | 0 | 0 | 0 | 0 | 0 | 0 | 0 | 0 | 0 | 0 | 0 | 0 | 0
TAS1 | Grid Battery | 0 | 0 | 0 | 0 | 0 | 0 | 0 | 0 | 0 | 0 | 0 | 0 | 0 | 0 | 0 | 0 | 0 | 0 | 0 | 0 | 0 | 0 | 0 | 0 | 0
TAS1 | Pumped Hydro | 0 | 0 | 0 | 0 | 0 | 0 | 0 | 0 | 0 | 0 | 0 | 0 | 0 | 0 | 0 | 0 | 0 | 0 | 0 | 0 | 0 | 0 | 0 | 0 | 0
TAS1 | VPP | 0 | 0 | 0 | 0 | 0 | 0 | 0 | 0 | 0 | 0 | 0 | 0 | 0 | 0 | 0 | 0 | 0 | 0 | 0 | 0 | 0 | 0 | 0 | 0 | 0
Total excluding storage |  | 0 | 0 | 0 | 0 | 0 | 0 | 0 | 0 | 0 | 0 | 0 | 0 | 0 | 0 | 0 | 0 | 0 | 0 | 0 | 0 | 0 | 0 | 0 | 0 | 0

## Option 1_REZ Tx Cost
REZ transmission expansion cost by region ($000s) - Option 1, Step Change Scenario
REZ Expansion | Real June 2021 dollars discounted to 1 July 2021. As with the total capital costs, the REZ transmission expansion costs are annualised for modelling purposes.
Explicitly modelled generation
Region | Technology | 2023-24 | 2024-25 | 2025-26 | 2026-27 | 2027-28 | 2028-29 | 2029-30 | 2030-31 | 2031-32 | 2032-33 | 2033-34 | 2034-35 | 2035-36 | 2036-37 | 2037-38 | 2038-39 | 2039-40 | 2040-41 | 2041-42 | 2042-43 | 2043-44 | 2044-45 | 2045-46 | 2046-47 | 2047-48
NSW1 | Transmission | 0.34129 | 0.063292 | 0.28901 | 0.080853 | 0.022177 | 0.09561 | 0.30776 | 0.30852 | 0.17235 | 87939.8857 | 67117.1247 | 0.0241 | 0.015173 | 0.032378 | 0.20993 | 14923.3437 | 0.047748 | 0.052465 | 0.086504 | 29025.4714 | 11218.6157 | 195.6382 | 18459.5193 | 34808.0826 | 138.5377
QLD1 | Transmission | 998.3239 | 6.5382 | 488.8438 | 17353.8245 | 89207.383 | 411235.5586 | 22969.404 | 101982.2512 | 37251.5385 | 78111.4541 | 82217.6966 | 17540.0778 | 0.09565 | 131836.0583 | 715963.2348 | 49758.0431 | 134950.0252 | 131671.7353 | 98835.4677 | 231995.1487 | 57176.6781 | 0.013941 | 5714.1404 | 106957.7765 | 6360.2664
VIC1 | Transmission | 0.1169 | 0.0099885 | 0.045597 | 0.042827 | 0.12613 | 0.07962 | 0.055727 | 0.051741 | 43485.1956 | 0.012956 | 261579.1118 | 0.0074841 | 0.013463 | 7380.3162 | 0.021149 | 0.031985 | 0.025672 | 0.013003 | 0.37527 | 99.5769 | 0.0206 | 0.0086421 | 8543.6809 | 8127.2031 | 66.2989
SA1 | Transmission | 814.1955 | 10204.9679 | 9265.6231 | 10682.5737 | 5017.3156 | 317.5557 | 8.797 | 3.5975 | 6045.9904 | 2.6669 | 5106.135 | 0.29418 | 5.2646 | 0.1053 | 42611.862 | 4115.1428 | 8599.2029 | 14070.6172 | 11009.6674 | 8959.4359 | 5743.3449 | 4453.1507 | 704.9824 | 33661.0821 | 3641.7155
TAS1 | Transmission | 0.16067 | 0.030111 | 0.041517 | 0.014424 | 0.14247 | 0.030956 | 0.020277 | 0.06529 | 0.023624 | 0.06849 | 0.023499 | 0.010801 | 0.0087089 | 0.011745 | 0.011759 | 0.01035 | 0.0087096 | 0.008053 | 0.0088812 | 0.02144 | 0.0076633 | 0.0057524 | 0.017027 | 0.0045646 | 0.002669
NEM | Total | 1813.1382 | 10211.6095 | 9754.8431 | 28036.5363 | 94224.9894 | 411553.3205 | 22978.5848 | 101986.2743 | 86782.9205 | 166054.0881 | 416020.0916 | 17540.4144 | 5.3976 | 139216.5239 | 758575.3396 | 68796.572 | 143549.3102 | 145742.426 | 109845.6058 | 270079.6543 | 74138.667 | 4648.8172 | 33422.34 | 183554.1489 | 10206.8213

## Option 1_USE+DSP Cost
USE and USE / DSP cost by region ($000s) - Option 1, Step Change Scenario
USE / DSP | Real June 2021 dollars discounted to 1 July 2021
Explicitly modelled generation
Region | Technology | 2023-24 | 2024-25 | 2025-26 | 2026-27 | 2027-28 | 2028-29 | 2029-30 | 2030-31 | 2031-32 | 2032-33 | 2033-34 | 2034-35 | 2035-36 | 2036-37 | 2037-38 | 2038-39 | 2039-40 | 2040-41 | 2041-42 | 2042-43 | 2043-44 | 2044-45 | 2045-46 | 2046-47 | 2047-48
NSW1 | USE / DSP | 5355.9798 | 67978.8651 | 164686.81 | 590.5692 | 3672.73 | 40.8892 | 2.579 | 103.7738 | 12.6936 | 6526.0345 | 6153.082 | 147.271 | 817.6383 | 215.4878 | 13710.7233 | 2.6666 | 324.8303 | 491.2989 | 860.4152 | 477.5483 | 1446.2427 | 1146.6414 | 218.4165 | 722.3283 | 368.9363
QLD1 | USE / DSP | 0.31529 | 0.31541 | 4243.8061 | 16219.0512 | 46.0661 | 70611.7185 | 2704.9039 | 16558.8489 | 5007.4902 | 614.3019 | 413.9802 | 489.9564 | 5610.3252 | 1072.3152 | 3271.9367 | 0.33912 | 2677.3125 | 1613.2471 | 3333.9588 | 2485.9282 | 3105.5353 | 1696.5448 | 531.3046 | 7392.6225 | 0.35893
VIC1 | USE / DSP | 22573.1603 | 34316.2235 | 182.6494 | 35959.186 | 4108.8304 | 43.1465 | 14742.2349 | 5346.7594 | 11.5878 | 657.7001 | 3.2746 | 86.8409 | 2921.6386 | 461.8051 | 2151.9284 | 3.6101 | 1014.1259 | 1347.6899 | 1501.7413 | 61.7049 | 2586.1724 | 2971.5627 | 98.0986 | 4.4455 | 56.5218
SA1 | USE / DSP | 800.1871 | 0.36734 | 68.8903 | 30.3742 | 41.202 | 0.36976 | 0.36468 | 5.3668 | 0.36916 | 917.4243 | 0.36925 | 32.113 | 1879.5623 | 147.1729 | 1969.3761 | 0.38244 | 409.4513 | 809.3054 | 583.2468 | 102.5927 | 1391.873 | 1260.7096 | 263.1823 | 46.5544 | 99.5954
TAS1 | USE / DSP | 0.21757 | 0.21789 | 0.21902 | 0.21953 | 0.22043 | 0.22104 | 13.0256 | 29.7224 | 19.2572 | 35.7347 | 0.23212 | 21.2457 | 607.0866 | 117.5416 | 319.4841 | 0.23377 | 270.3225 | 376.027 | 303.9133 | 76.0367 | 466.0402 | 589.7629 | 76.4583 | 0.2457 | 74.6865
NEM | Total | 28729.86 | 102295.9892 | 169182.3748 | 52799.4002 | 7869.049 | 70696.345 | 17463.108 | 22044.4714 | 5051.3979 | 8751.1955 | 6570.9383 | 777.427 | 11836.251 | 2014.3226 | 21423.4486 | 7.232 | 4696.0425 | 4637.5684 | 6583.2754 | 3203.8109 | 8995.8636 | 7665.2214 | 1187.4603 | 8166.1963 | 600.0989

## Option 2_Generation
Annual sent-out generation by technology (GWh) - Option 2, Step Change Scenario
Explicitly modelled generation
Region | Technology | 2023-24 | 2024-25 | 2025-26 | 2026-27 | 2027-28 | 2028-29 | 2029-30 | 2030-31 | 2031-32 | 2032-33 | 2033-34 | 2034-35 | 2035-36 | 2036-37 | 2037-38 | 2038-39 | 2039-40 | 2040-41 | 2041-42 | 2042-43 | 2043-44 | 2044-45 | 2045-46 | 2046-47 | 2047-48
NEM | Black Coal | 79696.6764 | 79373.8687 | 64726.1127 | 60077.5465 | 52665.2539 | 48923.178 | 40427.0312 | 36995.1724 | 34414.4557 | 31908.5565 | 23249.5702 | 23474.1904 | 18194.0845 | 17152.8788 | 16609.6918 | 9806.4143 | 10093.2904 | 0.2163 | 0.19575 | 0.16915 | 0.15996 | 0.060019 | 0.049244 | 0.042212 | 0.031734
NEM | Brown Coal | 27215.011 | 25007.2308 | 18052.6224 | 16857.3335 | 13190.9451 | 10736.9947 | 7548.5708 | 6871.7595 | 0.077271 | 0.07903 | 0.080184 | 0.082407 | 0.075379 | 0.06892 | 0.071042 | 0.057827 | 0.055743 | 0.055204 | 0.054128 | 0.053784 | 0.053534 | 0.046884 | 0.0090912 | 0.012896 | 0
NEM | CCGT | 2010.1531 | 1784.7068 | 4044.9628 | 3673.587 | 4016.1993 | 3817.3713 | 4980.2214 | 4975.4349 | 5552.9795 | 4927.3942 | 6824.5215 | 7675.4054 | 5970.8185 | 5502.3231 | 4078.2884 | 5408.0085 | 4421.8586 | 4922.2634 | 4488.0416 | 5087.7977 | 3755.4356 | 3139.7719 | 1597.2565 | 1050.6127 | 1037.1789
NEM | Gas - Steam | 108.0933 | 128.929 | 430.1891 | 256.7606 | 312.0017 | 487.9159 | 234.4405 | 812.6219 | 585.0098 | 474.5841 | 485.4333 | 1168.7831 | 329.924 | 442.4029 | 541.9423 | 676.0835 | 0 | 0 | 0 | 0 | 0 | 0 | 0 | 0 | 0
NEM | OCGT / Diesel | 194.5043 | 207.8602 | 457.0796 | 338.809 | 435.5455 | 599.5371 | 375.448 | 763.2788 | 745.5999 | 739.6482 | 1240.3327 | 2437.7626 | 1779.4931 | 2478.6579 | 2611.5088 | 4282.9108 | 6071.3165 | 11203.6536 | 6368.5401 | 8249.4911 | 13256.1388 | 8799.6921 | 10905.2626 | 13928.2614 | 12554.3701
NEM | Hydro | 15370.0807 | 16506.2353 | 16851.5638 | 15886.2019 | 14124.6654 | 16319.6749 | 17889.136 | 17090.471 | 16665.3593 | 15588.3215 | 17077.8412 | 17366.8235 | 15931.842 | 14564.3089 | 17157.107 | 15806.6413 | 14697.0276 | 14797.4404 | 14061.2342 | 15745.1861 | 16147.1958 | 14615.2162 | 14439.5553 | 18201.9451 | 17476.474
NEM | Hydrogen Turbine | 0 | 0 | 0 | 0 | 0 | 0 | 0 | 0 | 0 | 0 | 0 | 0 | 0 | 0 | 0 | 0 | 0 | 0 | 0 | 0 | 0 | 0 | 0 | 0 | 0
NEM | Wind | 38988.6081 | 41002.3666 | 60270.6959 | 67025.0085 | 81156.4607 | 91656.0035 | 97622.6298 | 99518.0684 | 110878.3915 | 113549.3236 | 121191.417 | 119354.9489 | 129668.3122 | 135332.6153 | 145405.9002 | 144175.2882 | 140995.3669 | 142328.7777 | 140362.7977 | 145720.721 | 144207.6182 | 146958.93 | 150965.4688 | 169903.8028 | 172483.8431
NEM | Solar PV | 20548.4266 | 19872.2938 | 22415.2724 | 22588.8429 | 22444.4927 | 21192.412 | 24047.0182 | 27756.7591 | 30419.9695 | 35120.65 | 38235.8417 | 41885.2271 | 43877.9065 | 45655.9202 | 48536.9143 | 56926.5757 | 69489.4761 | 77279.2325 | 91659.355 | 107245.4984 | 114165.4337 | 115558.7699 | 117330.7571 | 111303.6297 | 114252.0325
NEM | Grid Battery | 421.8561 | 429.3385 | 2016.5846 | 2171.1351 | 2825.6841 | 4600.8936 | 5295.0391 | 6998.0215 | 7456.1515 | 12079.7197 | 12123.5741 | 12623.9984 | 16287.0563 | 16424.2014 | 16626.9363 | 17434.5797 | 21505.8352 | 21880.4881 | 32417.8264 | 35897.9505 | 36289.2336 | 38997.3348 | 38813.692 | 34203.5303 | 33803.1571
NEM | Pumped Hydro | 676.3362 | 828.2832 | 1916.1155 | 2620.5463 | 3232.8269 | 4372.8158 | 4756.7285 | 5744.9874 | 6401.3216 | 6479.7644 | 7092.1894 | 7129.7823 | 7583.0456 | 8005.4208 | 9742.0392 | 10174.2046 | 11171.2843 | 10952.6831 | 10807.5948 | 10818.1278 | 10205.5854 | 10703.1078 | 10337.2409 | 11190.9813 | 10034.2127
NEM | VPP | 96.1561 | 154.7302 | 243.9724 | 348.7219 | 482.3852 | 598.0292 | 784.3781 | 932.4324 | 1173.8247 | 1425.8519 | 1730.541 | 1951.6064 | 2346.7937 | 2709.3307 | 2964.9414 | 3354.8657 | 3748.8566 | 4023.1209 | 4505.0457 | 4887.8999 | 5082.4857 | 5494.0738 | 5926.1598 | 6028.7993 | 6308.2927
Total excluding storage |  | 184131.5535 | 183883.4913 | 187248.4986 | 186704.0897 | 188345.5643 | 193733.0873 | 193124.4957 | 194783.566 | 199261.8424 | 202308.5573 | 208305.0378 | 213363.2234 | 215752.4562 | 221129.1761 | 234941.4238 | 237081.9802 | 245768.3919 | 250531.6392 | 256940.2185 | 282048.9174 | 291532.0356 | 289072.4869 | 295238.3588 | 314388.3069 | 317803.9303
Region | Technology | 2023-24 | 2024-25 | 2025-26 | 2026-27 | 2027-28 | 2028-29 | 2029-30 | 2030-31 | 2031-32 | 2032-33 | 2033-34 | 2034-35 | 2035-36 | 2036-37 | 2037-38 | 2038-39 | 2039-40 | 2040-41 | 2041-42 | 2042-43 | 2043-44 | 2044-45 | 2045-46 | 2046-47 | 2047-48
NSW1 | Black Coal | 39380.7675 | 38587.6793 | 31004.1125 | 29108.9308 | 23598.316 | 20820.3234 | 18052.1602 | 16187.8769 | 15962.7635 | 15606.7747 | 7344.0098 | 7564.916 | 6705.0325 | 5796.1025 | 6445.4063 | 3404.2991 | 3275.1689 | 0 | 0 | 0 | 0 | 0 | 0 | 0 | 0
NSW1 | Brown Coal | 0 | 0 | 0 | 0 | 0 | 0 | 0 | 0 | 0 | 0 | 0 | 0 | 0 | 0 | 0 | 0 | 0 | 0 | 0 | 0 | 0 | 0 | 0 | 0 | 0
NSW1 | CCGT | 18.8263 | 25.1669 | 672.968 | 531.5153 | 599.7886 | 550.7942 | 860.2115 | 907.0278 | 1064.0654 | 794.5478 | 1352.3495 | 1579.5114 | 979.8824 | 1064.2307 | 1068.5349 | 1538.6279 | 1313.7387 | 1325.4207 | 1186.6755 | 1482.1645 | 0.013026 | 0.012355 | 0.012575 | 0.014644 | 0.014575
NSW1 | Gas - Steam | 0 | 0 | 0 | 0 | 0 | 0 | 0 | 0 | 0 | 0 | 0 | 0 | 0 | 0 | 0 | 0 | 0 | 0 | 0 | 0 | 0 | 0 | 0 | 0 | 0
NSW1 | OCGT / Diesel | 6.3265 | 8.0296 | 48.1464 | 40.9475 | 20.2644 | 8.28 | 1.897 | 33.1238 | 11.977 | 56.2286 | 148.3465 | 559.2483 | 331.9167 | 575.3381 | 285.9141 | 938.955 | 1370.2011 | 3501.584 | 1534.8053 | 1819.2562 | 4179.1219 | 2093.1241 | 2674.7507 | 3071.2048 | 3195.8015
NSW1 | Hydro | 2205.4057 | 2797.3527 | 3155.4209 | 2976.8782 | 2572.7967 | 3657.5438 | 3096.5023 | 3003.765 | 3023.3203 | 2584.3558 | 3207.6476 | 3379.5355 | 3058.6507 | 2717.7611 | 3777.8313 | 3295.4484 | 2866.5728 | 2843.2535 | 2566.9258 | 3042.2167 | 3184.9854 | 2961.9134 | 2539.912 | 3750.1016 | 3763.4597
NSW1 | Hydrogen Turbine | 0 | 0 | 0 | 0 | 0 | 0 | 0 | 0 | 0 | 0 | 0 | 0 | 0 | 0 | 0 | 0 | 0 | 0 | 0 | 0 | 0 | 0 | 0 | 0 | 0
NSW1 | Wind | 9972.0202 | 10616.4243 | 17556.4821 | 19016.5797 | 27886.9312 | 31115.5127 | 30028.1229 | 29919.376 | 30001.0922 | 33545.5744 | 34833.3217 | 34775.4234 | 41943.5918 | 43565.3253 | 47219.5432 | 44384.9933 | 44149.1417 | 41854.3342 | 44968.4095 | 44755.4751 | 43965.6765 | 46139.007 | 48722.4932 | 53250.5752 | 53549.1334
NSW1 | Solar PV | 8783.8911 | 8488.0459 | 10623.4661 | 11067.6906 | 11093.5666 | 10657.9426 | 12916.791 | 16398.8364 | 17088.5209 | 18287.6427 | 20432.9105 | 19985.7593 | 21192.1206 | 22940.6211 | 22534.8229 | 25674.1451 | 29067.7017 | 29667.1652 | 32289.6654 | 35919.338 | 35555.1462 | 37899.4938 | 37664.4131 | 35860.139 | 35629.4378
NSW1 | Grid Battery | 21.5119 | 25.0639 | 1584.4569 | 1639.0196 | 2298.1662 | 2834.0348 | 3096.2847 | 3282.1272 | 3246.7918 | 5362.7399 | 5132.5747 | 4899.4607 | 6459.1434 | 6394.3217 | 6334.4491 | 6610.6441 | 8203.743 | 7920.1015 | 11017.5861 | 10716.48 | 10068.9108 | 11742.2392 | 10521.6012 | 9405.6823 | 8623.6246
NSW1 | Pumped Hydro | 166.2136 | 195.0646 | 1124.7266 | 1623.5097 | 2233.1349 | 3679.8357 | 3904.9344 | 4916.3462 | 5431.5071 | 4948.8968 | 5535.2539 | 5670.7489 | 5858.1862 | 6196.1243 | 5988.5989 | 5844.2647 | 5506.874 | 5041.9291 | 5499.6675 | 5307.9548 | 4838.6305 | 5188.5061 | 5221.1063 | 5689.8493 | 4807.7182
NSW1 | VPP | 19.07 | 40.8378 | 81.0573 | 118.6228 | 163.8974 | 204.9922 | 272.1345 | 333.0043 | 412.1547 | 499.9819 | 598.108 | 679.406 | 821.0843 | 939.8403 | 1028.182 | 1166.0766 | 1288.2952 | 1366.3022 | 1508.1317 | 1622.4574 | 1645.3954 | 1808.7702 | 1920.5641 | 1986.8252 | 2085.2497
Total excluding storage |  | 60367.2374 | 60522.6988 | 63060.596 | 62742.5421 | 65771.6634 | 66810.3967 | 64955.685 | 66450.0059 | 67151.7393 | 70875.1241 | 67318.5855 | 67844.3939 | 74211.1947 | 76659.3788 | 81332.0527 | 79236.4688 | 82042.5249 | 79191.7576 | 82546.4815 | 87018.4504 | 86884.943 | 89093.5506 | 91601.5816 | 95932.0352 | 96137.847
Region | Technology | 2023-24 | 2024-25 | 2025-26 | 2026-27 | 2027-28 | 2028-29 | 2029-30 | 2030-31 | 2031-32 | 2032-33 | 2033-34 | 2034-35 | 2035-36 | 2036-37 | 2037-38 | 2038-39 | 2039-40 | 2040-41 | 2041-42 | 2042-43 | 2043-44 | 2044-45 | 2045-46 | 2046-47 | 2047-48
QLD1 | Black Coal | 40315.9089 | 40786.1894 | 33722.0001 | 30968.6157 | 29066.938 | 28102.8545 | 22374.871 | 20807.2955 | 18451.6923 | 16301.7818 | 15905.5604 | 15909.2744 | 11489.052 | 11356.7763 | 10164.2855 | 6402.1152 | 6818.1215 | 0.2163 | 0.19575 | 0.16915 | 0.15996 | 0.060019 | 0.049244 | 0.042212 | 0.031734
QLD1 | Brown Coal | 0 | 0 | 0 | 0 | 0 | 0 | 0 | 0 | 0 | 0 | 0 | 0 | 0 | 0 | 0 | 0 | 0 | 0 | 0 | 0 | 0 | 0 | 0 | 0 | 0
QLD1 | CCGT | 940.1078 | 900.212 | 2241.9263 | 2464.4623 | 2514.0376 | 2175.8595 | 3193.409 | 2879.8759 | 3496.1672 | 3224.6176 | 4397.9606 | 4668.8191 | 4146.2302 | 3408.0756 | 3009.7323 | 3869.3591 | 3108.098 | 3596.8203 | 3301.343 | 3605.6095 | 3755.389 | 3139.7264 | 1597.2105 | 1050.5633 | 1037.1296
QLD1 | Gas - Steam | 0 | 0 | 0 | 0 | 0 | 0 | 0 | 0 | 0 | 0 | 0 | 0 | 0 | 0 | 0 | 0 | 0 | 0 | 0 | 0 | 0 | 0 | 0 | 0 | 0
QLD1 | OCGT / Diesel | 2.1405 | 0.0046259 | 16.3356 | 49.3364 | 24.62 | 15.4166 | 46.4299 | 128.4017 | 227.1424 | 183.1851 | 463.0372 | 549.0776 | 575.6566 | 907.2619 | 839.25 | 1657.005 | 1948.6771 | 4335.7615 | 2094.243 | 3182.6515 | 3385.4608 | 2374.3131 | 3449.622 | 4650.0982 | 4036.4112
QLD1 | Hydro | 716.4588 | 729.433 | 741.2834 | 707.8344 | 723.5132 | 730.9838 | 724.6678 | 722.0383 | 721.298 | 726.205 | 722.2569 | 718.7696 | 713.0237 | 715.15 | 229.432 | 219.6219 | 188.6883 | 194.0984 | 190.2807 | 0 | 0 | 0 | 0 | 0 | 0
QLD1 | Hydrogen Turbine | 0 | 0 | 0 | 0 | 0 | 0 | 0 | 0 | 0 | 0 | 0 | 0 | 0 | 0 | 0 | 0 | 0 | 0 | 0 | 0 | 0 | 0 | 0 | 0 | 0
QLD1 | Wind | 6356.2701 | 5846.6744 | 14742.3176 | 16225.7663 | 17928.6592 | 22883.1853 | 25946.5129 | 28776.5202 | 28588.1361 | 31255.2165 | 31893.582 | 31951.2288 | 32179.9379 | 34948.6514 | 42363.4877 | 41648.2167 | 41837.6424 | 40483.3589 | 40384.0685 | 41686.4036 | 43092.1928 | 41353.5212 | 43659.2171 | 54675.1503 | 53742.5283
QLD1 | Solar PV | 8404.3655 | 8299.8808 | 8670.8002 | 8519.4824 | 8371.9859 | 7596.4591 | 8237.9788 | 8523.7733 | 10282.8461 | 11113.9123 | 12371.4635 | 14497.6053 | 14939.1479 | 14379.644 | 15193.3367 | 20251.0192 | 27046.6586 | 32832.1198 | 38382.5545 | 51557.4963 | 52731.4727 | 50974.9781 | 50976.9847 | 49327.7499 | 52478.8748
QLD1 | Grid Battery | 53.5683 | 53.8007 | 56.1879 | 57.7861 | 56.3587 | 1320.6662 | 1351.9929 | 2548.5829 | 2969.0127 | 3874.9171 | 4354.9958 | 5226.2266 | 5675.5955 | 5738.5378 | 4950.7023 | 5455.0074 | 7103.3632 | 7455.6758 | 12346.4315 | 17098.2278 | 17287.7775 | 17016.773 | 17327.0439 | 15134.7043 | 15922.5282
QLD1 | Pumped Hydro | 510.1226 | 633.2186 | 791.3451 | 996.9569 | 999.6047 | 692.8909 | 851.6922 | 828.5146 | 829.7033 | 757.2854 | 751.1562 | 699.0431 | 718.3244 | 763.0487 | 2463.8394 | 3045.9692 | 4287.3234 | 4507.8543 | 4022.8371 | 4236.3847 | 4028.9308 | 3940.3408 | 3614.379 | 3973.8629 | 3719.8284
QLD1 | VPP | 11.7261 | 18.9289 | 33.7207 | 55.8251 | 81.4227 | 105.2653 | 149.7853 | 186.0542 | 260.533 | 338.678 | 429.8632 | 505.928 | 603.5378 | 706.8727 | 767.6387 | 891.6541 | 1005.7043 | 1126.9094 | 1274.8977 | 1458.2229 | 1572.0352 | 1666.0775 | 1783.4949 | 1821.0253 | 1914.0272
Total excluding storage |  | 56735.2516 | 56562.3942 | 60134.6633 | 58935.4974 | 58629.7538 | 61504.7588 | 60523.8693 | 61837.9049 | 61767.2819 | 62804.9183 | 65753.8607 | 68294.7749 | 64043.0485 | 65715.5593 | 71799.5243 | 74047.3371 | 80947.886 | 81442.3752 | 84352.6855 | 100032.3301 | 102964.6753 | 97842.5989 | 99683.0836 | 109703.604 | 111294.9755
Region | Technology | 2023-24 | 2024-25 | 2025-26 | 2026-27 | 2027-28 | 2028-29 | 2029-30 | 2030-31 | 2031-32 | 2032-33 | 2033-34 | 2034-35 | 2035-36 | 2036-37 | 2037-38 | 2038-39 | 2039-40 | 2040-41 | 2041-42 | 2042-43 | 2043-44 | 2044-45 | 2045-46 | 2046-47 | 2047-48
VIC1 | Black Coal | 0 | 0 | 0 | 0 | 0 | 0 | 0 | 0 | 0 | 0 | 0 | 0 | 0 | 0 | 0 | 0 | 0 | 0 | 0 | 0 | 0 | 0 | 0 | 0 | 0
VIC1 | Brown Coal | 27215.011 | 25007.2308 | 18052.6224 | 16857.3335 | 13190.9451 | 10736.9947 | 7548.5708 | 6871.7595 | 0.077271 | 0.07903 | 0.080184 | 0.082407 | 0.075379 | 0.06892 | 0.071042 | 0.057827 | 0.055743 | 0.055204 | 0.054128 | 0.053784 | 0.053534 | 0.046884 | 0.0090912 | 0.012896 | 0
VIC1 | CCGT | 0 | 0.0034666 | 0.0042185 | 0.0053456 | 0.0054847 | 0.0060128 | 0.0063362 | 0.006458 | 0.0063086 | 0.0063279 | 0.0063861 | 0.0075648 | 0.0072365 | 0.0072903 | 0.0096629 | 0.0098714 | 0.010019 | 0.010779 | 0.011484 | 0.01197 | 0.019869 | 0.019124 | 0.019416 | 0.020489 | 0.020526
VIC1 | Gas - Steam | 15.3164 | 18.7859 | 204.7754 | 134.1968 | 198.4925 | 351.5589 | 183.4815 | 622.3982 | 378.2612 | 331.0905 | 309.1263 | 554.8342 | 329.924 | 442.4029 | 541.9423 | 676.0835 | 0 | 0 | 0 | 0 | 0 | 0 | 0 | 0 | 0
VIC1 | OCGT / Diesel | 20.7113 | 14.1919 | 97.1144 | 95.9057 | 130.9977 | 281.9558 | 95.2649 | 209.7858 | 169.5911 | 237.399 | 237.5593 | 703.1121 | 470.2324 | 515.2843 | 875.9551 | 925.9677 | 1808.3601 | 2376.3661 | 2026.5661 | 2430.2715 | 4238.8101 | 3701.7084 | 4166.8936 | 5667.2358 | 4868.5162
VIC1 | Hydro | 2749.293 | 3332.641 | 3443.9631 | 3265.5956 | 2730.8346 | 4097.3111 | 3417.2208 | 2955.207 | 2957.6894 | 2698.6533 | 3297.3773 | 3404.9627 | 3241.305 | 2712.1226 | 4082.707 | 3417.0523 | 2959.3043 | 2957.0765 | 2698.8456 | 3297.7222 | 3413.9447 | 3242.1161 | 2715.1999 | 4082.9264 | 4093.2209
VIC1 | Hydrogen Turbine | 0 | 0 | 0 | 0 | 0 | 0 | 0 | 0 | 0 | 0 | 0 | 0 | 0 | 0 | 0 | 0 | 0 | 0 | 0 | 0 | 0 | 0 | 0 | 0 | 0
VIC1 | Wind | 11533.656 | 12957.6119 | 15682.0457 | 17573.3222 | 20176.2551 | 19823.5065 | 22011.2853 | 21908.6413 | 26890.8078 | 24186.5218 | 29923.8616 | 28842.8458 | 30200.0998 | 31154.766 | 30001.0097 | 31439.3783 | 30122.5289 | 32824.8353 | 29267.5412 | 30865.144 | 29425.376 | 29918.3766 | 29080.8992 | 30002.4625 | 31625.7635
VIC1 | Solar PV | 2104.9587 | 1941.418 | 1958.8046 | 1930.9082 | 1891.8929 | 1870.08 | 1860.1807 | 1827.1233 | 2046.3001 | 3920.4883 | 3746.4061 | 4607.2981 | 4848.2973 | 5247.4771 | 6382.028 | 6561.2941 | 7926.1453 | 7540.6934 | 10697.1713 | 10546.0613 | 14229.439 | 15061.4251 | 15851.8723 | 14313.2772 | 14704.5961
VIC1 | Grid Battery | 159.3764 | 161.4706 | 189.1627 | 292.5944 | 288.2643 | 269.0129 | 670.9465 | 995.0747 | 1059.5464 | 1373.5975 | 1235.1531 | 1167.295 | 2181.3041 | 2230.976 | 2599.2953 | 2633.1547 | 3292.8839 | 3071.8633 | 3851.723 | 3630.5821 | 3846.7931 | 4850.2495 | 4956.0382 | 4448.6993 | 4505.801
VIC1 | Pumped Hydro | 0 | 0 | 0.013767 | 0.044679 | 0.047188 | 0.045944 | 0.045102 | 0.047681 | 0.047211 | 0.046039 | 0.04586 | 0.04607 | 0.056796 | 0.057523 | 0.082851 | 0.08428 | 0.090829 | 0.090044 | 0.12583 | 0.11972 | 0.11758 | 251.7527 | 252.9546 | 245.8982 | 236.7206
VIC1 | VPP | 11.9715 | 20.704 | 38.5526 | 62.099 | 99.8374 | 128.0612 | 171.5516 | 195.549 | 244.39 | 296.7772 | 367.1914 | 410.1185 | 516.6597 | 598.2558 | 676.0283 | 755.8694 | 866.1388 | 917.2967 | 1049.1941 | 1108.6188 | 1149.1724 | 1267.3331 | 1401.0152 | 1405.2346 | 1472.3182
Total excluding storage |  | 43638.9465 | 43271.8829 | 39439.3298 | 39857.2673 | 38319.4233 | 37161.413 | 35116.0104 | 34394.9215 | 32442.7332 | 31374.2383 | 37514.4171 | 38113.1428 | 39089.9412 | 40072.1292 | 41883.7228 | 43019.8437 | 42816.4044 | 45699.0373 | 44690.1899 | 47139.2648 | 51307.6432 | 51923.6922 | 51814.8935 | 54065.9352 | 55292.1172
Region | Technology | 2023-24 | 2024-25 | 2025-26 | 2026-27 | 2027-28 | 2028-29 | 2029-30 | 2030-31 | 2031-32 | 2032-33 | 2033-34 | 2034-35 | 2035-36 | 2036-37 | 2037-38 | 2038-39 | 2039-40 | 2040-41 | 2041-42 | 2042-43 | 2043-44 | 2044-45 | 2045-46 | 2046-47 | 2047-48
SA1 | Black Coal | 0 | 0 | 0 | 0 | 0 | 0 | 0 | 0 | 0 | 0 | 0 | 0 | 0 | 0 | 0 | 0 | 0 | 0 | 0 | 0 | 0 | 0 | 0 | 0 | 0
SA1 | Brown Coal | 0 | 0 | 0 | 0 | 0 | 0 | 0 | 0 | 0 | 0 | 0 | 0 | 0 | 0 | 0 | 0 | 0 | 0 | 0 | 0 | 0 | 0 | 0 | 0 | 0
SA1 | CCGT | 1051.2189 | 859.3225 | 1130.0622 | 677.6019 | 902.3654 | 1090.7092 | 926.5919 | 1188.522 | 992.7375 | 908.219 | 1074.2015 | 1427.0636 | 844.6949 | 1030.0057 | 0.0073827 | 0.0074681 | 0.0075254 | 0.0074911 | 0.007334 | 0.0074717 | 0.0090713 | 0.0087579 | 0.0088158 | 0.0090167 | 0.0089473
SA1 | Gas - Steam | 92.7769 | 110.1431 | 225.4136 | 122.5638 | 113.5092 | 136.357 | 50.959 | 190.2237 | 206.7486 | 143.4936 | 176.307 | 613.9489 | 0 | 0 | 0 | 0 | 0 | 0 | 0 | 0 | 0 | 0 | 0 | 0 | 0
SA1 | OCGT / Diesel | 165.3242 | 185.6321 | 295.4767 | 152.3086 | 259.552 | 293.7016 | 230.4948 | 389.7441 | 333.5279 | 256.6273 | 390.6154 | 612.7321 | 388.8499 | 468.1558 | 594.8693 | 748.9872 | 894.5088 | 978.0146 | 707.7948 | 810.0579 | 1445.019 | 626.0291 | 608.5191 | 535.2362 | 449.439
SA1 | Hydro | 0 | 0 | 0 | 0 | 0 | 0 | 0 | 0 | 0 | 0 | 0 | 0 | 0 | 0 | 0 | 0 | 0 | 0 | 0 | 0 | 0 | 0 | 0 | 0 | 0
SA1 | Hydrogen Turbine | 0 | 0 | 0 | 0 | 0 | 0 | 0 | 0 | 0 | 0 | 0 | 0 | 0 | 0 | 0 | 0 | 0 | 0 | 0 | 0 | 0 | 0 | 0 | 0 | 0
SA1 | Wind | 6890.9614 | 7503.8165 | 7770.7811 | 9630.6361 | 9850.1148 | 11580.8345 | 11705.9179 | 11070.3537 | 12318.0931 | 11658.3148 | 12306.4129 | 11144.4479 | 12476.2715 | 12243.2513 | 12861.2082 | 14080.3792 | 12492.6385 | 13651.7364 | 12615.861 | 15807.6533 | 14640.4199 | 16741.555 | 16285.3387 | 18749.8913 | 20721.6531
SA1 | Solar PV | 1255.2092 | 1142.9453 | 1162.1968 | 1070.7559 | 1087.0418 | 1067.9257 | 1032.0625 | 1007.0192 | 1002.2958 | 1798.597 | 1685.0514 | 2794.5499 | 2898.3261 | 3088.1635 | 4426.7127 | 4440.1027 | 5448.9507 | 7239.2336 | 10289.9386 | 9222.575 | 11649.3423 | 11622.8164 | 12837.4313 | 11802.4149 | 11439.073
SA1 | Grid Battery | 187.3903 | 188.9926 | 186.7648 | 181.7207 | 182.8781 | 177.1628 | 175.7941 | 172.209 | 180.7558 | 1468.412 | 1400.7954 | 1330.9611 | 1970.9526 | 2060.3049 | 2742.4185 | 2735.7019 | 2905.7679 | 3432.7588 | 5201.9998 | 4452.5755 | 5085.6615 | 5387.9596 | 6008.8996 | 5214.3365 | 4751.0803
SA1 | Pumped Hydro | 0 | 0 | 0.011662 | 0.014242 | 0.016673 | 0.016593 | 0.017622 | 0.020017 | 0.02061 | 0.02069 | 0.021243 | 0.021606 | 0.026207 | 0.026622 | 0.030651 | 0.03149 | 0.03319 | 0.0355 | 0.041387 | 0.040991 | 0.04244 | 0.050387 | 0.051348 | 0.050142 | 0.051682
SA1 | VPP | 52.77 | 73.3207 | 89.0951 | 108.8293 | 132.29 | 152.6514 | 179.3527 | 202.3424 | 234.1379 | 264.8404 | 304.7974 | 324.2176 | 368.621 | 421.4851 | 447.1017 | 492.6991 | 527.6138 | 542.4664 | 603.3524 | 622.0637 | 636.489 | 667.0045 | 730.4528 | 725.7818 | 743.0004
Total excluding storage |  | 9455.4906 | 9801.8595 | 10583.9304 | 11653.8663 | 12212.5832 | 14169.5279 | 13946.0261 | 13845.8627 | 14853.4028 | 14765.2518 | 15632.5883 | 16592.7424 | 16608.1424 | 16829.5763 | 17882.7976 | 19269.4766 | 18836.1056 | 21868.9921 | 23613.6017 | 25840.2937 | 27734.7903 | 28990.4093 | 29731.2979 | 31087.5514 | 32610.1741
Region | Technology | 2023-24 | 2024-25 | 2025-26 | 2026-27 | 2027-28 | 2028-29 | 2029-30 | 2030-31 | 2031-32 | 2032-33 | 2033-34 | 2034-35 | 2035-36 | 2036-37 | 2037-38 | 2038-39 | 2039-40 | 2040-41 | 2041-42 | 2042-43 | 2043-44 | 2044-45 | 2045-46 | 2046-47 | 2047-48
TAS1 | Black Coal | 0 | 0 | 0 | 0 | 0 | 0 | 0 | 0 | 0 | 0 | 0 | 0 | 0 | 0 | 0 | 0 | 0 | 0 | 0 | 0 | 0 | 0 | 0 | 0 | 0
TAS1 | Brown Coal | 0 | 0 | 0 | 0 | 0 | 0 | 0 | 0 | 0 | 0 | 0 | 0 | 0 | 0 | 0 | 0 | 0 | 0 | 0 | 0 | 0 | 0 | 0 | 0 | 0
TAS1 | CCGT | 0 | 0.0019405 | 0.0020654 | 0.0021735 | 0.0022773 | 0.0024138 | 0.0026199 | 0.0028047 | 0.0031105 | 0.0034534 | 0.0034828 | 0.0037451 | 0.0036812 | 0.0037003 | 0.004199 | 0.0042061 | 0.0042982 | 0.004167 | 0.0042809 | 0.004315 | 0.0046452 | 0.0051785 | 0.0051898 | 0.0052715 | 0.0052992
TAS1 | Gas - Steam | 0 | 0 | 0 | 0 | 0 | 0 | 0 | 0 | 0 | 0 | 0 | 0 | 0 | 0 | 0 | 0 | 0 | 0 | 0 | 0 | 0 | 0 | 0 | 0 | 0
TAS1 | OCGT / Diesel | 0.00183 | 0.0019121 | 0.0064993 | 0.31081 | 0.11135 | 0.18309 | 1.3614 | 2.2234 | 3.3616 | 6.2082 | 0.77433 | 13.5924 | 12.8375 | 12.6178 | 15.5204 | 11.9959 | 49.5693 | 11.9274 | 5.1309 | 7.254 | 7.7271 | 4.5173 | 5.4771 | 4.4863 | 4.2022
TAS1 | Hydro | 9698.9232 | 9646.8087 | 9510.8964 | 8935.8937 | 8097.521 | 7833.8362 | 10650.745 | 10409.4608 | 9963.0516 | 9579.1074 | 9850.5594 | 9863.5557 | 8918.8625 | 8419.2752 | 9067.1366 | 8874.5186 | 8682.4622 | 8803.012 | 8605.1821 | 9405.2472 | 9548.2657 | 8411.1866 | 9184.4434 | 10368.9172 | 9619.7934
TAS1 | Hydrogen Turbine | 0 | 0 | 0 | 0 | 0 | 0 | 0 | 0 | 0 | 0 | 0 | 0 | 0 | 0 | 0 | 0 | 0 | 0 | 0 | 0 | 0 | 0 | 0 | 0 | 0
TAS1 | Wind | 4235.7004 | 4077.8395 | 4519.0695 | 4578.7041 | 5314.5005 | 6252.9645 | 7930.7907 | 7843.1772 | 13080.2622 | 12903.6961 | 12234.2388 | 12641.003 | 12868.4112 | 13420.6214 | 12960.6514 | 12622.3207 | 12393.4154 | 13514.5128 | 13126.9174 | 12606.045 | 13083.9529 | 12806.4703 | 13217.5207 | 13225.7235 | 12844.7649
TAS1 | Solar PV | 0.0020268 | 0.0038802 | 0.004654 | 0.0057567 | 0.005557 | 0.004695 | 0.0050631 | 0.0068242 | 0.0066379 | 0.0097668 | 0.010318 | 0.014515 | 0.014535 | 0.014368 | 0.013911 | 0.014545 | 0.019803 | 0.020465 | 0.025234 | 0.027853 | 0.03349 | 0.056486 | 0.055686 | 0.048845 | 0.050725
TAS1 | Grid Battery | 0.0092364 | 0.010553 | 0.012351 | 0.014338 | 0.016792 | 0.01697 | 0.020903 | 0.027786 | 0.044839 | 0.053215 | 0.055208 | 0.055016 | 0.060731 | 0.060871 | 0.071076 | 0.071641 | 0.077221 | 0.088714 | 0.086055 | 0.085121 | 0.090616 | 0.11358 | 0.10922 | 0.10795 | 0.12303
TAS1 | Pumped Hydro | 0 | 0 | 0.018315 | 0.020721 | 0.0235 | 0.026654 | 0.039227 | 0.058882 | 140.0434 | 773.5155 | 805.7122 | 759.9226 | 1006.452 | 1046.1636 | 1289.4874 | 1283.8549 | 1376.9629 | 1402.7742 | 1284.923 | 1273.6275 | 1337.864 | 1322.4578 | 1248.7496 | 1281.3208 | 1269.8939
TAS1 | VPP | 0.61841 | 0.93876 | 1.5468 | 3.3457 | 4.9377 | 7.0592 | 11.5539 | 15.4824 | 22.6091 | 25.5744 | 30.5811 | 31.9363 | 36.8909 | 42.8768 | 45.9907 | 48.5666 | 61.1044 | 70.1462 | 69.4698 | 76.5371 | 79.3936 | 84.8885 | 90.6328 | 89.9324 | 93.6973
Total excluding storage |  | 13934.6275 | 13724.6559 | 14029.9791 | 13514.9165 | 13412.1406 | 14086.9909 | 18582.9049 | 18254.871 | 23046.6851 | 22489.0248 | 22085.5863 | 22518.1694 | 21800.1294 | 21852.5325 | 22043.3266 | 21508.854 | 21125.471 | 22329.4769 | 21737.2599 | 22018.5784 | 22639.9839 | 21222.2358 | 22407.5021 | 23599.1811 | 22468.8165
Explicitly modelled pumping
Region | Technology | 2023-24 | 2024-25 | 2025-26 | 2026-27 | 2027-28 | 2028-29 | 2029-30 | 2030-31 | 2031-32 | 2032-33 | 2033-34 | 2034-35 | 2035-36 | 2036-37 | 2037-38 | 2038-39 | 2039-40 | 2040-41 | 2041-42 | 2042-43 | 2043-44 | 2044-45 | 2045-46 | 2046-47 | 2047-48
NEM | Grid Battery pump | 499.4463 | 510.3155 | 2421.4724 | 2604.1586 | 3400.9626 | 5510.6741 | 6359.6184 | 8400.9977 | 8976.165 | 14513.0977 | 14581.8462 | 15201.0027 | 19570.3372 | 19762.4896 | 20064.4998 | 20979.7821 | 25830.3701 | 26421.9999 | 38980.2576 | 43277.0863 | 43635.6986 | 46971.3727 | 46809.5279 | 41144.4615 | 40668.5558
NEM | Pumped Hydro Pump | 1709.4211 | 2048.5179 | 3712.1034 | 4828.8038 | 5929.7381 | 6495.8471 | 7710.3848 | 9053.2098 | 10223.0917 | 9867.4495 | 11097.4367 | 10508.9216 | 11423.3066 | 12361.9961 | 14057.4181 | 14875.0866 | 15975.288 | 16072.1948 | 15323.2849 | 15754.3317 | 14426.7795 | 15348.5085 | 15180.7925 | 15853.3071 | 14134.6456
NEM | VPP pump | 112.9307 | 182.2598 | 286.9873 | 410.0728 | 568.365 | 702.7108 | 923.4183 | 1096.3587 | 1383.5824 | 1675.7729 | 2036.4273 | 2297.3745 | 2758.1577 | 3187.637 | 3495.0549 | 3949.1109 | 4401.1313 | 4745.6514 | 5289.7165 | 5756.8774 | 5973.3963 | 6464.2509 | 6982.2989 | 7082.8412 | 7417.7634
Region | Technology | 2023-24 | 2024-25 | 2025-26 | 2026-27 | 2027-28 | 2028-29 | 2029-30 | 2030-31 | 2031-32 | 2032-33 | 2033-34 | 2034-35 | 2035-36 | 2036-37 | 2037-38 | 2038-39 | 2039-40 | 2040-41 | 2041-42 | 2042-43 | 2043-44 | 2044-45 | 2045-46 | 2046-47 | 2047-48
NSW1 | Grid Battery pump | 25.5199 | 29.9268 | 1908.4557 | 1974.2936 | 2774.4673 | 3408.0868 | 3733.8286 | 3950.213 | 3918.6035 | 6453.9793 | 6181.9338 | 5902.7939 | 7775.7869 | 7702.7299 | 7657.4297 | 7963.3702 | 9855.9844 | 9573.3786 | 13251.5819 | 12910.7169 | 12118.4197 | 14145.9915 | 12712.4555 | 11295.4075 | 10389.4946
NSW1 | Pumped Hydro Pump | 977.6831 | 1146.6988 | 2614.5459 | 3448.561 | 4541.2809 | 5536.9422 | 6531.0074 | 7905.0483 | 8885.1909 | 7808.6689 | 8990.3921 | 8545.7103 | 9113.9279 | 9915.2617 | 9068.5614 | 9169.7133 | 8496.1752 | 8184.0709 | 8330.6467 | 8460.6722 | 7381.376 | 8063.8714 | 8341.6575 | 8648.6984 | 7252.6577
NSW1 | VPP pump | 22.3963 | 48.1703 | 95.2357 | 139.5562 | 192.9883 | 240.9994 | 320.1583 | 391.7698 | 486.1649 | 586.9374 | 703.8359 | 799.873 | 965.2297 | 1105.6945 | 1213.1153 | 1372.1214 | 1511.8852 | 1612.0623 | 1769.6247 | 1909.4779 | 1935.3195 | 2127.6999 | 2263.9184 | 2333.5126 | 2452.7321
Region | Technology | 2023-24 | 2024-25 | 2025-26 | 2026-27 | 2027-28 | 2028-29 | 2029-30 | 2030-31 | 2031-32 | 2032-33 | 2033-34 | 2034-35 | 2035-36 | 2036-37 | 2037-38 | 2038-39 | 2039-40 | 2040-41 | 2041-42 | 2042-43 | 2043-44 | 2044-45 | 2045-46 | 2046-47 | 2047-48
QLD1 | Grid Battery pump | 63.5932 | 64.0484 | 66.9824 | 68.7007 | 67.0936 | 1575.706 | 1613.327 | 3055.0402 | 3572.1067 | 4642.0248 | 5233.3914 | 6298.7655 | 6803.24 | 6898.537 | 5971.7525 | 6542.5729 | 8536.6582 | 8990.3251 | 14857.46 | 20598.1588 | 20795.8316 | 20492.8655 | 20841.0023 | 18258.7074 | 19126.7709
QLD1 | Pumped Hydro Pump | 731.738 | 901.8191 | 1097.4999 | 1380.1382 | 1388.3418 | 958.7881 | 1179.2427 | 1147.9955 | 1152.1364 | 1041.8851 | 1040.1852 | 966.7771 | 988.4923 | 1054.1091 | 3307.996 | 4012.2768 | 5670.8187 | 6021.8596 | 5307.9543 | 5624.7648 | 5289.5479 | 5215.411 | 4839.0988 | 5219.1903 | 4899.5323
QLD1 | VPP pump | 13.7738 | 22.2693 | 39.7627 | 65.5853 | 95.7915 | 123.8415 | 176.2181 | 218.8872 | 307.3205 | 397.6335 | 505.9123 | 596.5673 | 708.4957 | 831.6149 | 905.7666 | 1047.3617 | 1182.1624 | 1328.149 | 1499.4497 | 1715.9723 | 1849.4678 | 1960.3457 | 2096.9395 | 2144.2983 | 2248.542
Region | Technology | 2023-24 | 2024-25 | 2025-26 | 2026-27 | 2027-28 | 2028-29 | 2029-30 | 2030-31 | 2031-32 | 2032-33 | 2033-34 | 2034-35 | 2035-36 | 2036-37 | 2037-38 | 2038-39 | 2039-40 | 2040-41 | 2041-42 | 2042-43 | 2043-44 | 2044-45 | 2045-46 | 2046-47 | 2047-48
VIC1 | Grid Battery pump | 189.2738 | 192.782 | 225.173 | 346.2102 | 342.5104 | 317.8701 | 803.9549 | 1192.5897 | 1271.3844 | 1650.179 | 1481.9702 | 1400.8456 | 2619.8416 | 2682.1915 | 3134.3204 | 3168.8152 | 3952.142 | 3710.1746 | 4622.3215 | 4388.5144 | 4613.0103 | 5839.93 | 5991.6685 | 5335.2826 | 5428.5189
VIC1 | Pumped Hydro Pump | 0 | 0 | 0.018174 | 0.058731 | 0.062425 | 0.060118 | 0.059587 | 0.062558 | 0.062235 | 0.06057 | 0.060373 | 0.060552 | 0.074602 | 0.07595 | 0.10917 | 0.11068 | 0.11931 | 0.11927 | 0.1649 | 0.15824 | 0.15392 | 331.2536 | 336.3484 | 320.0369 | 311.4744
VIC1 | VPP pump | 14.0641 | 24.4191 | 45.3881 | 72.964 | 117.7218 | 150.3941 | 201.865 | 230.0182 | 288.0416 | 349.4019 | 432.0328 | 482.0404 | 607.4677 | 703.8304 | 796.2124 | 891.0817 | 1016.2782 | 1082.5132 | 1231.0054 | 1308.1883 | 1348.0368 | 1490.98 | 1653.2419 | 1648.2283 | 1732.1388
Region | Technology | 2023-24 | 2024-25 | 2025-26 | 2026-27 | 2027-28 | 2028-29 | 2029-30 | 2030-31 | 2031-32 | 2032-33 | 2033-34 | 2034-35 | 2035-36 | 2036-37 | 2037-38 | 2038-39 | 2039-40 | 2040-41 | 2041-42 | 2042-43 | 2043-44 | 2044-45 | 2045-46 | 2046-47 | 2047-48
SA1 | Grid Battery pump | 221.0484 | 223.5458 | 220.8466 | 214.9371 | 216.8714 | 208.9911 | 208.4831 | 203.1219 | 214.017 | 1766.8512 | 1684.4851 | 1598.5321 | 2371.3965 | 2478.9586 | 3300.9127 | 3304.9387 | 3485.4937 | 4148.016 | 6248.792 | 5379.5949 | 6108.3293 | 6492.4506 | 7264.2715 | 6254.9359 | 5723.6252
SA1 | Pumped Hydro Pump | 0 | 0 | 0.015367 | 0.018718 | 0.022037 | 0.021735 | 0.023287 | 0.026264 | 0.027125 | 0.027251 | 0.027974 | 0.028363 | 0.034469 | 0.035093 | 0.040303 | 0.041499 | 0.043572 | 0.046923 | 0.054243 | 0.054116 | 0.055716 | 0.066342 | 0.067783 | 0.065655 | 0.068122
SA1 | VPP pump | 61.9682 | 86.2923 | 104.7852 | 128.0345 | 156.027 | 179.1981 | 211.5594 | 237.4936 | 275.4564 | 311.6298 | 358.7514 | 381.2134 | 433.6717 | 495.8648 | 526.0047 | 581.3398 | 619.0256 | 640.1046 | 707.9174 | 733.2493 | 747.4012 | 785.3166 | 861.1763 | 851.4351 | 874.1184
Region | Technology | 2023-24 | 2024-25 | 2025-26 | 2026-27 | 2027-28 | 2028-29 | 2029-30 | 2030-31 | 2031-32 | 2032-33 | 2033-34 | 2034-35 | 2035-36 | 2036-37 | 2037-38 | 2038-39 | 2039-40 | 2040-41 | 2041-42 | 2042-43 | 2043-44 | 2044-45 | 2045-46 | 2046-47 | 2047-48
TAS1 | Grid Battery pump | 0.010972 | 0.012533 | 0.014668 | 0.017026 | 0.019955 | 0.020155 | 0.024843 | 0.033009 | 0.053401 | 0.063382 | 0.06567 | 0.065511 | 0.072186 | 0.072538 | 0.08449 | 0.085258 | 0.091772 | 0.10564 | 0.10232 | 0.10126 | 0.10772 | 0.13508 | 0.1301 | 0.12814 | 0.1463
TAS1 | Pumped Hydro Pump | 0 | 0 | 0.02419 | 0.027253 | 0.031012 | 0.034984 | 0.051829 | 0.077209 | 185.675 | 1016.8076 | 1066.771 | 996.3453 | 1320.7773 | 1392.5142 | 1680.7113 | 1692.9444 | 1808.1312 | 1866.0981 | 1684.4648 | 1668.6823 | 1755.646 | 1737.9061 | 1663.62 | 1665.3158 | 1670.913
TAS1 | VPP pump | 0.72825 | 1.1088 | 1.8157 | 3.9328 | 5.8363 | 8.2777 | 13.6176 | 18.1898 | 26.599 | 30.1703 | 35.8949 | 37.6804 | 43.2928 | 50.6325 | 53.956 | 57.2063 | 71.7799 | 82.8222 | 81.7193 | 89.9896 | 93.171 | 99.9087 | 107.0228 | 105.3669 | 110.2321
Non-controllable capacity
Region | Technology | 2023-24 | 2024-25 | 2025-26 | 2026-27 | 2027-28 | 2028-29 | 2029-30 | 2030-31 | 2031-32 | 2032-33 | 2033-34 | 2034-35 | 2035-36 | 2036-37 | 2037-38 | 2038-39 | 2039-40 | 2040-41 | 2041-42 | 2042-43 | 2043-44 | 2044-45 | 2045-46 | 2046-47 | 2047-48
NEM | Distributed PV | 27193.0267 | 29855.4402 | 32357.1945 | 38209.2774 | 41747.4805 | 40292.3836 | 45224.5536 | 50139.9148 | 54135.6737 | 57105.5356 | 58421.5607 | 59452.8184 | 66559.8593 | 69279.1038 | 64281.7854 | 69936.994 | 75504.2206 | 79500.5636 | 81997.9526 | 82265.2401 | 82087.7625 | 90235.4986 | 92616.3023 | 85054.2412 | 91677.881
NEM | Behind the meter battery | 657.5137 | 1006.7447 | 1317.3393 | 1566.0098 | 1773.1566 | 1890.8424 | 2143.9911 | 2489.4047 | 2789.0704 | 3113.0752 | 3597.6322 | 4070.11 | 4511.1194 | 4860.9793 | 5165.9009 | 5364.9705 | 5454.5291 | 5447.6237 | 5401.3096 | 5348.7634 | 5404.7881 | 5430.708 | 5462.7544 | 5462.5562 | 5467.5685
NEM | Behind the meter battery pump | 773.9288 | 1184.9284 | 1550.1053 | 1843.1255 | 2087.3228 | 2225.0785 | 2523.5712 | 2929.616 | 3282.4864 | 3663.3641 | 4233.7384 | 4790.7173 | 5309.6304 | 5721.7019 | 6080.1627 | 6314.2799 | 6420.1964 | 6410.0458 | 6358.28 | 6294.3025 | 6360.4049 | 6392.115 | 6428.6141 | 6430.2842 | 6436.1891
Region | Technology | 2023-24 | 2024-25 | 2025-26 | 2026-27 | 2027-28 | 2028-29 | 2029-30 | 2030-31 | 2031-32 | 2032-33 | 2033-34 | 2034-35 | 2035-36 | 2036-37 | 2037-38 | 2038-39 | 2039-40 | 2040-41 | 2041-42 | 2042-43 | 2043-44 | 2044-45 | 2045-46 | 2046-47 | 2047-48
NSW1 | Distributed PV | 8707.243 | 9751.3904 | 10503.0233 | 12723.8602 | 13647.2494 | 13104.8158 | 14473.4152 | 16426.2462 | 18245.0632 | 18826.2306 | 19636.6619 | 19972.4263 | 23055.6023 | 23727.2977 | 21991.0212 | 23494.3379 | 25868.3581 | 27837.73 | 27995.783 | 28469.6892 | 28276.0762 | 31915.822 | 32343.3581 | 29628.8927 | 31325.2769
NSW1 | Behind the meter battery | 236.0997 | 340.3977 | 426.8203 | 496.5989 | 552.178 | 593.1144 | 678.601 | 795.0042 | 915.6299 | 1045.6392 | 1229.8005 | 1397.7866 | 1551.5025 | 1674.213 | 1770.8636 | 1835.975 | 1865.6994 | 1856.8353 | 1844.8207 | 1833.1068 | 1857.9164 | 1869.6097 | 1877.4406 | 1875.4554 | 1868.3381
NSW1 | Behind the meter battery pump | 277.8328 | 400.6658 | 502.3022 | 584.3175 | 650.1429 | 698.0717 | 798.8828 | 935.9349 | 1077.2855 | 1230.342 | 1446.9719 | 1644.5885 | 1826.2437 | 1970.4983 | 2083.9438 | 2160.393 | 2196.8689 | 2184.5941 | 2172.0639 | 2156.8121 | 2185.7851 | 2201.4161 | 2209.4144 | 2207.8793 | 2199.915
Region | Technology | 2023-24 | 2024-25 | 2025-26 | 2026-27 | 2027-28 | 2028-29 | 2029-30 | 2030-31 | 2031-32 | 2032-33 | 2033-34 | 2034-35 | 2035-36 | 2036-37 | 2037-38 | 2038-39 | 2039-40 | 2040-41 | 2041-42 | 2042-43 | 2043-44 | 2044-45 | 2045-46 | 2046-47 | 2047-48
QLD1 | Distributed PV | 8403.6122 | 9014.4286 | 10128.7761 | 11810.9664 | 12852.0367 | 11646.5172 | 13574.1081 | 15017.3782 | 16732.3695 | 17393.2554 | 17557.5691 | 18560.6266 | 20553.8494 | 21340.2223 | 18602.1219 | 20912.7155 | 22422.142 | 24269.4914 | 24675.263 | 24400.9496 | 25282.8181 | 27407.2483 | 28081.7306 | 24169.1 | 26910.5664
QLD1 | Behind the meter battery | 170.7366 | 271.0266 | 364.6122 | 433.5151 | 491.3321 | 537.9626 | 628.6386 | 744.6914 | 834.1762 | 930.9932 | 1074.1494 | 1213.5721 | 1346.8461 | 1448.2671 | 1535.4985 | 1600.0345 | 1631.782 | 1631.2572 | 1608.2973 | 1592.3827 | 1609.1851 | 1612.6466 | 1621.0805 | 1616.2546 | 1614.1068
QLD1 | Behind the meter battery pump | 200.9896 | 319.0374 | 429.0447 | 510.4005 | 578.2214 | 632.9301 | 739.7227 | 876.2329 | 981.9917 | 1095.8935 | 1264.3808 | 1428.9002 | 1585.3756 | 1705.2134 | 1807.0518 | 1884.0736 | 1919.9871 | 1919.529 | 1893.1536 | 1873.7884 | 1893.7201 | 1897.3207 | 1907.6047 | 1902.393 | 1900.3283
Region | Technology | 2023-24 | 2024-25 | 2025-26 | 2026-27 | 2027-28 | 2028-29 | 2029-30 | 2030-31 | 2031-32 | 2032-33 | 2033-34 | 2034-35 | 2035-36 | 2036-37 | 2037-38 | 2038-39 | 2039-40 | 2040-41 | 2041-42 | 2042-43 | 2043-44 | 2044-45 | 2045-46 | 2046-47 | 2047-48
VIC1 | Distributed PV | 6032.5503 | 6741.6639 | 7234.4334 | 8639.8494 | 9717.101 | 9936.1507 | 11013.0924 | 12100.4072 | 12236.49 | 13439.2159 | 13672.5142 | 13430.4185 | 14826.9811 | 15551.3651 | 15167.955 | 16372.941 | 17617.6072 | 17536.8638 | 18949.1962 | 19065.3572 | 18469.7945 | 20161.398 | 20902.3114 | 20262.2833 | 21724.6305
VIC1 | Behind the meter battery | 143.293 | 255.764 | 357.528 | 445.5417 | 520.1297 | 534.0202 | 574.5348 | 646.8898 | 695.0103 | 741.5967 | 840.8801 | 953.3033 | 1060.5591 | 1150.0707 | 1245.2576 | 1291.8352 | 1313.6739 | 1317.4793 | 1309.5395 | 1283.2305 | 1289.176 | 1299.8888 | 1310.3468 | 1322.1048 | 1335.0646
VIC1 | Behind the meter battery pump | 168.7049 | 300.9657 | 420.6293 | 524.3864 | 612.3835 | 628.4616 | 676.2866 | 761.0496 | 817.9236 | 872.5457 | 989.6107 | 1122.4325 | 1248.0938 | 1353.2335 | 1466.2928 | 1520.0169 | 1546.0309 | 1550.041 | 1541.089 | 1510.2224 | 1517.4149 | 1529.652 | 1542.0634 | 1556.6244 | 1571.0173
Region | Technology | 2023-24 | 2024-25 | 2025-26 | 2026-27 | 2027-28 | 2028-29 | 2029-30 | 2030-31 | 2031-32 | 2032-33 | 2033-34 | 2034-35 | 2035-36 | 2036-37 | 2037-38 | 2038-39 | 2039-40 | 2040-41 | 2041-42 | 2042-43 | 2043-44 | 2044-45 | 2045-46 | 2046-47 | 2047-48
SA1 | Distributed PV | 3704.5987 | 3951.988 | 4064.8608 | 4530.5997 | 4981.5094 | 5023.1783 | 5534.6411 | 5907.0055 | 6198.1437 | 6659.2328 | 6727.6851 | 6661.3709 | 7203.2359 | 7704.5469 | 7552.6843 | 8145.7934 | 8520.7085 | 8753.6659 | 9205.589 | 9118.8386 | 8868.1847 | 9444.4097 | 9951.9812 | 9653.1846 | 10332.9568
SA1 | Behind the meter battery | 89.6576 | 114.2984 | 136.4992 | 153.4714 | 168.7112 | 182.0004 | 212.3649 | 244.9938 | 278.8759 | 319.969 | 366.7485 | 408.2686 | 445.0039 | 472.6485 | 491.7265 | 509.3402 | 512.972 | 511.5296 | 508.7854 | 510.011 | 516.6645 | 516.2922 | 519.8793 | 515.4168 | 516.5139
SA1 | Behind the meter battery pump | 105.5364 | 134.5421 | 160.6012 | 180.616 | 198.5417 | 214.1386 | 250.02 | 288.3253 | 328.3143 | 376.4625 | 431.505 | 480.4342 | 523.687 | 556.4807 | 578.644 | 599.3439 | 603.8566 | 602.2642 | 599.156 | 600.4794 | 608.3176 | 607.9903 | 611.8434 | 606.4216 | 607.6875
Region | Technology | 2023-24 | 2024-25 | 2025-26 | 2026-27 | 2027-28 | 2028-29 | 2029-30 | 2030-31 | 2031-32 | 2032-33 | 2033-34 | 2034-35 | 2035-36 | 2036-37 | 2037-38 | 2038-39 | 2039-40 | 2040-41 | 2041-42 | 2042-43 | 2043-44 | 2044-45 | 2045-46 | 2046-47 | 2047-48
TAS1 | Distributed PV | 345.0226 | 395.9693 | 426.1009 | 504.0017 | 549.584 | 581.7216 | 629.2969 | 688.8778 | 723.6073 | 787.6009 | 827.1305 | 827.9761 | 920.1906 | 955.6718 | 968.003 | 1011.2062 | 1075.4049 | 1102.8125 | 1172.1215 | 1210.4055 | 1190.8891 | 1306.6205 | 1336.921 | 1340.7806 | 1384.4504
TAS1 | Behind the meter battery | 17.7268 | 25.258 | 31.8796 | 36.8828 | 40.8056 | 43.7449 | 49.8517 | 57.8255 | 65.3781 | 74.8771 | 86.0537 | 97.1794 | 107.2079 | 115.78 | 122.5546 | 127.7856 | 130.4018 | 130.5224 | 129.8666 | 130.0323 | 131.846 | 132.2708 | 134.0073 | 133.3247 | 133.5451
TAS1 | Behind the meter battery pump | 20.8652 | 29.7174 | 37.5279 | 43.4051 | 48.0333 | 51.4765 | 58.6591 | 68.0734 | 76.9713 | 88.1205 | 101.27 | 114.362 | 126.2303 | 136.2759 | 144.2303 | 150.4525 | 153.4529 | 153.6175 | 152.8175 | 153.0002 | 155.1672 | 155.7358 | 157.6882 | 156.9658 | 157.2412

## Option 2_Capacity
Installed capacity by technology (MW) - Option 2, Step Change Scenario
Capacity calculated on 1 July. In early study years some wind and solar projects enter later in the financial year and are therefore reflected in the following financial year's capacity.
Explicitly modelled generation
Region | Technology | 2023-24 | 2024-25 | 2025-26 | 2026-27 | 2027-28 | 2028-29 | 2029-30 | 2030-31 | 2031-32 | 2032-33 | 2033-34 | 2034-35 | 2035-36 | 2036-37 | 2037-38 | 2038-39 | 2039-40 | 2040-41 | 2041-42 | 2042-43 | 2043-44 | 2044-45 | 2045-46 | 2046-47 | 2047-48
NEM | Black Coal | 16456 | 16456 | 13872.1507 | 11354.2309 | 10289.2005 | 9432.7506 | 7644.1021 | 7446.9583 | 6801.8236 | 6269.862 | 4476.1704 | 4476.1692 | 3774.3989 | 3716.0462 | 3716.0366 | 2132.2979 | 2132.2939 | 0.046922 | 0.042925 | 0.037283 | 0.034097 | 0.013477 | 0.011342 | 0.0091786 | 0.0071401
NEM | Brown Coal | 4835 | 4835 | 3185.8345 | 3185.8336 | 2400.3836 | 1902.7654 | 1343.012 | 1223.4766 | 0.014977 | 0.014965 | 0.014959 | 0.014956 | 0.014787 | 0.013506 | 0.013504 | 0.010727 | 0.010699 | 0.010614 | 0.010562 | 0.010444 | 0.010442 | 0.010048 | 0.0024153 | 0.0024145 | 0
NEM | CCGT | 2954.9 | 2774.903 | 2774.9036 | 2774.9039 | 2774.9039 | 2774.9046 | 2774.9048 | 2774.9049 | 2774.9049 | 2774.9051 | 2774.9056 | 2774.9061 | 2774.9061 | 2389.9061 | 1860.9078 | 1860.9078 | 1716.5079 | 1716.5081 | 1716.5085 | 1716.5085 | 1276.5107 | 1276.5108 | 632.0108 | 388.0115 | 388.0115
NEM | Gas - Steam | 1300 | 1300 | 1300 | 1300 | 1300 | 1300 | 1300 | 1300 | 1300 | 1300 | 1300 | 1300 | 500 | 500 | 500 | 500 | 0 | 0 | 0 | 0 | 0 | 0 | 0 | 0 | 0
NEM | OCGT / Diesel | 7382.1696 | 8132.1722 | 8132.1732 | 8132.1735 | 8132.1736 | 8132.1784 | 8132.1787 | 7749.679 | 7749.6793 | 7472.8203 | 6879.3204 | 6762.3206 | 6980.7533 | 6980.7534 | 8919.0142 | 8919.0144 | 8510.5437 | 8390.5466 | 9190.239 | 9096.2392 | 10624.4365 | 11617.9953 | 11617.9954 | 12156.7364 | 11572.7369
NEM | Hydro | 7507.42 | 7507.42 | 7507.42 | 7507.42 | 7507.42 | 7507.42 | 7507.42 | 7507.42 | 7507.42 | 7507.42 | 7507.42 | 7507.42 | 7507.42 | 7507.42 | 7421.02 | 7421.02 | 7421.02 | 7421.02 | 7421.02 | 7355.02 | 7355.02 | 7355.02 | 7355.02 | 7355.02 | 7355.02
NEM | Hydrogen Turbine | 0 | 0 | 0 | 0 | 0 | 0 | 0 | 0 | 0 | 0 | 0 | 0 | 0 | 0 | 0 | 0 | 0 | 0 | 0 | 0 | 0 | 0 | 0 | 0 | 0
NEM | Wind | 12415.8357 | 13695.6956 | 19601.6633 | 21218.7107 | 25344.8235 | 29367.0127 | 31568.9843 | 32585.1536 | 34343.5784 | 36595.9948 | 40004.7967 | 39950.2182 | 41654.8571 | 42473.3391 | 46970.0957 | 46672.7673 | 46419.8246 | 45961.1334 | 46274.6308 | 49301.3797 | 49293.001 | 48579.54 | 48990.1824 | 56548.405 | 58120.7509
NEM | Solar PV | 9555.0187 | 9955.0454 | 10664.0913 | 10664.1023 | 10664.1136 | 10942.9335 | 11875.9493 | 13088.1947 | 14104.6422 | 16186.7563 | 17993.9841 | 20339.5353 | 20339.5357 | 21378.5108 | 26631.8629 | 29838.7229 | 35609.9107 | 39826.4868 | 45740.9533 | 54063.4872 | 60329.2093 | 59775.9139 | 59917.2386 | 66647.2543 | 65818.7769
NEM | Grid Battery | 1004.6299 | 1004.6536 | 1733.3834 | 1820.6587 | 2121.351 | 3331.8052 | 3598.2113 | 4316.0081 | 5015.6176 | 7150.5641 | 7403.4699 | 7860.3924 | 9642.1883 | 9592.1923 | 10774.7356 | 10774.7392 | 12549.719 | 12956.095 | 17945.5263 | 20050.2332 | 20556.9846 | 22253.6967 | 21514.9774 | 20987.5001 | 20748.2598
NEM | Pumped Hydro | 810 | 810 | 1532.67 | 1532.6904 | 3595.6722 | 3595.716 | 3595.7233 | 3595.7342 | 3662.0764 | 4032.5051 | 4032.5062 | 4032.5071 | 4203.1089 | 4203.1105 | 5423.9883 | 5423.9889 | 6017.2327 | 6017.2342 | 6017.2522 | 6017.2537 | 6017.2556 | 6137.687 | 6137.6879 | 6511.7109 | 6511.7123
NEM | VPP | 318.739 | 623.03 | 1035.446 | 1538.927 | 2142.811 | 2807.633 | 3819.338 | 4674.318 | 5519.234 | 6499.296 | 7698.609 | 9010.322 | 10339.413 | 11714.809 | 13054.43 | 14363.339 | 15318.455 | 16214.658 | 16979.075 | 17751.389 | 18512.156 | 19307.583 | 20087.466 | 20907.658 | 21712.697
Total excluding storage |  | 62406.344 | 64656.2361 | 67038.2366 | 66137.3748 | 68413.0187 | 71359.9651 | 72146.551 | 73675.787 | 74582.0634 | 78107.7734 | 80936.6121 | 83110.5844 | 83531.8858 | 84945.9891 | 96018.9508 | 97344.741 | 101810.1115 | 103315.7524 | 110343.405 | 121532.6824 | 128878.222 | 128605.0035 | 128512.4611 | 143095.4387 | 143255.3033
Region | Technology | 2023-24 | 2024-25 | 2025-26 | 2026-27 | 2027-28 | 2028-29 | 2029-30 | 2030-31 | 2031-32 | 2032-33 | 2033-34 | 2034-35 | 2035-36 | 2036-37 | 2037-38 | 2038-39 | 2039-40 | 2040-41 | 2041-42 | 2042-43 | 2043-44 | 2044-45 | 2045-46 | 2046-47 | 2047-48
NSW1 | Black Coal | 8330 | 8330 | 7577.294 | 5449.9889 | 4789.9928 | 3933.549 | 3345.7309 | 3345.73 | 3202.1473 | 3183.6906 | 1389.9989 | 1389.9989 | 1389.9981 | 1389.9981 | 1389.9981 | 730.006 | 730.0021 | 0 | 0 | 0 | 0 | 0 | 0 | 0 | 0
NSW1 | Brown Coal | 0 | 0 | 0 | 0 | 0 | 0 | 0 | 0 | 0 | 0 | 0 | 0 | 0 | 0 | 0 | 0 | 0 | 0 | 0 | 0 | 0 | 0 | 0 | 0 | 0
NSW1 | CCGT | 440 | 440.0008 | 440.001 | 440.001 | 440.001 | 440.001 | 440.001 | 440.001 | 440.001 | 440.001 | 440.0013 | 440.0013 | 440.0013 | 440.0013 | 440.0018 | 440.0018 | 440.0018 | 440.0018 | 440.0019 | 440.0019 | 0.0023434 | 0.002344 | 0.0023445 | 0.0026641 | 0.0026667
NSW1 | Gas - Steam | 0 | 0 | 0 | 0 | 0 | 0 | 0 | 0 | 0 | 0 | 0 | 0 | 0 | 0 | 0 | 0 | 0 | 0 | 0 | 0 | 0 | 0 | 0 | 0 | 0
NSW1 | OCGT / Diesel | 1889.0014 | 2639.0037 | 2639.0038 | 2639.0038 | 2639.0038 | 2639.0038 | 2639.0038 | 2639.0038 | 2639.0038 | 2639.0038 | 2639.0039 | 2639.0039 | 2639.0039 | 2639.004 | 2904.2145 | 2904.2145 | 2904.2146 | 2904.2146 | 2904.2148 | 2904.2148 | 3617.0868 | 2773.1038 | 2773.1038 | 2773.1042 | 2773.1043
NSW1 | Hydro | 2525 | 2525 | 2525 | 2525 | 2525 | 2525 | 2525 | 2525 | 2525 | 2525 | 2525 | 2525 | 2525 | 2525 | 2525 | 2525 | 2525 | 2525 | 2525 | 2525 | 2525 | 2525 | 2525 | 2525 | 2525
NSW1 | Hydrogen Turbine | 0 | 0 | 0 | 0 | 0 | 0 | 0 | 0 | 0 | 0 | 0 | 0 | 0 | 0 | 0 | 0 | 0 | 0 | 0 | 0 | 0 | 0 | 0 | 0 | 0
NSW1 | Wind | 3120.7673 | 3516.7696 | 5865.8511 | 6082.2025 | 8866.478 | 9874.7098 | 10068.0536 | 10068.0609 | 10068.0684 | 11213.7236 | 11948.161 | 12082.6962 | 13856.7344 | 14514.4705 | 15624.1525 | 15440.0269 | 15440.0276 | 15149.1546 | 15442.3624 | 15947.0931 | 15926.0055 | 15926.0069 | 16942.6525 | 17997.1842 | 19201.6558
NSW1 | Solar PV | 4201.0175 | 4455.0382 | 5164.0694 | 5164.0698 | 5164.08 | 5442.8794 | 6375.8868 | 7588.1092 | 7991.1142 | 8502.9904 | 9649.1198 | 9733.0532 | 9733.0535 | 10733.9433 | 12398.7056 | 13697.8071 | 14595.7438 | 14979.0145 | 15841.8377 | 18322.9711 | 19094.324 | 19094.324 | 19094.3256 | 20706.4276 | 20609.8705
NSW1 | Grid Battery | 50.0137 | 50.0332 | 778.7554 | 778.7572 | 1079.4445 | 1479.4439 | 1554.4445 | 1554.4506 | 1804.4629 | 2755.0052 | 2755.0069 | 2755.0072 | 3401.5354 | 3351.537 | 3644.1346 | 3644.1362 | 4352.5831 | 4352.5855 | 5892.2134 | 5892.2162 | 5892.2241 | 6392.2256 | 5663.5105 | 5413.5305 | 5112.8467
NSW1 | Pumped Hydro | 240 | 240 | 712.6409 | 712.6412 | 2775.6204 | 2775.6212 | 2775.6215 | 2775.6219 | 2775.622 | 2775.6223 | 2775.6227 | 2775.6228 | 2775.6239 | 2775.6245 | 2775.6465 | 2775.6466 | 2775.6468 | 2775.6471 | 2775.6492 | 2775.6495 | 2775.6498 | 2775.6636 | 2775.6638 | 2775.6645 | 2775.6646
NSW1 | VPP | 97.195 | 193.891 | 321.467 | 477.308 | 663.939 | 884.262 | 1223.617 | 1508.422 | 1818.152 | 2178.93 | 2618.438 | 3090.167 | 3561.697 | 4049.33 | 4508.481 | 4960.715 | 5286.699 | 5588.123 | 5842.664 | 6109.578 | 6370.565 | 6645.585 | 6914.04 | 7197.413 | 7473.876
Total excluding storage |  | 20505.7862 | 21905.8123 | 24211.2192 | 22300.2659 | 24424.5557 | 24855.143 | 25393.6761 | 26605.9049 | 26865.3347 | 28504.4095 | 28591.2848 | 28809.7534 | 30583.7912 | 32242.4172 | 35282.0724 | 35737.0562 | 36634.9898 | 35997.3855 | 37153.4169 | 40139.281 | 41162.4187 | 40318.437 | 41335.0842 | 44001.7187 | 45109.6332
Region | Technology | 2023-24 | 2024-25 | 2025-26 | 2026-27 | 2027-28 | 2028-29 | 2029-30 | 2030-31 | 2031-32 | 2032-33 | 2033-34 | 2034-35 | 2035-36 | 2036-37 | 2037-38 | 2038-39 | 2039-40 | 2040-41 | 2041-42 | 2042-43 | 2043-44 | 2044-45 | 2045-46 | 2046-47 | 2047-48
QLD1 | Black Coal | 8126 | 8126 | 6294.8567 | 5904.242 | 5499.2076 | 5499.2016 | 4298.3712 | 4101.2283 | 3599.6763 | 3086.1715 | 3086.1715 | 3086.1703 | 2384.4008 | 2326.0481 | 2326.0385 | 1402.2919 | 1402.2918 | 0.046922 | 0.042925 | 0.037283 | 0.034097 | 0.013477 | 0.011342 | 0.0091786 | 0.0071401
QLD1 | Brown Coal | 0 | 0 | 0 | 0 | 0 | 0 | 0 | 0 | 0 | 0 | 0 | 0 | 0 | 0 | 0 | 0 | 0 | 0 | 0 | 0 | 0 | 0 | 0 | 0 | 0
QLD1 | CCGT | 1597.9 | 1597.9006 | 1597.9008 | 1597.9008 | 1597.9008 | 1597.9014 | 1597.9014 | 1597.9014 | 1597.9014 | 1597.9014 | 1597.9016 | 1597.9017 | 1597.9017 | 1212.9017 | 1212.9021 | 1212.9021 | 1068.5022 | 1068.5022 | 1068.5022 | 1068.5022 | 1068.5022 | 1068.5022 | 424.0022 | 180.0025 | 180.0025
QLD1 | Gas - Steam | 0 | 0 | 0 | 0 | 0 | 0 | 0 | 0 | 0 | 0 | 0 | 0 | 0 | 0 | 0 | 0 | 0 | 0 | 0 | 0 | 0 | 0 | 0 | 0 | 0
QLD1 | OCGT / Diesel | 1954.5015 | 1954.5015 | 1954.5024 | 1954.5024 | 1954.5024 | 1954.507 | 1954.507 | 1954.507 | 1954.507 | 1954.5071 | 1531.0071 | 1414.0071 | 1414.0071 | 1414.0072 | 2861.5764 | 2861.5766 | 2893.1057 | 2893.1057 | 2893.1057 | 2893.1058 | 2893.1087 | 2893.1087 | 2893.1087 | 3585.8491 | 3585.8494
QLD1 | Hydro | 152.4 | 152.4 | 152.4 | 152.4 | 152.4 | 152.4 | 152.4 | 152.4 | 152.4 | 152.4 | 152.4 | 152.4 | 152.4 | 152.4 | 66 | 66 | 66 | 66 | 66 | 0 | 0 | 0 | 0 | 0 | 0
QLD1 | Hydrogen Turbine | 0 | 0 | 0 | 0 | 0 | 0 | 0 | 0 | 0 | 0 | 0 | 0 | 0 | 0 | 0 | 0 | 0 | 0 | 0 | 0 | 0 | 0 | 0 | 0 | 0
QLD1 | Wind | 1640.1389 | 1816.3425 | 4459.9315 | 4921.924 | 5147.0833 | 6759.9898 | 7957.0878 | 8736.3691 | 8736.3961 | 9843.1392 | 10655.2593 | 10658.1452 | 10705.7924 | 11006.3573 | 13458.458 | 13460.0322 | 13473.6864 | 13559.7257 | 13580.0149 | 14834.9605 | 15062.6946 | 14609.8046 | 14739.277 | 18339.153 | 18339.156
QLD1 | Solar PV | 3707.7912 | 3853.7939 | 3853.7999 | 3853.8002 | 3853.8003 | 3853.8191 | 3853.8266 | 3853.8356 | 4473.3865 | 4897.7625 | 5558.8606 | 6673.2159 | 6673.216 | 6552.2173 | 8147.2234 | 9983.7488 | 13367.6552 | 16127.1292 | 18486.8503 | 24302.2994 | 25636.291 | 25435.191 | 25410.2091 | 29024.2047 | 28371.4836
QLD1 | Grid Battery | 100.0034 | 100.0044 | 100.0096 | 100.0144 | 100.0149 | 910.4696 | 910.4697 | 1491.5131 | 1686.0305 | 2086.4601 | 2394.6935 | 2876.6152 | 3062.34 | 3062.3406 | 3062.3417 | 3062.3423 | 3864.9967 | 3864.997 | 6404.8538 | 8509.5559 | 8803.037 | 8803.0366 | 8803.0317 | 8803.0284 | 8803.0276
QLD1 | Pumped Hydro | 570 | 570 | 820.0106 | 820.0142 | 820.0143 | 820.0556 | 820.0556 | 820.0557 | 820.0557 | 820.0557 | 820.0558 | 820.056 | 820.1014 | 820.1015 | 1879.1082 | 1879.1083 | 2472.3511 | 2472.3513 | 2472.3513 | 2472.3517 | 2472.3519 | 2472.352 | 2472.3521 | 2846.3738 | 2846.3739
QLD1 | VPP | 70.647 | 151.979 | 266.905 | 406.553 | 573.369 | 775.003 | 1088.951 | 1359.68 | 1609.112 | 1901.087 | 2255.93 | 2641.224 | 3035.733 | 3438.946 | 3828.058 | 4218.174 | 4496.148 | 4751.315 | 4961.596 | 5182.052 | 5399.381 | 5623.012 | 5842.429 | 6071.39 | 6296.348
Total excluding storage |  | 17178.7317 | 17500.9385 | 18313.3912 | 18384.7694 | 18204.8945 | 19817.8188 | 19814.094 | 20396.2414 | 20514.2674 | 21531.8816 | 22581.6001 | 23581.8403 | 22927.718 | 22663.9316 | 28072.1984 | 28986.5515 | 32271.2413 | 33714.5097 | 36094.516 | 43098.9051 | 44660.6305 | 44006.62 | 43466.6082 | 51129.2184 | 50476.4986
Region | Technology | 2023-24 | 2024-25 | 2025-26 | 2026-27 | 2027-28 | 2028-29 | 2029-30 | 2030-31 | 2031-32 | 2032-33 | 2033-34 | 2034-35 | 2035-36 | 2036-37 | 2037-38 | 2038-39 | 2039-40 | 2040-41 | 2041-42 | 2042-43 | 2043-44 | 2044-45 | 2045-46 | 2046-47 | 2047-48
VIC1 | Black Coal | 0 | 0 | 0 | 0 | 0 | 0 | 0 | 0 | 0 | 0 | 0 | 0 | 0 | 0 | 0 | 0 | 0 | 0 | 0 | 0 | 0 | 0 | 0 | 0 | 0
VIC1 | Brown Coal | 4835 | 4835 | 3185.8345 | 3185.8336 | 2400.3836 | 1902.7654 | 1343.012 | 1223.4766 | 0.014977 | 0.014965 | 0.014959 | 0.014956 | 0.014787 | 0.013506 | 0.013504 | 0.010727 | 0.010699 | 0.010614 | 0.010562 | 0.010444 | 0.010442 | 0.010048 | 0.0024153 | 0.0024145 | 0
VIC1 | CCGT | 0 | 0.00065455 | 0.00075609 | 0.00099982 | 0.0010012 | 0.0010631 | 0.0011497 | 0.0011502 | 0.0011504 | 0.0011513 | 0.0011528 | 0.0013478 | 0.001349 | 0.0013495 | 0.0018025 | 0.001803 | 0.001824 | 0.0019828 | 0.0021536 | 0.0021779 | 0.0035753 | 0.003589 | 0.0036041 | 0.0036416 | 0.0036676
VIC1 | Gas - Steam | 500 | 500 | 500 | 500 | 500 | 500 | 500 | 500 | 500 | 500 | 500 | 500 | 500 | 500 | 500 | 500 | 0 | 0 | 0 | 0 | 0 | 0 | 0 | 0 | 0
VIC1 | OCGT / Diesel | 1900.0037 | 1900.0037 | 1900.0037 | 1900.0039 | 1900.0039 | 1900.0039 | 1900.0039 | 1900.0039 | 1900.0039 | 1900.0039 | 1730.004 | 1730.004 | 2028.4267 | 2028.4267 | 2253.8982 | 2253.8982 | 1813.8983 | 1813.9011 | 2613.5912 | 2519.5912 | 3024.5801 | 4894.8317 | 4894.8317 | 4894.8317 | 4310.8318
VIC1 | Hydro | 2279.02 | 2279.02 | 2279.02 | 2279.02 | 2279.02 | 2279.02 | 2279.02 | 2279.02 | 2279.02 | 2279.02 | 2279.02 | 2279.02 | 2279.02 | 2279.02 | 2279.02 | 2279.02 | 2279.02 | 2279.02 | 2279.02 | 2279.02 | 2279.02 | 2279.02 | 2279.02 | 2279.02 | 2279.02
VIC1 | Hydrogen Turbine | 0 | 0 | 0 | 0 | 0 | 0 | 0 | 0 | 0 | 0 | 0 | 0 | 0 | 0 | 0 | 0 | 0 | 0 | 0 | 0 | 0 | 0 | 0 | 0 | 0
VIC1 | Wind | 4181.3827 | 4681.3903 | 5392.2812 | 5932.6525 | 6821.3468 | 7162.0005 | 7544.7234 | 7859.1939 | 8418.6586 | 8418.6589 | 10123.7334 | 9931.7335 | 9931.7336 | 9931.7338 | 10412.1879 | 9992.4108 | 10052.3783 | 9803.7855 | 9803.7856 | 9995.1236 | 9761.5187 | 9449.5193 | 9057.2358 | 10491.8918 | 10306.8047
VIC1 | Solar PV | 1081.5785 | 1081.5804 | 1081.5833 | 1081.5929 | 1081.5929 | 1081.593 | 1081.5931 | 1081.5956 | 1081.6068 | 1886.8283 | 1886.8285 | 2435.5189 | 2435.519 | 2594.6015 | 3560.0612 | 3631.2917 | 4391.2113 | 4416.3607 | 5847.2558 | 5873.2061 | 8384.3064 | 8273.8269 | 8447.5119 | 9071.0746 | 9071.0752
VIC1 | Grid Battery | 375.3355 | 375.3379 | 375.338 | 462.6038 | 462.604 | 462.604 | 654.0058 | 820.7322 | 1070.7325 | 1224.7781 | 1169.4484 | 1169.4485 | 1762.9077 | 1762.9083 | 2147.8502 | 2147.8507 | 2403.6408 | 2411.0742 | 2586.8368 | 2586.8375 | 2799.1286 | 3482.1369 | 3482.1375 | 3204.6448 | 3266.0844
VIC1 | Pumped Hydro | 0 | 0 | 0.0055903 | 0.019924 | 0.019986 | 0.020042 | 0.020133 | 0.020184 | 0.020208 | 0.020263 | 0.020345 | 0.020457 | 0.022942 | 0.023411 | 0.035014 | 0.035121 | 0.035276 | 0.035449 | 0.049318 | 0.049547 | 0.049885 | 111.2742 | 111.2745 | 111.2748 | 111.2754
VIC1 | VPP | 55.805 | 137.178 | 254.757 | 407.747 | 597.262 | 772.558 | 1024.949 | 1224.238 | 1402.117 | 1599.314 | 1857.458 | 2156.299 | 2463.277 | 2788.256 | 3128.846 | 3444.273 | 3686.887 | 3923.271 | 4132.532 | 4321.347 | 4507.886 | 4703.266 | 4895.704 | 5098.692 | 5298.932
Total excluding storage |  | 14776.9849 | 15276.995 | 14338.7234 | 14879.1038 | 14982.3482 | 14825.3838 | 14648.3535 | 14843.2912 | 14179.3055 | 14984.5272 | 16519.6019 | 16876.2927 | 17174.7153 | 17333.7969 | 19005.1826 | 18656.6332 | 18536.5204 | 18313.0799 | 20543.6653 | 20666.9535 | 23449.4392 | 24897.2115 | 24678.6054 | 26736.8241 | 25967.7354
Region | Technology | 2023-24 | 2024-25 | 2025-26 | 2026-27 | 2027-28 | 2028-29 | 2029-30 | 2030-31 | 2031-32 | 2032-33 | 2033-34 | 2034-35 | 2035-36 | 2036-37 | 2037-38 | 2038-39 | 2039-40 | 2040-41 | 2041-42 | 2042-43 | 2043-44 | 2044-45 | 2045-46 | 2046-47 | 2047-48
SA1 | Black Coal | 0 | 0 | 0 | 0 | 0 | 0 | 0 | 0 | 0 | 0 | 0 | 0 | 0 | 0 | 0 | 0 | 0 | 0 | 0 | 0 | 0 | 0 | 0 | 0 | 0
SA1 | Brown Coal | 0 | 0 | 0 | 0 | 0 | 0 | 0 | 0 | 0 | 0 | 0 | 0 | 0 | 0 | 0 | 0 | 0 | 0 | 0 | 0 | 0 | 0 | 0 | 0 | 0
SA1 | CCGT | 709 | 529.0006 | 529.0007 | 529.0007 | 529.0007 | 529.0007 | 529.0007 | 529.0008 | 529.0008 | 529.0009 | 529.0009 | 529.0011 | 529.0011 | 529.0011 | 0.0013804 | 0.0013808 | 0.0013834 | 0.0013848 | 0.0013857 | 0.0013915 | 0.0016702 | 0.0016711 | 0.0016714 | 0.0016761 | 0.0016769
SA1 | Gas - Steam | 800 | 800 | 800 | 800 | 800 | 800 | 800 | 800 | 800 | 800 | 800 | 800 | 0 | 0 | 0 | 0 | 0 | 0 | 0 | 0 | 0 | 0 | 0 | 0 | 0
SA1 | OCGT / Diesel | 1460.6617 | 1460.6617 | 1460.6618 | 1460.6618 | 1460.6618 | 1460.6619 | 1460.662 | 1078.1622 | 1078.1623 | 801.3027 | 801.3028 | 801.3029 | 721.3091 | 721.3091 | 721.3175 | 721.3175 | 721.3176 | 721.3176 | 721.3176 | 721.3177 | 1031.6512 | 998.9327 | 998.9327 | 844.9328 | 844.9328
SA1 | Hydro | 0 | 0 | 0 | 0 | 0 | 0 | 0 | 0 | 0 | 0 | 0 | 0 | 0 | 0 | 0 | 0 | 0 | 0 | 0 | 0 | 0 | 0 | 0 | 0 | 0
SA1 | Hydrogen Turbine | 0 | 0 | 0 | 0 | 0 | 0 | 0 | 0 | 0 | 0 | 0 | 0 | 0 | 0 | 0 | 0 | 0 | 0 | 0 | 0 | 0 | 0 | 0 | 0 | 0
SA1 | Wind | 2427.1153 | 2634.7606 | 2804.1241 | 3199.9038 | 3293.766 | 4046.2087 | 4060.7176 | 3950.8614 | 4097.2034 | 4097.2149 | 4254.3846 | 4254.3848 | 4137.3382 | 3997.5187 | 4452.0383 | 4757.0382 | 4430.4728 | 4425.208 | 4425.2082 | 5500.9422 | 5519.5217 | 5714.9483 | 5371.7511 | 6743.1339 | 7296.0916
SA1 | Solar PV | 564.6297 | 564.6302 | 564.6355 | 564.6355 | 564.6363 | 564.638 | 564.6386 | 564.6489 | 558.529 | 899.1675 | 899.1676 | 1497.7369 | 1497.7369 | 1497.7381 | 2525.8609 | 2525.8632 | 3255.2844 | 4303.9639 | 5564.9887 | 5564.9896 | 7214.2624 | 6972.5323 | 6965.1524 | 7845.5076 | 7766.3078
SA1 | Grid Battery | 479.2745 | 479.2748 | 479.2763 | 479.2785 | 479.2818 | 479.2818 | 479.2836 | 449.3012 | 454.3724 | 1084.295 | 1084.2953 | 1059.2955 | 1415.379 | 1415.3799 | 1920.3766 | 1920.3772 | 1928.4652 | 2327.4045 | 3061.588 | 3061.5888 | 3062.5583 | 3576.25 | 3566.2503 | 3566.249 | 3566.2469
SA1 | Pumped Hydro | 0 | 0 | 0.0042411 | 0.0050532 | 0.0059261 | 0.0060203 | 0.0063452 | 0.0072253 | 0.0072894 | 0.0075942 | 0.007831 | 0.0080112 | 0.0093157 | 0.0094918 | 0.011318 | 0.011412 | 0.011716 | 0.01251 | 0.014035 | 0.014365 | 0.015085 | 0.017379 | 0.01755 | 0.017696 | 0.017825
SA1 | VPP | 88.617 | 126.926 | 170.246 | 214.273 | 262.035 | 314.133 | 396.518 | 477.312 | 565.266 | 670.984 | 790.059 | 915.296 | 1040.159 | 1167.342 | 1287.018 | 1406.936 | 1492.744 | 1574.293 | 1645.815 | 1722.142 | 1798.645 | 1879.621 | 1959.37 | 2043.489 | 2126.727
Total excluding storage |  | 5961.4068 | 5989.0531 | 6158.422 | 6554.2018 | 6648.0648 | 7400.5094 | 7415.0189 | 6922.6733 | 7062.8956 | 7126.686 | 7283.8558 | 7882.4257 | 6885.3852 | 6745.567 | 7699.218 | 8004.2203 | 8407.0761 | 9450.491 | 10711.5159 | 11787.2508 | 13765.437 | 13686.415 | 13335.8378 | 15433.576 | 15907.3339
Region | Technology | 2023-24 | 2024-25 | 2025-26 | 2026-27 | 2027-28 | 2028-29 | 2029-30 | 2030-31 | 2031-32 | 2032-33 | 2033-34 | 2034-35 | 2035-36 | 2036-37 | 2037-38 | 2038-39 | 2039-40 | 2040-41 | 2041-42 | 2042-43 | 2043-44 | 2044-45 | 2045-46 | 2046-47 | 2047-48
TAS1 | Black Coal | 0 | 0 | 0 | 0 | 0 | 0 | 0 | 0 | 0 | 0 | 0 | 0 | 0 | 0 | 0 | 0 | 0 | 0 | 0 | 0 | 0 | 0 | 0 | 0 | 0
TAS1 | Brown Coal | 0 | 0 | 0 | 0 | 0 | 0 | 0 | 0 | 0 | 0 | 0 | 0 | 0 | 0 | 0 | 0 | 0 | 0 | 0 | 0 | 0 | 0 | 0 | 0 | 0
TAS1 | CCGT | 208 | 208.0004 | 208.0004 | 208.0004 | 208.0004 | 208.0005 | 208.0005 | 208.0005 | 208.0006 | 208.0006 | 208.0006 | 208.0007 | 208.0007 | 208.0007 | 208.0008 | 208.0008 | 208.0008 | 208.0008 | 208.0008 | 208.0008 | 208.0009 | 208.001 | 208.001 | 208.001 | 208.001
TAS1 | Gas - Steam | 0 | 0 | 0 | 0 | 0 | 0 | 0 | 0 | 0 | 0 | 0 | 0 | 0 | 0 | 0 | 0 | 0 | 0 | 0 | 0 | 0 | 0 | 0 | 0 | 0
TAS1 | OCGT / Diesel | 178.0014 | 178.0014 | 178.0015 | 178.0016 | 178.0017 | 178.0018 | 178.0019 | 178.002 | 178.0022 | 178.0027 | 178.0027 | 178.0027 | 178.0065 | 178.0065 | 178.0075 | 178.0076 | 178.0076 | 58.0076 | 58.0097 | 58.0097 | 58.0098 | 58.0185 | 58.0185 | 58.0186 | 58.0186
TAS1 | Hydro | 2551 | 2551 | 2551 | 2551 | 2551 | 2551 | 2551 | 2551 | 2551 | 2551 | 2551 | 2551 | 2551 | 2551 | 2551 | 2551 | 2551 | 2551 | 2551 | 2551 | 2551 | 2551 | 2551 | 2551 | 2551
TAS1 | Hydrogen Turbine | 0 | 0 | 0 | 0 | 0 | 0 | 0 | 0 | 0 | 0 | 0 | 0 | 0 | 0 | 0 | 0 | 0 | 0 | 0 | 0 | 0 | 0 | 0 | 0 | 0
TAS1 | Wind | 1046.4313 | 1046.4326 | 1079.4755 | 1082.0279 | 1216.1494 | 1524.1039 | 1938.4019 | 1970.6682 | 3023.2518 | 3023.2582 | 3023.2584 | 3023.2585 | 3023.2585 | 3023.2587 | 3023.2591 | 3023.2593 | 3023.2595 | 3023.2596 | 3023.2597 | 3023.2603 | 3023.2604 | 2879.2609 | 2879.2661 | 2977.0421 | 2977.0428
TAS1 | Solar PV | 0.0017478 | 0.0027729 | 0.0033159 | 0.003949 | 0.0039896 | 0.0040028 | 0.0042243 | 0.005386 | 0.0056202 | 0.0076202 | 0.0076568 | 0.010394 | 0.01042 | 0.010568 | 0.011815 | 0.012123 | 0.016037 | 0.018353 | 0.020715 | 0.021023 | 0.025473 | 0.039672 | 0.039733 | 0.039787 | 0.0399
TAS1 | Grid Battery | 0.0027904 | 0.0032757 | 0.0040555 | 0.004854 | 0.0058763 | 0.0058922 | 0.0076279 | 0.010967 | 0.019344 | 0.025567 | 0.025754 | 0.025873 | 0.026112 | 0.026434 | 0.0325 | 0.032849 | 0.033281 | 0.033665 | 0.034254 | 0.034639 | 0.036622 | 0.047526 | 0.047308 | 0.047404 | 0.054209
TAS1 | Pumped Hydro | 0 | 0 | 0.0086322 | 0.010012 | 0.011491 | 0.013111 | 0.019715 | 0.029215 | 66.3713 | 436.7992 | 436.7995 | 436.7998 | 607.3513 | 607.3516 | 769.1872 | 769.1875 | 769.1878 | 769.1879 | 769.1884 | 769.1886 | 769.1889 | 778.3798 | 778.3799 | 778.3801 | 778.3806
TAS1 | VPP | 6.475 | 13.056 | 22.071 | 33.046 | 46.206 | 61.677 | 85.303 | 104.666 | 124.587 | 148.981 | 176.724 | 207.336 | 238.547 | 270.935 | 302.027 | 333.241 | 355.977 | 377.656 | 396.468 | 416.27 | 435.679 | 456.099 | 475.923 | 496.674 | 516.814
Total excluding storage |  | 3983.4345 | 3983.4372 | 4016.4807 | 4019.0339 | 4153.1555 | 4461.1101 | 4875.4085 | 4907.6762 | 5960.2602 | 5960.2691 | 5960.2694 | 5960.2723 | 5960.2761 | 5960.2765 | 5960.2793 | 5960.2798 | 5960.2839 | 5840.2864 | 5840.2909 | 5840.2919 | 5840.2966 | 5696.3201 | 5696.3254 | 5794.1015 | 5794.1023
Explicitly modelled pumping
Region | Technology | 2023-24 | 2024-25 | 2025-26 | 2026-27 | 2027-28 | 2028-29 | 2029-30 | 2030-31 | 2031-32 | 2032-33 | 2033-34 | 2034-35 | 2035-36 | 2036-37 | 2037-38 | 2038-39 | 2039-40 | 2040-41 | 2041-42 | 2042-43 | 2043-44 | 2044-45 | 2045-46 | 2046-47 | 2047-48
NEM | Grid Battery pump | 1004.6299 | 1004.6536 | 1733.3834 | 1820.6587 | 2121.351 | 3331.8052 | 3598.2113 | 4316.0081 | 5015.6176 | 7150.5641 | 7403.4699 | 7860.3924 | 9642.1883 | 9592.1923 | 10774.7356 | 10774.7392 | 12549.719 | 12956.095 | 17945.5263 | 20050.2332 | 20556.9846 | 22253.6967 | 21514.9774 | 20987.5001 | 20748.2598
NEM | Pumped Hydro Pump | 1310 | 1310 | 2032.67 | 2032.6904 | 4095.6722 | 4095.716 | 4095.7233 | 4095.7342 | 4162.0764 | 4532.5051 | 4532.5062 | 4532.5071 | 4703.1089 | 4703.1105 | 5923.9883 | 5923.9889 | 6517.2327 | 6517.2342 | 6517.2522 | 6517.2537 | 6517.2556 | 6637.687 | 6637.6879 | 7011.7109 | 7011.7123
NEM | VPP pump | 318.739 | 623.03 | 1035.446 | 1538.927 | 2142.811 | 2807.633 | 3819.338 | 4674.318 | 5519.234 | 6499.296 | 7698.609 | 9010.322 | 10339.413 | 11714.809 | 13054.43 | 14363.339 | 15318.455 | 16214.658 | 16979.075 | 17751.389 | 18512.156 | 19307.583 | 20087.466 | 20907.658 | 21712.697
Region | Technology | 2023-24 | 2024-25 | 2025-26 | 2026-27 | 2027-28 | 2028-29 | 2029-30 | 2030-31 | 2031-32 | 2032-33 | 2033-34 | 2034-35 | 2035-36 | 2036-37 | 2037-38 | 2038-39 | 2039-40 | 2040-41 | 2041-42 | 2042-43 | 2043-44 | 2044-45 | 2045-46 | 2046-47 | 2047-48
NSW1 | Grid Battery pump | 50.0137 | 50.0332 | 778.7554 | 778.7572 | 1079.4445 | 1479.4439 | 1554.4445 | 1554.4506 | 1804.4629 | 2755.0052 | 2755.0069 | 2755.0072 | 3401.5354 | 3351.537 | 3644.1346 | 3644.1362 | 4352.5831 | 4352.5855 | 5892.2134 | 5892.2162 | 5892.2241 | 6392.2256 | 5663.5105 | 5413.5305 | 5112.8467
NSW1 | Pumped Hydro Pump | 840 | 840 | 1312.6409 | 1312.6412 | 3375.6204 | 3375.6212 | 3375.6215 | 3375.6219 | 3375.622 | 3375.6223 | 3375.6227 | 3375.6228 | 3375.6239 | 3375.6245 | 3375.6465 | 3375.6466 | 3375.6468 | 3375.6471 | 3375.6492 | 3375.6495 | 3375.6498 | 3375.6636 | 3375.6638 | 3375.6645 | 3375.6646
NSW1 | VPP pump | 97.195 | 193.891 | 321.467 | 477.308 | 663.939 | 884.262 | 1223.617 | 1508.422 | 1818.152 | 2178.93 | 2618.438 | 3090.167 | 3561.697 | 4049.33 | 4508.481 | 4960.715 | 5286.699 | 5588.123 | 5842.664 | 6109.578 | 6370.565 | 6645.585 | 6914.04 | 7197.413 | 7473.876
Region | Technology | 2023-24 | 2024-25 | 2025-26 | 2026-27 | 2027-28 | 2028-29 | 2029-30 | 2030-31 | 2031-32 | 2032-33 | 2033-34 | 2034-35 | 2035-36 | 2036-37 | 2037-38 | 2038-39 | 2039-40 | 2040-41 | 2041-42 | 2042-43 | 2043-44 | 2044-45 | 2045-46 | 2046-47 | 2047-48
QLD1 | Grid Battery pump | 100.0034 | 100.0044 | 100.0096 | 100.0144 | 100.0149 | 910.4696 | 910.4697 | 1491.5131 | 1686.0305 | 2086.4601 | 2394.6935 | 2876.6152 | 3062.34 | 3062.3406 | 3062.3417 | 3062.3423 | 3864.9966 | 3864.997 | 6404.8538 | 8509.5559 | 8803.037 | 8803.0366 | 8803.0317 | 8803.0284 | 8803.0276
QLD1 | Pumped Hydro Pump | 470 | 470 | 720.0106 | 720.0142 | 720.0143 | 720.0556 | 720.0556 | 720.0557 | 720.0557 | 720.0557 | 720.0558 | 720.056 | 720.1014 | 720.1015 | 1779.1082 | 1779.1083 | 2372.3511 | 2372.3513 | 2372.3513 | 2372.3517 | 2372.3519 | 2372.352 | 2372.3521 | 2746.3738 | 2746.3739
QLD1 | VPP pump | 70.647 | 151.979 | 266.905 | 406.553 | 573.369 | 775.003 | 1088.951 | 1359.68 | 1609.112 | 1901.087 | 2255.93 | 2641.224 | 3035.733 | 3438.946 | 3828.058 | 4218.174 | 4496.148 | 4751.315 | 4961.596 | 5182.052 | 5399.381 | 5623.012 | 5842.429 | 6071.39 | 6296.348
Region | Technology | 2023-24 | 2024-25 | 2025-26 | 2026-27 | 2027-28 | 2028-29 | 2029-30 | 2030-31 | 2031-32 | 2032-33 | 2033-34 | 2034-35 | 2035-36 | 2036-37 | 2037-38 | 2038-39 | 2039-40 | 2040-41 | 2041-42 | 2042-43 | 2043-44 | 2044-45 | 2045-46 | 2046-47 | 2047-48
VIC1 | Grid Battery pump | 375.3355 | 375.3379 | 375.338 | 462.6038 | 462.604 | 462.604 | 654.0058 | 820.7322 | 1070.7325 | 1224.7781 | 1169.4484 | 1169.4485 | 1762.9077 | 1762.9083 | 2147.8502 | 2147.8507 | 2403.6408 | 2411.0742 | 2586.8368 | 2586.8375 | 2799.1286 | 3482.1369 | 3482.1375 | 3204.6448 | 3266.0844
VIC1 | Pumped Hydro Pump | 0 | 0 | 0.0055903 | 0.019924 | 0.019986 | 0.020042 | 0.020133 | 0.020184 | 0.020208 | 0.020263 | 0.020345 | 0.020457 | 0.022942 | 0.023411 | 0.035014 | 0.035121 | 0.035276 | 0.035449 | 0.049318 | 0.049547 | 0.049885 | 111.2742 | 111.2745 | 111.2748 | 111.2754
VIC1 | VPP pump | 55.805 | 137.178 | 254.757 | 407.747 | 597.262 | 772.558 | 1024.949 | 1224.238 | 1402.117 | 1599.314 | 1857.458 | 2156.299 | 2463.277 | 2788.256 | 3128.846 | 3444.273 | 3686.887 | 3923.271 | 4132.532 | 4321.347 | 4507.886 | 4703.266 | 4895.704 | 5098.692 | 5298.932
Region | Technology | 2023-24 | 2024-25 | 2025-26 | 2026-27 | 2027-28 | 2028-29 | 2029-30 | 2030-31 | 2031-32 | 2032-33 | 2033-34 | 2034-35 | 2035-36 | 2036-37 | 2037-38 | 2038-39 | 2039-40 | 2040-41 | 2041-42 | 2042-43 | 2043-44 | 2044-45 | 2045-46 | 2046-47 | 2047-48
SA1 | Grid Battery pump | 479.2745 | 479.2748 | 479.2763 | 479.2785 | 479.2818 | 479.2818 | 479.2836 | 449.3012 | 454.3724 | 1084.295 | 1084.2953 | 1059.2955 | 1415.379 | 1415.3799 | 1920.3766 | 1920.3772 | 1928.4652 | 2327.4045 | 3061.588 | 3061.5888 | 3062.5583 | 3576.25 | 3566.2503 | 3566.249 | 3566.2469
SA1 | Pumped Hydro Pump | 0 | 0 | 0.0042411 | 0.0050532 | 0.0059261 | 0.0060203 | 0.0063452 | 0.0072253 | 0.0072894 | 0.0075942 | 0.007831 | 0.0080112 | 0.0093157 | 0.0094918 | 0.011318 | 0.011412 | 0.011716 | 0.01251 | 0.014035 | 0.014365 | 0.015085 | 0.017379 | 0.01755 | 0.017696 | 0.017825
SA1 | VPP pump | 88.617 | 126.926 | 170.246 | 214.273 | 262.035 | 314.133 | 396.518 | 477.312 | 565.266 | 670.984 | 790.059 | 915.296 | 1040.159 | 1167.342 | 1287.018 | 1406.936 | 1492.744 | 1574.293 | 1645.815 | 1722.142 | 1798.645 | 1879.621 | 1959.37 | 2043.489 | 2126.727
Region | Technology | 2023-24 | 2024-25 | 2025-26 | 2026-27 | 2027-28 | 2028-29 | 2029-30 | 2030-31 | 2031-32 | 2032-33 | 2033-34 | 2034-35 | 2035-36 | 2036-37 | 2037-38 | 2038-39 | 2039-40 | 2040-41 | 2041-42 | 2042-43 | 2043-44 | 2044-45 | 2045-46 | 2046-47 | 2047-48
TAS1 | Grid Battery pump | 0.0027904 | 0.0032757 | 0.0040555 | 0.004854 | 0.0058763 | 0.0058922 | 0.0076279 | 0.010967 | 0.019344 | 0.025567 | 0.025754 | 0.025873 | 0.026112 | 0.026434 | 0.0325 | 0.032849 | 0.033281 | 0.033665 | 0.034254 | 0.034639 | 0.036622 | 0.047526 | 0.047308 | 0.047404 | 0.054209
TAS1 | Pumped Hydro Pump | 0 | 0 | 0.0086322 | 0.010012 | 0.011491 | 0.013111 | 0.019715 | 0.029215 | 66.3713 | 436.7992 | 436.7995 | 436.7998 | 607.3513 | 607.3516 | 769.1872 | 769.1875 | 769.1878 | 769.1879 | 769.1884 | 769.1886 | 769.1889 | 778.3798 | 778.3799 | 778.3801 | 778.3806
TAS1 | VPP pump | 6.475 | 13.056 | 22.071 | 33.046 | 46.206 | 61.677 | 85.303 | 104.666 | 124.587 | 148.981 | 176.724 | 207.336 | 238.547 | 270.935 | 302.027 | 333.241 | 355.977 | 377.656 | 396.468 | 416.27 | 435.679 | 456.099 | 475.923 | 496.674 | 516.814
Non-controllable capacity
Region | Technology | 2023-24 | 2024-25 | 2025-26 | 2026-27 | 2027-28 | 2028-29 | 2029-30 | 2030-31 | 2031-32 | 2032-33 | 2033-34 | 2034-35 | 2035-36 | 2036-37 | 2037-38 | 2038-39 | 2039-40 | 2040-41 | 2041-42 | 2042-43 | 2043-44 | 2044-45 | 2045-46 | 2046-47 | 2047-48
NEM | Distributed PV | 19527.1606 | 21586.5792 | 23621.3389 | 25500.1583 | 27303.6468 | 28839.9855 | 30396.3923 | 31972.7938 | 33373.0784 | 34802.5722 | 36245.0874 | 37638.0417 | 38920.3555 | 40080.9095 | 41185.5386 | 42276.0646 | 43358.8334 | 44425.2341 | 45472.1147 | 46487.4094 | 47501.6433 | 48486.3624 | 49444.4828 | 50383.8406 | 51314.1634
NEM | Behind the meter battery | 718.442 | 1532.774 | 2363.942 | 3138.813 | 3799.655 | 4362.937 | 4766.226 | 5452.85 | 6404.258 | 7275.412 | 8208.606 | 9365.756 | 10518.285 | 11616.745 | 12616.001 | 13522.413 | 14246.216 | 14595.405 | 14782.715 | 14854.807 | 14850.894 | 14858.858 | 14816.816 | 14786.692 | 14709.851
NEM | Behind the meter battery pump | 718.442 | 1532.774 | 2363.942 | 3138.813 | 3799.655 | 4362.937 | 4766.226 | 5452.85 | 6404.258 | 7275.412 | 8208.606 | 9365.756 | 10518.285 | 11616.745 | 12616.001 | 13522.413 | 14246.216 | 14595.405 | 14782.715 | 14854.807 | 14850.894 | 14858.858 | 14816.816 | 14786.692 | 14709.851
Region | Technology | 2023-24 | 2024-25 | 2025-26 | 2026-27 | 2027-28 | 2028-29 | 2029-30 | 2030-31 | 2031-32 | 2032-33 | 2033-34 | 2034-35 | 2035-36 | 2036-37 | 2037-38 | 2038-39 | 2039-40 | 2040-41 | 2041-42 | 2042-43 | 2043-44 | 2044-45 | 2045-46 | 2046-47 | 2047-48
NSW1 | Distributed PV | 6365.9914 | 7032.2815 | 7661.8139 | 8241.1786 | 8791.5854 | 9326.1533 | 9870.5588 | 10422.1089 | 10972.8898 | 11531.4835 | 12096.7336 | 12647.2208 | 13151.7617 | 13609.3754 | 14035.3396 | 14451.9575 | 14855.199 | 15247.4463 | 15637.2608 | 16022.6031 | 16407.259 | 16791.4649 | 17161.4116 | 17529.8244 | 17892.0897
NSW1 | Behind the meter battery | 267.097 | 551.877 | 804.322 | 1024.308 | 1210.452 | 1364.306 | 1497.826 | 1724.841 | 2042.145 | 2372.98 | 2728.353 | 3161.396 | 3582.597 | 3974.635 | 4331.67 | 4638.514 | 4887.035 | 5003.34 | 5060.883 | 5077.624 | 5077.998 | 5080.442 | 5067.991 | 5058.102 | 5033.27
NSW1 | Behind the meter battery pump | 267.097 | 551.877 | 804.322 | 1024.308 | 1210.452 | 1364.306 | 1497.826 | 1724.841 | 2042.145 | 2372.98 | 2728.353 | 3161.396 | 3582.597 | 3974.635 | 4331.67 | 4638.514 | 4887.035 | 5003.34 | 5060.883 | 5077.624 | 5077.998 | 5080.442 | 5067.991 | 5058.102 | 5033.27
Region | Technology | 2023-24 | 2024-25 | 2025-26 | 2026-27 | 2027-28 | 2028-29 | 2029-30 | 2030-31 | 2031-32 | 2032-33 | 2033-34 | 2034-35 | 2035-36 | 2036-37 | 2037-38 | 2038-39 | 2039-40 | 2040-41 | 2041-42 | 2042-43 | 2043-44 | 2044-45 | 2045-46 | 2046-47 | 2047-48
QLD1 | Distributed PV | 5858.7578 | 6450.5081 | 7064.4336 | 7604.5775 | 8118.0578 | 8643.4801 | 9183.9953 | 9734.724 | 10179.4009 | 10641.2085 | 11106.3526 | 11546.819 | 11952.5659 | 12315.3419 | 12666.6512 | 13013.3894 | 13358.3388 | 13694.0796 | 14020.4278 | 14328.2257 | 14632.3194 | 14910.9259 | 15183.6416 | 15444.4648 | 15704.6442
QLD1 | Behind the meter battery | 167.632 | 394.573 | 630.911 | 861.169 | 1044.6 | 1202.901 | 1345.985 | 1584.437 | 1898.505 | 2160.37 | 2444.34 | 2791.527 | 3133.696 | 3465.114 | 3761.008 | 4025.809 | 4247.882 | 4350.515 | 4399.744 | 4410.491 | 4406.235 | 4406.755 | 4388.948 | 4375.983 | 4347.22
QLD1 | Behind the meter battery pump | 167.632 | 394.573 | 630.911 | 861.169 | 1044.6 | 1202.901 | 1345.985 | 1584.437 | 1898.505 | 2160.37 | 2444.34 | 2791.527 | 3133.696 | 3465.114 | 3761.008 | 4025.809 | 4247.882 | 4350.515 | 4399.744 | 4410.491 | 4406.235 | 4406.755 | 4388.948 | 4375.983 | 4347.22
Region | Technology | 2023-24 | 2024-25 | 2025-26 | 2026-27 | 2027-28 | 2028-29 | 2029-30 | 2030-31 | 2031-32 | 2032-33 | 2033-34 | 2034-35 | 2035-36 | 2036-37 | 2037-38 | 2038-39 | 2039-40 | 2040-41 | 2041-42 | 2042-43 | 2043-44 | 2044-45 | 2045-46 | 2046-47 | 2047-48
VIC1 | Distributed PV | 4586.747 | 5166.5511 | 5744.2081 | 6316.983 | 6882.5234 | 7188.3628 | 7488.1157 | 7789.9643 | 8023.7358 | 8261.6225 | 8502.9411 | 8740.4917 | 8961.0062 | 9163.0984 | 9359.161 | 9558.6531 | 9769.5913 | 9985.5716 | 10198.0425 | 10403.7119 | 10612.0205 | 10817.6594 | 11020.4288 | 11221.9279 | 11424.1801
VIC1 | Behind the meter battery | 119.82 | 332.366 | 592.893 | 841.022 | 1068.623 | 1263.973 | 1337.973 | 1465.997 | 1677.258 | 1844.193 | 2011.668 | 2249.247 | 2505.083 | 2754.957 | 2990.166 | 3229.36 | 3404.1 | 3500.948 | 3565.602 | 3605.174 | 3604.675 | 3607.498 | 3598.421 | 3592.641 | 3576.025
VIC1 | Behind the meter battery pump | 119.82 | 332.366 | 592.893 | 841.022 | 1068.623 | 1263.973 | 1337.973 | 1465.997 | 1677.258 | 1844.193 | 2011.668 | 2249.247 | 2505.083 | 2754.957 | 2990.166 | 3229.36 | 3404.1 | 3500.948 | 3565.602 | 3605.174 | 3604.675 | 3607.498 | 3598.421 | 3592.641 | 3576.025
Region | Technology | 2023-24 | 2024-25 | 2025-26 | 2026-27 | 2027-28 | 2028-29 | 2029-30 | 2030-31 | 2031-32 | 2032-33 | 2033-34 | 2034-35 | 2035-36 | 2036-37 | 2037-38 | 2038-39 | 2039-40 | 2040-41 | 2041-42 | 2042-43 | 2043-44 | 2044-45 | 2045-46 | 2046-47 | 2047-48
SA1 | Distributed PV | 2410.7876 | 2593.4486 | 2768.166 | 2919.205 | 3059.7353 | 3197.2402 | 3335.8696 | 3474.766 | 3615.2876 | 3755.6698 | 3895.7765 | 4030.7081 | 4154.7083 | 4265.8959 | 4369.7458 | 4469.5902 | 4564.9031 | 4658.7281 | 4748.636 | 4836.716 | 4925.1322 | 5012.5276 | 5097.5803 | 5179.3119 | 5258.7618
SA1 | Behind the meter battery | 139.89 | 212.581 | 276.144 | 335.754 | 385.712 | 430.437 | 473.619 | 550.521 | 637.233 | 727.4 | 829.162 | 941.165 | 1047.02 | 1145.747 | 1232.744 | 1306.889 | 1367.354 | 1391.833 | 1402.348 | 1404.488 | 1403.319 | 1403.71 | 1400.492 | 1398.408 | 1392.55
SA1 | Behind the meter battery pump | 139.89 | 212.581 | 276.144 | 335.754 | 385.712 | 430.437 | 473.619 | 550.521 | 637.233 | 727.4 | 829.162 | 941.165 | 1047.02 | 1145.747 | 1232.744 | 1306.889 | 1367.354 | 1391.833 | 1402.348 | 1404.488 | 1403.319 | 1403.71 | 1400.492 | 1398.408 | 1392.55
Region | Technology | 2023-24 | 2024-25 | 2025-26 | 2026-27 | 2027-28 | 2028-29 | 2029-30 | 2030-31 | 2031-32 | 2032-33 | 2033-34 | 2034-35 | 2035-36 | 2036-37 | 2037-38 | 2038-39 | 2039-40 | 2040-41 | 2041-42 | 2042-43 | 2043-44 | 2044-45 | 2045-46 | 2046-47 | 2047-48
TAS1 | Distributed PV | 304.8769 | 343.7899 | 382.7172 | 418.2142 | 451.7449 | 484.7491 | 517.8528 | 551.2305 | 581.7643 | 612.588 | 643.2837 | 672.8021 | 700.3134 | 727.1979 | 754.641 | 782.4744 | 810.8013 | 839.4085 | 867.7477 | 896.1527 | 924.9121 | 953.7846 | 981.4205 | 1008.3115 | 1034.4876
TAS1 | Behind the meter battery | 24.003 | 41.377 | 59.672 | 76.56 | 90.268 | 101.32 | 110.823 | 127.054 | 149.117 | 170.469 | 195.083 | 222.421 | 249.889 | 276.292 | 300.413 | 321.841 | 339.845 | 348.769 | 354.138 | 357.03 | 358.667 | 360.453 | 360.964 | 361.558 | 360.786
TAS1 | Behind the meter battery pump | 24.003 | 41.377 | 59.672 | 76.56 | 90.268 | 101.32 | 110.823 | 127.054 | 149.117 | 170.469 | 195.083 | 222.421 | 249.889 | 276.292 | 300.413 | 321.841 | 339.845 | 348.769 | 354.138 | 357.03 | 358.667 | 360.453 | 360.964 | 361.558 | 360.786

## Option 2_VOM Cost
VOM cost by technology ($000s) - Option 2, Step Change Scenario
VOM | Real June 2021 dollars discounted to 1 July 2021
Explicitly modelled generation
Region | Technology | 2023-24 | 2024-25 | 2025-26 | 2026-27 | 2027-28 | 2028-29 | 2029-30 | 2030-31 | 2031-32 | 2032-33 | 2033-34 | 2034-35 | 2035-36 | 2036-37 | 2037-38 | 2038-39 | 2039-40 | 2040-41 | 2041-42 | 2042-43 | 2043-44 | 2044-45 | 2045-46 | 2046-47 | 2047-48
NEM | Black Coal | 310622.8888 | 293194.3243 | 226574.7149 | 199329.4108 | 165469.4331 | 145638.4632 | 114116.8808 | 99033.3831 | 87228.7519 | 76673.0137 | 52863.37 | 50592.4092 | 37144.5722 | 33213.4753 | 30512.6039 | 17049.8312 | 16635.1847 | 0.33605 | 0.28822 | 0.23602 | 0.21171 | 0.075295 | 0.058516 | 0.047595 | 0.033891
NEM | Brown Coal | 100252.0305 | 87341.55 | 59693.6011 | 52903.4057 | 39202.1273 | 30258.6004 | 20139.9386 | 17372.972 | 0.18517 | 0.17965 | 0.17286 | 0.16833 | 0.146 | 0.12638 | 0.12362 | 0.095317 | 0.087153 | 0.081721 | 0.075987 | 0.071577 | 0.067501 | 0.056065 | 0.010314 | 0.01385 | 0
NEM | CCGT | 13603.9813 | 11470.3499 | 24549.3602 | 21168.6971 | 21910.2048 | 19728.0272 | 24394.4262 | 23050.2733 | 24365.5026 | 20483.6665 | 26965.202 | 28707.7984 | 21230.4727 | 18485.6308 | 13015.8757 | 16349.701 | 12676.9483 | 13356.5107 | 11537.1885 | 12423.4213 | 8697.2153 | 6899.4119 | 3323.0207 | 2077.2209 | 1942.6156
NEM | Gas - Steam | 229.5068 | 261.6173 | 820.3242 | 464.7031 | 534.4357 | 799.9759 | 362.337 | 1186.876 | 808.309 | 619.4944 | 607.7431 | 1365.0972 | 366.399 | 466.7643 | 547.4541 | 644.8148 | 0 | 0 | 0 | 0 | 0 | 0 | 0 | 0 | 0
NEM | OCGT / Diesel | 1812.9102 | 1844.7768 | 3669.76 | 2553.3324 | 3269.4263 | 4371.4776 | 2614.1696 | 4850.2195 | 4600.6923 | 4145.594 | 6333.7953 | 10852.9289 | 7619.6079 | 9677.6506 | 7546.2047 | 9567.5924 | 15349.1681 | 25930.9737 | 12988.8053 | 15555.2676 | 21692.6801 | 11341.1436 | 14235.372 | 14773.6279 | 9678.3094
NEM | Hydro | 101461.2347 | 103327.4166 | 99799.4677 | 89226.6886 | 75139.0429 | 82346.0191 | 85531.7598 | 77382.5217 | 71382.2488 | 63320.9242 | 65923.4005 | 63333.7813 | 55138.7777 | 47703.4771 | 53424.1384 | 46605.522 | 41079.0147 | 39078.596 | 35261.7378 | 37506.7885 | 36401.2339 | 31264.6051 | 29225.2141 | 34963.5128 | 31806.1691
NEM | Hydrogen Turbine | 0 | 0 | 0 | 0 | 0 | 0 | 0 | 0 | 0 | 0 | 0 | 0 | 0 | 0 | 0 | 0 | 0 | 0 | 0 | 0 | 0 | 0 | 0 | 0 | 0
NEM | Wind | 3411.767 | 3399.2328 | 4744.9608 | 4994.9724 | 5734.1718 | 6137.0472 | 6195.4966 | 5987.234 | 6324.3755 | 6136.3614 | 6202.1052 | 5800.4911 | 5965.8384 | 5901.5915 | 6010.3432 | 5648.9072 | 5237.1563 | 5012.6828 | 4682.7186 | 4604.7032 | 4326.6603 | 4173.6288 | 4064.357 | 4336.6441 | 4171.662
NEM | Solar PV | 1797.5091 | 1647.7975 | 1760.4258 | 1682.2261 | 1584.5753 | 1417.982 | 1525.6981 | 1668.8087 | 1734.045 | 1897.7275 | 1958.8437 | 2031.0319 | 2018.3361 | 1990.7554 | 2004.5801 | 2229.5729 | 2579.1497 | 2718.6736 | 3056.7322 | 3391.358 | 3417.5417 | 3280.8622 | 3158.4832 | 2838.9251 | 2762.8979
NEM | Grid Battery | 36.9231 | 35.6247 | 305.5911 | 316.178 | 402.4092 | 643.2145 | 707.3295 | 896.5233 | 897.1502 | 1399.2004 | 1334.9465 | 1320.9678 | 1621.6375 | 1552.7375 | 1492.5388 | 1483.241 | 1736.2843 | 1680.6774 | 2366.8511 | 2490.1259 | 2383.9034 | 2431.9523 | 2296.8691 | 1919.044 | 1798.5905
NEM | Pumped Hydro | 4474.121 | 5189.9221 | 6062.849 | 9172.6328 | 11824.0719 | 17667.8407 | 18124.8231 | 20996.7303 | 22165.8611 | 19163.2357 | 20310.0929 | 19679.9647 | 19289.4514 | 19439.1418 | 17407.6786 | 16423.3671 | 14404.5855 | 12643.7269 | 13049.3827 | 12017.2459 | 10249.3125 | 10333.6604 | 9795.2392 | 10270.9991 | 8029.4011
NEM | VPP | 8.4126 | 12.8344 | 19.1737 | 25.9903 | 34.0596 | 40.0108 | 49.7461 | 56.0753 | 66.9035 | 77.0136 | 88.586 | 94.6821 | 107.9147 | 118.0926 | 122.4838 | 131.3936 | 139.1572 | 141.553 | 150.2494 | 154.5207 | 152.213 | 155.9996 | 159.5388 | 153.8361 | 152.5469
Total excluding storage |  | 533191.8284 | 502487.065 | 421612.6146 | 372323.4361 | 312843.417 | 290697.5927 | 254880.7067 | 230532.2883 | 196444.1103 | 173276.9613 | 160854.6326 | 162683.7065 | 129484.1499 | 117439.4713 | 113061.3237 | 98096.0367 | 93556.7089 | 86097.8546 | 67527.5466 | 73481.8463 | 74535.6106 | 56959.783 | 54006.5158 | 58989.9921 | 50361.6879
Region | Technology | 2023-24 | 2024-25 | 2025-26 | 2026-27 | 2027-28 | 2028-29 | 2029-30 | 2030-31 | 2031-32 | 2032-33 | 2033-34 | 2034-35 | 2035-36 | 2036-37 | 2037-38 | 2038-39 | 2039-40 | 2040-41 | 2041-42 | 2042-43 | 2043-44 | 2044-45 | 2045-46 | 2046-47 | 2047-48
NSW1 | Black Coal | 154753.8605 | 143754.6585 | 109434.568 | 97394.509 | 74800.6947 | 62550.3176 | 51424.5674 | 43736.3153 | 40780.7188 | 37808.6368 | 16888.4905 | 16475.442 | 13826.695 | 11360.544 | 11953.8805 | 5981.313 | 5458.3099 | 0 | 0 | 0 | 0 | 0 | 0 | 0 | 0
NSW1 | Brown Coal | 0 | 0 | 0 | 0 | 0 | 0 | 0 | 0 | 0 | 0 | 0 | 0 | 0 | 0 | 0 | 0 | 0 | 0 | 0 | 0 | 0 | 0 | 0 | 0 | 0
NSW1 | CCGT | 125.1898 | 162.8576 | 4083.2476 | 3059.8999 | 3262.4774 | 2839.5097 | 4205.1739 | 4202.4046 | 4663.4485 | 3300.6876 | 5340.5415 | 5908.4254 | 3485.6386 | 3571.8208 | 3409.8278 | 4646.9785 | 3764.9564 | 3594.447 | 3056.556 | 3619.3297 | 0.014979 | 0.013466 | 0.012987 | 0.014336 | 0.013524
NSW1 | Gas - Steam | 0 | 0 | 0 | 0 | 0 | 0 | 0 | 0 | 0 | 0 | 0 | 0 | 0 | 0 | 0 | 0 | 0 | 0 | 0 | 0 | 0 | 0 | 0 | 0 | 0
NSW1 | OCGT / Diesel | 44.5681 | 37.6291 | 183.712 | 169.6275 | 80.4535 | 27.7056 | 11.1339 | 97.4073 | 44.2141 | 134.1454 | 205.7061 | 1094.8974 | 837.2738 | 1095.8144 | 475.6349 | 1150.9089 | 2543.8123 | 7041.8592 | 2702.6913 | 2707.7808 | 5605.9641 | 2043.0126 | 2735.4926 | 2741.903 | 2766.8903
NSW1 | Hydro | 14573.4294 | 17521.3925 | 18692.383 | 16738.3164 | 13695.0583 | 18454.6717 | 14789.4244 | 13592.0428 | 12958.6155 | 10501.2361 | 12384.1506 | 12342.2661 | 10593.2449 | 8907.0408 | 11754.5877 | 9718.7738 | 8015.8264 | 7520.7407 | 6435.603 | 7247.822 | 7183.6791 | 6336.0575 | 5150.0722 | 7198.2864 | 6847.9836
NSW1 | Hydrogen Turbine | 0 | 0 | 0 | 0 | 0 | 0 | 0 | 0 | 0 | 0 | 0 | 0 | 0 | 0 | 0 | 0 | 0 | 0 | 0 | 0 | 0 | 0 | 0 | 0 | 0
NSW1 | Wind | 872.6455 | 879.8817 | 1381.4479 | 1416.8145 | 1970.7517 | 2083.6148 | 1906.9032 | 1800.3634 | 1711.4837 | 1813.7662 | 1782.8346 | 1689.0406 | 1929.5344 | 1899.7467 | 1951.654 | 1739.4806 | 1639.6988 | 1474.0568 | 1500.9394 | 1414.0072 | 1318.4183 | 1310.1434 | 1311.7781 | 1359.19 | 1295.8286
NSW1 | Solar PV | 768.7284 | 704.1074 | 834.3094 | 824.1976 | 783.2248 | 713.2133 | 819.5451 | 985.9627 | 974.253 | 988.3765 | 1046.9673 | 969.2245 | 974.7952 | 1000.2656 | 930.7567 | 1005.4884 | 1078.785 | 1043.8385 | 1077.1161 | 1136.0019 | 1064.2037 | 1076.0031 | 1013.8096 | 914.7173 | 861.5933
NSW1 | Grid Battery | 1.8863 | 2.0881 | 271.6178 | 266.6082 | 355.7619 | 415.5706 | 431.3415 | 433.0207 | 400.5563 | 630.8274 | 572.4665 | 517.3735 | 648.65 | 610.2896 | 573.7666 | 567.0303 | 666.7732 | 612.3352 | 806.4857 | 744.2808 | 661.4843 | 732.468 | 623.1328 | 528.3023 | 460.161
NSW1 | Pumped Hydro | 1100.6012 | 1224.7463 | 1361.0684 | 3562.0419 | 6486.4622 | 14168.5327 | 14041.1353 | 17234.0843 | 18568.1243 | 15973.0523 | 17301.7947 | 17031.6213 | 16687.0727 | 16816.3234 | 15775.698 | 14282.2367 | 12517.3526 | 10667.8608 | 11376.3702 | 10261.5493 | 8748.7701 | 8997.1061 | 8520.8098 | 9194.3214 | 7146.0455
NSW1 | VPP | 1.6684 | 3.3897 | 6.3692 | 8.8411 | 11.5706 | 13.7119 | 17.255 | 20.0311 | 23.488 | 27.0011 | 30.6111 | 32.9588 | 37.7647 | 40.9699 | 42.4764 | 45.6743 | 47.8271 | 48.0739 | 50.309 | 51.2897 | 49.2678 | 51.3579 | 51.6957 | 50.693 | 50.4327
Total excluding storage |  | 171138.4215 | 163060.5268 | 134609.6678 | 119603.3649 | 94592.6604 | 86669.0328 | 73156.7478 | 64414.496 | 61132.7336 | 54546.8486 | 37648.6906 | 38479.296 | 31647.182 | 27835.2325 | 30476.3418 | 24242.9432 | 22501.3889 | 20674.9421 | 14772.9057 | 16124.9416 | 15172.2801 | 10765.2301 | 10211.1655 | 12214.1111 | 11772.3093
Region | Technology | 2023-24 | 2024-25 | 2025-26 | 2026-27 | 2027-28 | 2028-29 | 2029-30 | 2030-31 | 2031-32 | 2032-33 | 2033-34 | 2034-35 | 2035-36 | 2036-37 | 2037-38 | 2038-39 | 2039-40 | 2040-41 | 2041-42 | 2042-43 | 2043-44 | 2044-45 | 2045-46 | 2046-47 | 2047-48
QLD1 | Black Coal | 155869.0283 | 149439.6658 | 117140.1469 | 101934.9018 | 90668.7384 | 83088.1456 | 62692.3134 | 55297.0678 | 46448.0332 | 38864.3769 | 35974.8795 | 34116.9672 | 23317.8772 | 21852.9313 | 18558.7234 | 11068.5183 | 11176.8748 | 0.33605 | 0.28822 | 0.23602 | 0.21171 | 0.075295 | 0.058516 | 0.047595 | 0.033891
QLD1 | Brown Coal | 0 | 0 | 0 | 0 | 0 | 0 | 0 | 0 | 0 | 0 | 0 | 0 | 0 | 0 | 0 | 0 | 0 | 0 | 0 | 0 | 0 | 0 | 0 | 0 | 0
QLD1 | CCGT | 6354.3731 | 5779.3289 | 13613.3509 | 14215.1453 | 13729.9483 | 11242.4904 | 15645.5831 | 13333.5367 | 15346.6105 | 13405.2125 | 17372.8012 | 17463.3443 | 14749.0263 | 11460.9223 | 9606.0142 | 11702.6901 | 8911.9608 | 9762.0334 | 8480.6029 | 8804.0628 | 8697.1617 | 6899.3624 | 3322.9731 | 2077.1725 | 1942.5698
QLD1 | Gas - Steam | 0 | 0 | 0 | 0 | 0 | 0 | 0 | 0 | 0 | 0 | 0 | 0 | 0 | 0 | 0 | 0 | 0 | 0 | 0 | 0 | 0 | 0 | 0 | 0 | 0
QLD1 | OCGT / Diesel | 20.3852 | 0.03195 | 140.8654 | 407.5968 | 193.7991 | 113.7281 | 323.6245 | 837.5984 | 1418.309 | 1080.8351 | 2605.7034 | 2902.8144 | 2898.9862 | 4343.2781 | 1479.1753 | 2339.3488 | 3541.7443 | 8459.3151 | 3415.3925 | 5395.0234 | 5301.9388 | 3266.4807 | 5084.6425 | 4419.2315 | 3125.0148
QLD1 | Hydro | 4722.679 | 4555.9839 | 4386.157 | 3974.476 | 3847.7784 | 3684.3233 | 3458.6489 | 3267.8309 | 3091.9606 | 2950.4732 | 2782.3756 | 2621.8241 | 2467.1105 | 2344.154 | 711.9096 | 645.8178 | 525.7107 | 512.4185 | 477.168 | 0 | 0 | 0 | 0 | 0 | 0
QLD1 | Hydrogen Turbine | 0 | 0 | 0 | 0 | 0 | 0 | 0 | 0 | 0 | 0 | 0 | 0 | 0 | 0 | 0 | 0 | 0 | 0 | 0 | 0 | 0 | 0 | 0 | 0 | 0
QLD1 | Wind | 556.0018 | 484.6942 | 1159.1939 | 1207.4554 | 1264.5025 | 1532.2563 | 1646.0469 | 1729.9288 | 1628.429 | 1688.2354 | 1632.0061 | 1551.1989 | 1478.4588 | 1522.0672 | 1751.2604 | 1630.8705 | 1552.9584 | 1423.8599 | 1346.5024 | 1316.9589 | 1291.6013 | 1172.6636 | 1173.6064 | 1395.3056 | 1299.2109
QLD1 | Solar PV | 734.8251 | 687.9115 | 681.0915 | 634.6454 | 591.2435 | 508.2307 | 522.77 | 512.6564 | 586.2662 | 600.4264 | 633.7358 | 703.0429 | 687.3753 | 627.2718 | 627.5235 | 793.4197 | 1004.3071 | 1155.283 | 1279.8891 | 1630.4399 | 1578.8176 | 1447.3871 | 1372.6731 | 1258.078 | 1269.246
QLD1 | Grid Battery | 4.6875 | 4.4636 | 4.4168 | 4.3104 | 3.9826 | 189.552 | 184.0892 | 333.0767 | 369.1469 | 456.7098 | 487.8177 | 556.0481 | 571.0996 | 548.3553 | 448.5956 | 467.7488 | 578.3664 | 576.3888 | 905.161 | 1189.9063 | 1138.4371 | 1062.9289 | 1025.7019 | 849.9179 | 846.2013
QLD1 | Pumped Hydro | 3373.5198 | 3965.1758 | 4701.7726 | 5610.5772 | 5337.5954 | 3499.2942 | 4083.6727 | 3762.6284 | 3579.1382 | 3093.3764 | 2912.2723 | 2563.0729 | 2495.1086 | 2516.2836 | 1509.0137 | 2024.4273 | 1768.8348 | 1860.6751 | 1573.9369 | 1662.5981 | 1407.8797 | 1232.9385 | 1180.0524 | 986.8962 | 798.8943
QLD1 | VPP | 1.0256 | 1.5698 | 2.6491 | 4.1605 | 5.7509 | 7.0421 | 9.5025 | 11.1852 | 14.8489 | 18.2899 | 21.9994 | 24.5502 | 27.752 | 30.8102 | 31.7132 | 34.9208 | 37.3332 | 39.6479 | 42.5162 | 46.0905 | 47.0941 | 47.3056 | 48.0014 | 46.4532 | 46.2713
Total excluding storage |  | 168257.2925 | 160947.6163 | 137120.8057 | 122374.2206 | 110296.0103 | 100169.1743 | 84288.9868 | 74978.619 | 68519.6085 | 58589.5595 | 61001.5015 | 59359.1918 | 45598.8343 | 42150.6248 | 32734.6063 | 28180.6651 | 26713.556 | 21313.246 | 14999.8431 | 17146.721 | 16869.7311 | 12785.9691 | 10953.9537 | 9149.8351 | 7636.0753
Region | Technology | 2023-24 | 2024-25 | 2025-26 | 2026-27 | 2027-28 | 2028-29 | 2029-30 | 2030-31 | 2031-32 | 2032-33 | 2033-34 | 2034-35 | 2035-36 | 2036-37 | 2037-38 | 2038-39 | 2039-40 | 2040-41 | 2041-42 | 2042-43 | 2043-44 | 2044-45 | 2045-46 | 2046-47 | 2047-48
VIC1 | Black Coal | 0 | 0 | 0 | 0 | 0 | 0 | 0 | 0 | 0 | 0 | 0 | 0 | 0 | 0 | 0 | 0 | 0 | 0 | 0 | 0 | 0 | 0 | 0 | 0 | 0
VIC1 | Brown Coal | 100252.0305 | 87341.55 | 59693.6011 | 52903.4057 | 39202.1273 | 30258.6004 | 20139.9386 | 17372.972 | 0.18517 | 0.17965 | 0.17286 | 0.16833 | 0.146 | 0.12638 | 0.12362 | 0.095317 | 0.087153 | 0.081721 | 0.075987 | 0.071577 | 0.067501 | 0.056065 | 0.010314 | 0.01385 | 0
VIC1 | CCGT | 0 | 0.011036 | 0.012727 | 0.015286 | 0.014864 | 0.015448 | 0.015429 | 0.014904 | 0.013795 | 0.013118 | 0.012551 | 0.014086 | 0.012773 | 0.012194 | 0.015328 | 0.014837 | 0.014274 | 0.014546 | 0.014696 | 0.014523 | 0.022845 | 0.020841 | 0.020049 | 0.02006 | 0.019045
VIC1 | Gas - Steam | 32.4661 | 37.8043 | 391.2029 | 242.568 | 340.0993 | 575.6661 | 283.5635 | 909.6208 | 521.8942 | 432.9776 | 385.3738 | 644.6774 | 366.399 | 466.7643 | 547.4541 | 644.8148 | 0 | 0 | 0 | 0 | 0 | 0 | 0 | 0 | 0
VIC1 | OCGT / Diesel | 200.1582 | 129.0229 | 842.9308 | 782.4017 | 1014.7904 | 2093.2407 | 665.2442 | 1386.5907 | 1066.3522 | 1410.3788 | 1351.7232 | 3739.7009 | 2049.1459 | 2141.7843 | 3134.7273 | 3145.9904 | 5894.6435 | 7141.152 | 4564.7921 | 4964.7898 | 7440.255 | 5226.9499 | 5683.5417 | 6990.5009 | 3331.2532
VIC1 | Hydro | 18147.7434 | 20845.7437 | 20376.3214 | 18307.8142 | 14493.4714 | 20680.9503 | 16328.7486 | 13356.8264 | 12638.8265 | 10904.9985 | 12718.9075 | 12375.7875 | 11192.554 | 8851.9336 | 12718.4175 | 10068.5719 | 8259.7973 | 7791.3475 | 6752.7014 | 7860.5295 | 7688.0229 | 6932.6728 | 5481.2603 | 7842.1331 | 7447.2178
VIC1 | Hydrogen Turbine | 0 | 0 | 0 | 0 | 0 | 0 | 0 | 0 | 0 | 0 | 0 | 0 | 0 | 0 | 0 | 0 | 0 | 0 | 0 | 0 | 0 | 0 | 0 | 0 | 0
VIC1 | Wind | 1009.2725 | 1074.4566 | 1236.0629 | 1310.9013 | 1427.0296 | 1327.2677 | 1396.8507 | 1319.0446 | 1535.3138 | 1307.0785 | 1531.355 | 1403.5794 | 1391.0877 | 1360.2122 | 1240.3688 | 1232.3797 | 1119.9713 | 1157.5216 | 976.4776 | 975.7434 | 884.2034 | 850.8945 | 784.1674 | 766.0343 | 765.0626
VIC1 | Solar PV | 184.1293 | 160.9816 | 153.7632 | 143.6992 | 133.4437 | 125.1047 | 117.9526 | 109.7132 | 116.4879 | 211.7649 | 191.8462 | 223.307 | 222.9346 | 228.6774 | 263.5082 | 256.8781 | 293.943 | 265.0946 | 356.6654 | 333.4145 | 425.9763 | 427.7228 | 426.6969 | 365.1696 | 355.6253
VIC1 | Grid Battery | 13.9512 | 13.3984 | 14.8707 | 31.7139 | 29.7497 | 26.2324 | 80.7456 | 120.063 | 116.3883 | 147.5437 | 126.7481 | 113.4915 | 209.9105 | 203.7224 | 227.5039 | 218.4452 | 260.23 | 231.0649 | 279.1888 | 250.4854 | 250.6219 | 300.9704 | 292.3118 | 249.5442 | 240.1769
VIC1 | Pumped Hydro | 0 | 0 | 0.0025113 | 0.0077103 | 0.0077467 | 0.0071006 | 0.0066439 | 0.0066329 | 0.0062459 | 0.0057653 | 0.0054458 | 0.0051831 | 0.0060521 | 0.00583 | 0.0079451 | 0.0076445 | 0.0078068 | 0.0073803 | 0.0097104 | 0.0087996 | 0.0081426 | 16.5682 | 15.8912 | 14.4598 | 13.2835
VIC1 | VPP | 1.0472 | 1.7169 | 3.0294 | 4.6285 | 7.0494 | 8.5709 | 10.8817 | 11.7602 | 13.9329 | 16.0344 | 18.8027 | 19.9038 | 23.7531 | 26.0756 | 27.9295 | 29.6032 | 32.1491 | 32.2841 | 34.9915 | 35.0588 | 34.4214 | 35.9927 | 37.7446 | 35.8851 | 35.6188
Total excluding storage |  | 119825.8 | 109589.5702 | 82693.8951 | 73690.8054 | 56610.9765 | 55060.8453 | 38932.3136 | 34454.7826 | 15879.0736 | 14267.391 | 16179.3911 | 18387.2348 | 15222.28 | 13049.5103 | 17904.6149 | 15348.7451 | 15568.4565 | 16355.212 | 12650.7272 | 14134.5633 | 16438.5478 | 13438.3169 | 12375.6966 | 15963.8719 | 11899.178
Region | Technology | 2023-24 | 2024-25 | 2025-26 | 2026-27 | 2027-28 | 2028-29 | 2029-30 | 2030-31 | 2031-32 | 2032-33 | 2033-34 | 2034-35 | 2035-36 | 2036-37 | 2037-38 | 2038-39 | 2039-40 | 2040-41 | 2041-42 | 2042-43 | 2043-44 | 2044-45 | 2045-46 | 2046-47 | 2047-48
SA1 | Black Coal | 0 | 0 | 0 | 0 | 0 | 0 | 0 | 0 | 0 | 0 | 0 | 0 | 0 | 0 | 0 | 0 | 0 | 0 | 0 | 0 | 0 | 0 | 0 | 0 | 0
SA1 | Brown Coal | 0 | 0 | 0 | 0 | 0 | 0 | 0 | 0 | 0 | 0 | 0 | 0 | 0 | 0 | 0 | 0 | 0 | 0 | 0 | 0 | 0 | 0 | 0 | 0 | 0
SA1 | CCGT | 7124.4184 | 5528.1461 | 6852.7427 | 3893.6304 | 4917.758 | 5646.0055 | 4543.6474 | 5514.3106 | 4355.423 | 3777.746 | 4251.8399 | 5336.0076 | 2995.7884 | 3452.8693 | 0.011712 | 0.011226 | 0.010723 | 0.010111 | 0.0093864 | 0.009066 | 0.010429 | 0.0095442 | 0.0091044 | 0.0088306 | 0.0083052
SA1 | Gas - Steam | 197.0407 | 223.813 | 429.1212 | 222.1351 | 194.3364 | 224.3099 | 78.7735 | 277.2552 | 286.4148 | 186.5168 | 222.3693 | 720.4198 | 0 | 0 | 0 | 0 | 0 | 0 | 0 | 0 | 0 | 0 | 0 | 0 | 0
SA1 | OCGT / Diesel | 1547.7873 | 1678.0814 | 2502.2026 | 1191.2212 | 1979.4998 | 2135.4209 | 1604.7017 | 2513.988 | 2050.134 | 1482.8947 | 2166.1793 | 3043.5606 | 1770.6173 | 2035.766 | 2384.0283 | 2879.4605 | 3165.6689 | 3242.9172 | 2286.9447 | 2462.4909 | 3319.2196 | 790.9109 | 715.3147 | 609.0961 | 443.8288
SA1 | Hydro | 0 | 0 | 0 | 0 | 0 | 0 | 0 | 0 | 0 | 0 | 0 | 0 | 0 | 0 | 0 | 0 | 0 | 0 | 0 | 0 | 0 | 0 | 0 | 0 | 0
SA1 | Hydrogen Turbine | 0 | 0 | 0 | 0 | 0 | 0 | 0 | 0 | 0 | 0 | 0 | 0 | 0 | 0 | 0 | 0 | 0 | 0 | 0 | 0 | 0 | 0 | 0 | 0 | 0
SA1 | Wind | 603.3185 | 622.1072 | 612.5042 | 718.5842 | 696.465 | 775.1246 | 742.4101 | 666.0353 | 702.7719 | 630.3467 | 629.7757 | 542.3487 | 574.7009 | 534.3831 | 531.38 | 551.6407 | 464.1692 | 480.9757 | 420.943 | 499.5467 | 439.7965 | 476.0933 | 438.8937 | 478.4305 | 500.8658
SA1 | Solar PV | 109.8262 | 94.7966 | 91.2613 | 79.6835 | 76.6628 | 71.433 | 65.43 | 60.476 | 57.0375 | 97.1592 | 86.2939 | 135.4567 | 133.2304 | 134.5399 | 182.7911 | 173.7861 | 202.1139 | 254.4568 | 343.0608 | 291.5007 | 348.5431 | 329.7475 | 345.3021 | 300.9589 | 276.432
SA1 | Grid Battery | 16.3963 | 15.6727 | 14.6836 | 13.5432 | 12.9124 | 11.857 | 11.1503 | 10.3593 | 11.053 | 164.1131 | 147.908 | 134.0489 | 191.9713 | 190.3644 | 242.6663 | 230.0106 | 230.9084 | 260.8816 | 376.0092 | 305.4474 | 333.3541 | 335.5779 | 355.7161 | 291.2737 | 252.0448
SA1 | Pumped Hydro | 0 | 0 | 0.0021251 | 0.0024563 | 0.0027347 | 0.0025658 | 0.002596 | 0.0027838 | 0.0027229 | 0.0025913 | 0.0025213 | 0.0024276 | 0.0027933 | 0.0026934 | 0.0029334 | 0.0028612 | 0.0028506 | 0.0029038 | 0.0031918 | 0.0030088 | 0.0029434 | 0.0033175 | 0.0032106 | 0.0029561 | 0.0028987
SA1 | VPP | 4.6171 | 6.0802 | 7.0039 | 8.1106 | 9.3394 | 10.213 | 11.3724 | 12.167 | 13.3435 | 14.3049 | 15.6061 | 15.7188 | 16.9466 | 18.3657 | 18.4639 | 19.2913 | 19.5776 | 19.0781 | 20.1134 | 19.6606 | 19.0527 | 18.9302 | 19.6553 | 18.5073 | 17.956
Total excluding storage |  | 9582.3912 | 8146.9444 | 10487.832 | 6105.2544 | 7864.722 | 8852.2939 | 7034.9627 | 9032.065 | 7451.7813 | 6174.6635 | 7356.4581 | 9777.7935 | 5474.337 | 6157.5583 | 3098.2112 | 3604.8985 | 3831.9626 | 3978.3598 | 3050.9579 | 3253.5473 | 4107.5696 | 1596.7612 | 1499.5196 | 1388.4943 | 1221.1349
Region | Technology | 2023-24 | 2024-25 | 2025-26 | 2026-27 | 2027-28 | 2028-29 | 2029-30 | 2030-31 | 2031-32 | 2032-33 | 2033-34 | 2034-35 | 2035-36 | 2036-37 | 2037-38 | 2038-39 | 2039-40 | 2040-41 | 2041-42 | 2042-43 | 2043-44 | 2044-45 | 2045-46 | 2046-47 | 2047-48
TAS1 | Black Coal | 0 | 0 | 0 | 0 | 0 | 0 | 0 | 0 | 0 | 0 | 0 | 0 | 0 | 0 | 0 | 0 | 0 | 0 | 0 | 0 | 0 | 0 | 0 | 0 | 0
TAS1 | Brown Coal | 0 | 0 | 0 | 0 | 0 | 0 | 0 | 0 | 0 | 0 | 0 | 0 | 0 | 0 | 0 | 0 | 0 | 0 | 0 | 0 | 0 | 0 | 0 | 0 | 0
TAS1 | CCGT | 0 | 0.0061781 | 0.0062325 | 0.0062168 | 0.0061737 | 0.0062019 | 0.006381 | 0.0064742 | 0.0068041 | 0.007161 | 0.0068459 | 0.0069757 | 0.0064992 | 0.0061925 | 0.0066615 | 0.0063247 | 0.0061255 | 0.0056262 | 0.0054806 | 0.0052369 | 0.0053423 | 0.0056452 | 0.0053628 | 0.0051633 | 0.0049199
TAS1 | Gas - Steam | 0 | 0 | 0 | 0 | 0 | 0 | 0 | 0 | 0 | 0 | 0 | 0 | 0 | 0 | 0 | 0 | 0 | 0 | 0 | 0 | 0 | 0 | 0 | 0 | 0
TAS1 | OCGT / Diesel | 0.011461 | 0.011354 | 0.04921 | 2.4851 | 0.88352 | 1.3823 | 9.4654 | 14.6351 | 21.683 | 37.34 | 4.4834 | 71.9556 | 63.5847 | 61.0077 | 72.6388 | 51.8839 | 203.2991 | 45.7301 | 18.9848 | 25.1827 | 25.3027 | 13.7895 | 16.3804 | 12.8963 | 11.3224
TAS1 | Hydro | 64017.383 | 60404.2965 | 56344.6063 | 50206.082 | 43102.7347 | 39526.0738 | 50954.9379 | 47165.8216 | 42692.8462 | 38964.2164 | 38037.9668 | 35993.9036 | 30885.8682 | 27600.3486 | 28239.2236 | 26172.3585 | 24277.6802 | 23254.0893 | 21596.2654 | 22398.4371 | 21529.5319 | 17995.8748 | 18593.8817 | 19923.0933 | 17510.9677
TAS1 | Hydrogen Turbine | 0 | 0 | 0 | 0 | 0 | 0 | 0 | 0 | 0 | 0 | 0 | 0 | 0 | 0 | 0 | 0 | 0 | 0 | 0 | 0 | 0 | 0 | 0 | 0 | 0
TAS1 | Wind | 370.5286 | 338.0931 | 355.7519 | 341.217 | 375.423 | 418.7839 | 503.2858 | 471.8621 | 746.377 | 696.9346 | 626.1338 | 614.3236 | 592.0565 | 585.1824 | 535.6799 | 494.5356 | 460.3586 | 476.2689 | 437.8562 | 398.4471 | 392.6409 | 363.834 | 355.9114 | 337.6837 | 310.6941
TAS1 | Solar PV | 0.00017737 | 0.00032216 | 0.00036572 | 0.00042894 | 0.00039233 | 0.00031433 | 0.00032134 | 0.00041007 | 0.00037809 | 0.00052762 | 0.00052885 | 0.00070414 | 0.00066866 | 0.00062623 | 0.00057492 | 0.0005697 | 0.00073447 | 0.00071932 | 0.00084146 | 0.00088123 | 0.0010029 | 0.0016041 | 0.0014982 | 0.0012465 | 0.0012271
TAS1 | Grid Battery | 0.0017678 | 0.001914 | 0.0021237 | 0.0023367 | 0.0025949 | 0.0024849 | 0.0029026 | 0.0036579 | 0.0056067 | 0.006304 | 0.0061931 | 0.0058581 | 0.0061215 | 0.0058248 | 0.0064345 | 0.0061507 | 0.0062807 | 0.0068509 | 0.0062873 | 0.0058959 | 0.0059482 | 0.0070686 | 0.006449 | 0.0060307 | 0.006519
TAS1 | Pumped Hydro | 0 | 0 | 0.0033417 | 0.003575 | 0.0038506 | 0.0041277 | 0.005783 | 0.0081963 | 18.5896 | 96.7986 | 96.0179 | 85.2629 | 107.2613 | 106.5263 | 122.956 | 116.6927 | 118.3874 | 115.1808 | 99.0627 | 93.0867 | 92.6516 | 87.0443 | 78.4826 | 75.3187 | 71.1749
TAS1 | VPP | 0.054213 | 0.077853 | 0.12203 | 0.24963 | 0.34937 | 0.473 | 0.73454 | 0.93189 | 1.2902 | 1.3834 | 1.5667 | 1.5504 | 1.6984 | 1.8713 | 1.9009 | 1.9039 | 2.2702 | 2.469 | 2.3193 | 2.4212 | 2.377 | 2.4132 | 2.4418 | 2.2975 | 2.2679
Total excluding storage |  | 64387.9233 | 60742.4074 | 56700.414 | 50549.7908 | 43479.0478 | 39946.2465 | 51467.6958 | 47652.3256 | 43460.9134 | 39698.4987 | 38668.5914 | 36680.1905 | 31541.5166 | 28246.5455 | 28847.5496 | 26718.7848 | 24941.3448 | 23776.0947 | 22053.1127 | 22822.073 | 21947.4819 | 18373.5056 | 18966.1804 | 20273.6798 | 17832.9904
Explicitly modelled pumping
Region | Technology | 2023-24 | 2024-25 | 2025-26 | 2026-27 | 2027-28 | 2028-29 | 2029-30 | 2030-31 | 2031-32 | 2032-33 | 2033-34 | 2034-35 | 2035-36 | 2036-37 | 2037-38 | 2038-39 | 2039-40 | 2040-41 | 2041-42 | 2042-43 | 2043-44 | 2044-45 | 2045-46 | 2046-47 | 2047-48
NEM | Grid Battery pump | 43.6935 | 42.3163 | 43.1677 | 39.6508 | 37.2909 | 33.4403 | 32.1008 | 29.5004 | 39.629 | 37.7041 | 33.0452 | 28.7047 | 27.8914 | 25.5086 | 22.9206 | 21.795 | 21.0851 | 19.3799 | 14.8658 | 13.9237 | 9.3595 | 9.1212 | 8.726 | 3.099 | 2.9138
NEM | Pumped Hydro Pump | 11243.6374 | 12766.3285 | 14710.8064 | 19571.1246 | 24106.9616 | 26696.2183 | 30421.2341 | 34029.6365 | 36460.8441 | 30248.2651 | 33031.3378 | 29625.6535 | 30000.9085 | 31081.3576 | 25995.1228 | 25399.7447 | 21738.8104 | 20034.2792 | 19339.9128 | 18735.9977 | 15253.6172 | 15719.347 | 15386.3001 | 15264.9525 | 11806.2856
NEM | VPP pump | 9.8802 | 15.1182 | 22.5544 | 30.5639 | 40.1308 | 47.0154 | 58.5663 | 65.9364 | 78.8593 | 90.5125 | 104.2473 | 111.4588 | 126.8356 | 138.9496 | 144.385 | 154.6605 | 163.3714 | 166.9748 | 176.4184 | 181.9953 | 178.8984 | 183.5558 | 187.9723 | 180.7332 | 179.3868
Region | Technology | 2023-24 | 2024-25 | 2025-26 | 2026-27 | 2027-28 | 2028-29 | 2029-30 | 2030-31 | 2031-32 | 2032-33 | 2033-34 | 2034-35 | 2035-36 | 2036-37 | 2037-38 | 2038-39 | 2039-40 | 2040-41 | 2041-42 | 2042-43 | 2043-44 | 2044-45 | 2045-46 | 2046-47 | 2047-48
NSW1 | Grid Battery pump | 2.2282 | 2.477 | 2.8503 | 2.6211 | 2.4547 | 2.1956 | 2.053 | 1.9762 | 7.9994 | 7.678 | 7.2264 | 6.5368 | 6.3221 | 4.5693 | 4.2034 | 4.0063 | 3.8561 | 3.5958 | 3.4996 | 3.3491 | 3.0132 | 2.9747 | 2.8256 | 0 | 0
NSW1 | Pumped Hydro Pump | 6433.2764 | 7151.91 | 8229.3734 | 11850.4634 | 16737.3469 | 21882.4688 | 24800.1153 | 28846.6981 | 31520.5189 | 26017.7505 | 29022.2591 | 26102.216 | 26587.7554 | 27625.4765 | 24177.9119 | 22937.9843 | 19757.5219 | 17907.3439 | 17551.5505 | 16818.0221 | 13667.5353 | 14339.5392 | 14026.2159 | 14202.1306 | 10977.2457
NSW1 | VPP pump | 1.9594 | 3.9982 | 7.4834 | 10.4017 | 13.6246 | 16.1209 | 20.301 | 23.5672 | 27.7052 | 31.6968 | 36.024 | 38.8039 | 44.3963 | 48.2028 | 50.1159 | 53.7408 | 56.1276 | 56.7205 | 59.0319 | 60.3666 | 57.9522 | 60.4175 | 60.9387 | 59.5393 | 59.3242
Region | Technology | 2023-24 | 2024-25 | 2025-26 | 2026-27 | 2027-28 | 2028-29 | 2029-30 | 2030-31 | 2031-32 | 2032-33 | 2033-34 | 2034-35 | 2035-36 | 2036-37 | 2037-38 | 2038-39 | 2039-40 | 2040-41 | 2041-42 | 2042-43 | 2043-44 | 2044-45 | 2045-46 | 2046-47 | 2047-48
QLD1 | Grid Battery pump | 5.5621 | 5.3112 | 5.2607 | 5.1182 | 4.735 | 4.2097 | 4.0311 | 3.8175 | 3.6728 | 3.4749 | 3.2816 | 3.0602 | 2.8775 | 2.7384 | 2.4158 | 2.3478 | 2.2618 | 2.1902 | 2.0963 | 2.0425 | 1.9024 | 1.7831 | 1.7081 | 1.559 | 1.4778
QLD1 | Pumped Hydro Pump | 4810.361 | 5614.4185 | 6481.433 | 7720.6612 | 7369.6147 | 4813.7495 | 5621.1188 | 5182.9384 | 4940.3252 | 4230.5146 | 4009.0787 | 3523.4375 | 3413.1531 | 3455.8811 | 1817.2109 | 2461.7604 | 1981.2885 | 2126.9353 | 1788.3623 | 1917.9756 | 1586.0819 | 1379.8078 | 1360.0841 | 1062.8219 | 829.0399
QLD1 | VPP pump | 1.2048 | 1.8469 | 3.1238 | 4.8879 | 6.766 | 8.2852 | 11.18 | 13.1598 | 17.5152 | 21.4737 | 25.8927 | 28.9481 | 32.5784 | 36.2497 | 37.4192 | 41.0178 | 43.8856 | 46.7291 | 50.0045 | 54.2376 | 55.4056 | 55.6612 | 56.4388 | 54.7006 | 54.3601
Region | Technology | 2023-24 | 2024-25 | 2025-26 | 2026-27 | 2027-28 | 2028-29 | 2029-30 | 2030-31 | 2031-32 | 2032-33 | 2033-34 | 2034-35 | 2035-36 | 2036-37 | 2037-38 | 2038-39 | 2039-40 | 2040-41 | 2041-42 | 2042-43 | 2043-44 | 2044-45 | 2045-46 | 2046-47 | 2047-48
VIC1 | Grid Battery pump | 16.565 | 15.9921 | 17.6962 | 15.8963 | 14.7944 | 13.0533 | 12.7989 | 11.4994 | 16.5091 | 15.8614 | 12.4167 | 11.1411 | 11.0138 | 10.7129 | 9.4416 | 8.9053 | 8.751 | 7.8102 | 3.5478 | 3.1826 | 2.8786 | 2.8784 | 2.8337 | 0.32605 | 0.30658
VIC1 | Pumped Hydro Pump | 0 | 0 | 0 | 0 | 0 | 0 | 0 | 0 | 0 | 0 | 0 | 0 | 0 | 0 | 0 | 0 | 0 | 0 | 0 | 0 | 0 | 0 | 0 | 0 | 0
VIC1 | VPP pump | 1.2303 | 2.025 | 3.5664 | 5.4384 | 8.3121 | 10.0656 | 12.8051 | 13.8338 | 16.4217 | 18.8768 | 22.1222 | 23.3943 | 27.9292 | 30.6791 | 32.896 | 34.8974 | 37.7217 | 38.0983 | 41.0548 | 41.3694 | 40.3777 | 42.3473 | 44.5391 | 42.0901 | 41.9076
Region | Technology | 2023-24 | 2024-25 | 2025-26 | 2026-27 | 2027-28 | 2028-29 | 2029-30 | 2030-31 | 2031-32 | 2032-33 | 2033-34 | 2034-35 | 2035-36 | 2036-37 | 2037-38 | 2038-39 | 2039-40 | 2040-41 | 2041-42 | 2042-43 | 2043-44 | 2044-45 | 2045-46 | 2046-47 | 2047-48
SA1 | Grid Battery pump | 19.3381 | 18.536 | 17.3605 | 16.0151 | 15.3068 | 13.9817 | 13.2178 | 12.2073 | 11.4477 | 10.6898 | 10.1205 | 7.9665 | 7.6781 | 7.488 | 6.8597 | 6.5356 | 6.2163 | 5.7837 | 5.7221 | 5.3494 | 1.5653 | 1.4849 | 1.3586 | 1.2139 | 1.1294
SA1 | Pumped Hydro Pump | 0 | 0 | 0 | 0 | 0 | 0 | 0 | 0 | 0 | 0 | 0 | 0 | 0 | 0 | 0 | 0 | 0 | 0 | 0 | 0 | 0 | 0 | 0 | 0 | 0
SA1 | VPP pump | 5.422 | 7.1561 | 8.2377 | 9.5424 | 11.0151 | 11.989 | 13.4144 | 14.2806 | 15.6992 | 16.8331 | 18.3695 | 18.483 | 19.9386 | 21.6082 | 21.7239 | 22.7618 | 22.9695 | 22.5119 | 23.5992 | 23.1752 | 22.3732 | 22.2892 | 23.1724 | 21.7114 | 21.1264
Region | Technology | 2023-24 | 2024-25 | 2025-26 | 2026-27 | 2027-28 | 2028-29 | 2029-30 | 2030-31 | 2031-32 | 2032-33 | 2033-34 | 2034-35 | 2035-36 | 2036-37 | 2037-38 | 2038-39 | 2039-40 | 2040-41 | 2041-42 | 2042-43 | 2043-44 | 2044-45 | 2045-46 | 2046-47 | 2047-48
TAS1 | Grid Battery pump | 0 | 0 | 0 | 0 | 0 | 0 | 0 | 0 | 0 | 0 | 0 | 0 | 0 | 0 | 0 | 0 | 0 | 0 | 0 | 0 | 0 | 0 | 0 | 0 | 0
TAS1 | Pumped Hydro Pump | 0 | 0 | 0 | 0 | 0 | 0 | 0 | 0 | 0 | 0 | 0 | 0 | 0 | 0 | 0 | 0 | 0 | 0 | 0 | 0 | 0 | 0 | 0 | 0 | 0
TAS1 | VPP pump | 0.06384 | 0.091947 | 0.14325 | 0.29346 | 0.41295 | 0.55467 | 0.86577 | 1.0949 | 1.5179 | 1.632 | 1.839 | 1.8293 | 1.9931 | 2.2097 | 2.2301 | 2.2427 | 2.667 | 2.9151 | 2.728 | 2.8466 | 2.7896 | 2.8405 | 2.8833 | 2.6918 | 2.6684

## Option 2_FOM Cost
FOM cost by technology ($000s) - Option 2, Step Change Scenario
FOM | Real June 2021 dollars discounted to 1 July 2021. For new entrant capacity, the FOM is incurred annually in modelling. For existing capacity, FOM is considered to be a sunk cost, since the fixed retirement dates are assumed to be the same in the Base Case and the option case. As such, early withdrawals are presented as an annual FOM saving, or negative cost, that continues until the assumed fixed date withdrawal.
Explicitly modelled generation
Region | Technology | 2023-24 | 2024-25 | 2025-26 | 2026-27 | 2027-28 | 2028-29 | 2029-30 | 2030-31 | 2031-32 | 2032-33 | 2033-34 | 2034-35 | 2035-36 | 2036-37 | 2037-38 | 2038-39 | 2039-40 | 2040-41 | 2041-42 | 2042-43 | 2043-44 | 2044-45 | 2045-46 | 2046-47 | 2047-48
NEM | Black Coal | 0 | 0 | -633135.3042 | -54113.4277 | -65792.5878 | -57126.8431 | -339709.482 | -38654.5884 | -171323.7431 | -143285.8028 | -0.0029518 | -0.038346 | -141460.4504 | -9241.5483 | -0.00081622 | -142299.0736 | -0.080292 | -111883.2454 | -0.1115 | -0.0010857 | -0.00024252 | -0.67193 | -0.00015014 | -0.0005477 | -0.026866
NEM | Brown Coal | 0 | 0 | -731633.5339 | -1.2952 | -922581.603 | -571672.531 | -549450.3294 | -106709.1423 | -1037764.5317 | -0.0093299 | -0.004331 | -0.0015895 | -0.091262 | -0.59681 | -0.00067238 | -1.0003 | -0.0078791 | -0.025051 | -0.012457 | -0.023429 | -0.00019948 | -0.044542 | -0.044685 | -2.7344e-05 | 0
NEM | CCGT | 0 | 0.37859 | 0.073395 | 0.02941 | 0.0026948 | 0.06719 | 0.011285 | 0.0070672 | 0.004232 | 0.013009 | 0.029242 | 0.025015 | 0.0004486 | 0.00036095 | 0.066942 | 0.0001147 | 0.0038833 | 0.0042791 | 0.0079169 | 0.0010334 | 0.032054 | 0.0015228 | 0.00015532 | 0.0035695 | 8.6978e-05
NEM | Gas - Steam | 0 | 0 | 0 | 0 | 0 | 0 | 0 | 0 | 0 | 0 | 0 | 0 | 0 | 0 | 0 | 0 | 0 | 0 | 0 | 0 | 0 | 0 | 0 | 0 | 0
NEM | OCGT / Diesel | 1.4693 | 0.32129 | 0.12139 | 0.031303 | 0.017393 | 0.44059 | 0.022403 | 0.024047 | 0.021553 | 0.065028 | 0.008065 | 0.01458 | 13598.467 | 0.0079059 | 70420.6942 | 0.003907 | 884.3314 | 0.08465 | 16469.0877 | 0.0030589 | 21253.9214 | 22199.2826 | 0.0012263 | 6360.1427 | 0.00063667
NEM | Hydro | 0 | 0 | 0 | 0 | 0 | 0 | 0 | 0 | 0 | 0 | 0 | 0 | 0 | 0 | 0 | 0 | 0 | 0 | 0 | 0 | 0 | 0 | 0 | 0 | 0
NEM | Hydrogen Turbine | 0 | 0 | 0 | 0 | 0 | 0 | 0 | 0 | 0 | 0 | 0 | 0 | 0 | 0 | 0 | 0 | 0 | 0 | 0 | 0 | 0 | 0 | 0 | 0 | 0
NEM | Wind | 639307.5051 | 206390.8906 | 1645974.5389 | 408330.7797 | 967101.773 | 867811.3128 | 453837.0199 | 205556.8247 | 301488.302 | 354141.1082 | 501965.5131 | 17029.9961 | 216550.4501 | 105027.0114 | 410294.6485 | 38565.9827 | 5277.4276 | 14283.5049 | 19759.5546 | 131900.5007 | 45112.0089 | 5795.9555 | 34915.1385 | 103236.6183 | 12063.7208
NEM | Solar PV | 6.1936 | 5.6299 | 140165.1878 | 1.9214 | 1.8619 | 43562.2566 | 134214.6352 | 160147.4939 | 115971.0043 | 219718.7122 | 174888.7785 | 203198.0548 | 0.038316 | 79192.9763 | 329696.3123 | 186255.7864 | 274972.6955 | 174425.0647 | 208628.3461 | 263569.87 | 157465.4562 | 570.0479 | 2931.8798 | 62252.5998 | 372.4401
NEM | Grid Battery | 7.5063 | 5.1345 | 212272.7841 | 14526.5943 | 75034.4549 | 239402.5094 | 56470.8339 | 145573.5735 | 35582.8499 | 347316.6511 | 45603.8545 | 64571.3029 | 215150.7641 | 0.34284 | 113854.1716 | 0.24581 | 131925.6337 | 26077.7923 | 288668.8968 | 95717.9726 | 28416.9874 | 48628.1397 | 0.14586 | 811.1234 | 406.3889
NEM | Pumped Hydro | 0 | 0 | 82511.9964 | 3.3041 | 3436.7378 | 6.0539 | 0.95977 | 1.3235 | 7694.876 | 39209.0935 | 0.097472 | 0.077142 | 13402.6114 | 0.10449 | 71147.0155 | 0.034079 | 26423.5315 | 0.054752 | 0.5899 | 0.043562 | 0.040193 | 2068.4746 | 0.010631 | 3042.2939 | 0.0054269
NEM | VPP | 0 | 0 | 0 | 0 | 0 | 0 | 0 | 0 | 0 | 0 | 0 | 0 | 0 | 0 | 0 | 0 | 0 | 0 | 0 | 0 | 0 | 0 | 0 | 0 | 0
Total excluding storage |  | 639315.168 | 206397.2203 | 421371.0835 | 354218.0389 | -21270.5358 | 282574.7031 | -301108.1226 | 220340.619 | -791628.9427 | 430574.0863 | 676854.3216 | 220228.0505 | 88688.4142 | 174977.8509 | 810411.7205 | 82521.6992 | 281134.3702 | 76825.388 | 244856.8724 | 395470.3502 | 223831.4182 | 28564.571 | 37846.9748 | 171849.3638 | 12436.1348
Region | Technology | 2023-24 | 2024-25 | 2025-26 | 2026-27 | 2027-28 | 2028-29 | 2029-30 | 2030-31 | 2031-32 | 2032-33 | 2033-34 | 2034-35 | 2035-36 | 2036-37 | 2037-38 | 2038-39 | 2039-40 | 2040-41 | 2041-42 | 2042-43 | 2043-44 | 2044-45 | 2045-46 | 2046-47 | 2047-48
NSW1 | Black Coal | 0 | 0 | -4488.8356 | -1.2985 | -50205.1302 | -57126.8414 | -76201.1075 | -0.15563 | -8815.1768 | -550.6118 | -5.7356e-05 | -7.2758e-05 | -0.090316 | -0.00047189 | -2.2807e-05 | -27846.6206 | -0.078264 | 0 | 0 | 0 | 0 | 0 | 0 | 0 | 0
NSW1 | Brown Coal | 0 | 0 | 0 | 0 | 0 | 0 | 0 | 0 | 0 | 0 | 0 | 0 | 0 | 0 | 0 | 0 | 0 | 0 | 0 | 0 | 0 | 0 | 0 | 0 | 0
NSW1 | CCGT | 0 | 0.097878 | 0.024282 | 0 | 0 | 0.00024662 | 0.00046087 | 5.31e-05 | 0.0001113 | 0.0033899 | 0.013572 | 5.806e-05 | 1.1707e-05 | 2.656e-05 | 0.018702 | 1.1894e-05 | 3.4879e-05 | 0.00010795 | 0.0037336 | 0.0002568 | 0.0059592 | 5.9052e-06 | 4.591e-06 | 0.0017492 | 7.0812e-06
NSW1 | Gas - Steam | 0 | 0 | 0 | 0 | 0 | 0 | 0 | 0 | 0 | 0 | 0 | 0 | 0 | 0 | 0 | 0 | 0 | 0 | 0 | 0 | 0 | 0 | 0 | 0 | 0
NSW1 | OCGT / Diesel | 0.32524 | 0.29861 | 0.0048349 | 0.0010984 | 0.00060381 | 0.00057206 | 0.0012285 | 0.0011364 | 0.0010644 | 0.00056862 | 0.0018608 | 0.0017057 | 0.0011883 | 0.0020764 | 9635.6256 | 0.0011039 | 0.0007787 | 0.0011053 | 0.0050545 | 0.00060918 | 9914.492 | 54.25 | 0.00028972 | 0.0023876 | 9.3007e-05
NSW1 | Hydro | 0 | 0 | 0 | 0 | 0 | 0 | 0 | 0 | 0 | 0 | 0 | 0 | 0 | 0 | 0 | 0 | 0 | 0 | 0 | 0 | 0 | 0 | 0 | 0 | 0
NSW1 | Hydrogen Turbine | 0 | 0 | 0 | 0 | 0 | 0 | 0 | 0 | 0 | 0 | 0 | 0 | 0 | 0 | 0 | 0 | 0 | 0 | 0 | 0 | 0 | 0 | 0 | 0 | 0
NSW1 | Wind | 303637.8418 | 0.91888 | 681928.9697 | 58300.7399 | 647184.1597 | 214690.4613 | 40925.0118 | 1.6544 | 1.4715 | 185894.3469 | 107940.6022 | 16672.2019 | 198127.6143 | 70456.2888 | 98815.7601 | 1558.0678 | 0.22453 | 4461.9946 | 18610.9851 | 23170.3209 | 20092.9645 | 0.044428 | 22067.0547 | 17458.4216 | 8125.3043
NSW1 | Solar PV | 1.0457 | 4.4048 | 140162.3616 | 0.079007 | 1.6926 | 43559.1779 | 134213.4386 | 160144.5559 | 45174.0137 | 56666.6965 | 113329.4748 | 7068.87 | 0.024546 | 68052.0258 | 104833.706 | 83956.6898 | 45823.3173 | 17040.6311 | 32103.285 | 74844.8064 | 21177.777 | 0.0011029 | 0.025819 | 15108.8301 | 39.1095
NSW1 | Grid Battery | 3.4578 | 4.1429 | 212271.1997 | 0.30307 | 75033.4463 | 92091.0118 | 15898.0937 | 0.77284 | 1.4034 | 154633.5545 | 0.18646 | 0.03641 | 78067.2897 | 0.14589 | 28171.0675 | 0.09384 | 52655.4464 | 0.10857 | 84024.1576 | 0.10262 | 0.50378 | 14329.5611 | 0.097681 | 0.19222 | 0.01669
NSW1 | Pumped Hydro | 0 | 0 | 82506.8697 | 0.047699 | 3436.3538 | 0.1052 | 0.027964 | 0.050577 | 0.0093802 | 0.034702 | 0.026644 | 0.015815 | 0.080607 | 0.03531 | 1.2712 | 0.0060816 | 0.0091708 | 0.010007 | 0.066683 | 0.0096148 | 0.0068654 | 0.23748 | 0.0020877 | 0.0056763 | 0.00050394
NSW1 | VPP | 0 | 0 | 0 | 0 | 0 | 0 | 0 | 0 | 0 | 0 | 0 | 0 | 0 | 0 | 0 | 0 | 0 | 0 | 0 | 0 | 0 | 0 | 0 | 0 | 0
Total excluding storage |  | 303639.2127 | 5.7202 | 817602.5248 | 58299.5215 | 596980.7227 | 201122.7987 | 98937.3446 | 160146.0558 | 36360.3096 | 242010.4355 | 221270.0924 | 23741.0736 | 198127.5497 | 138508.3162 | 213285.1103 | 57668.1381 | 45823.4644 | 21502.6269 | 50714.2789 | 98015.1281 | 51185.2395 | 54.2955 | 22067.0808 | 32567.2557 | 8164.4139
Region | Technology | 2023-24 | 2024-25 | 2025-26 | 2026-27 | 2027-28 | 2028-29 | 2029-30 | 2030-31 | 2031-32 | 2032-33 | 2033-34 | 2034-35 | 2035-36 | 2036-37 | 2037-38 | 2038-39 | 2039-40 | 2040-41 | 2041-42 | 2042-43 | 2043-44 | 2044-45 | 2045-46 | 2046-47 | 2047-48
QLD1 | Black Coal | 0 | 0 | -628646.4686 | -54112.1293 | -15587.4575 | -0.0017231 | -263508.3745 | -38654.4328 | -162508.5662 | -142735.1909 | -0.0028945 | -0.038273 | -141460.3601 | -9241.5478 | -0.00079341 | -114452.453 | -0.002028 | -111883.2454 | -0.1115 | -0.0010857 | -0.00024252 | -0.67193 | -0.00015014 | -0.0005477 | -0.026866
QLD1 | Brown Coal | 0 | 0 | 0 | 0 | 0 | 0 | 0 | 0 | 0 | 0 | 0 | 0 | 0 | 0 | 0 | 0 | 0 | 0 | 0 | 0 | 0 | 0 | 0 | 0 | 0
QLD1 | CCGT | 0 | 0.075393 | 0.027538 | 0.00061776 | 8.4822e-05 | 0.052538 | 2.8231e-05 | 3.7201e-05 | 8.6285e-05 | 0.00011772 | 0.012512 | 0.0032966 | 6.5415e-05 | 0.00021202 | 0.015332 | 1.0849e-05 | 0.0030299 | 1.0647e-05 | 1.3629e-05 | 0.00014148 | 0.00031782 | 3.5588e-06 | 8.6629e-06 | 0.0015689 | 1.0709e-06
QLD1 | Gas - Steam | 0 | 0 | 0 | 0 | 0 | 0 | 0 | 0 | 0 | 0 | 0 | 0 | 0 | 0 | 0 | 0 | 0 | 0 | 0 | 0 | 0 | 0 | 0 | 0 | 0
QLD1 | OCGT / Diesel | 0.20411 | 0.0094228 | 0.10122 | 0.0016321 | 0.0014211 | 0.42069 | 0.00099805 | 0.0010354 | 0.00082594 | 0.00094636 | 0.0012161 | 0.0015741 | 0.00073882 | 0.0025164 | 52592.8973 | 0.00052417 | 884.3244 | 0.00042002 | 0.00041764 | 0.00056481 | 0.050031 | 0.00026437 | 0.0003686 | 6360.1397 | 3.7979e-05
QLD1 | Hydro | 0 | 0 | 0 | 0 | 0 | 0 | 0 | 0 | 0 | 0 | 0 | 0 | 0 | 0 | 0 | 0 | 0 | 0 | 0 | 0 | 0 | 0 | 0 | 0 | 0
QLD1 | Hydrogen Turbine | 0 | 0 | 0 | 0 | 0 | 0 | 0 | 0 | 0 | 0 | 0 | 0 | 0 | 0 | 0 | 0 | 0 | 0 | 0 | 0 | 0 | 0 | 0 | 0 | 0
QLD1 | Wind | 160525.7105 | 930.1043 | 712238.1908 | 115310.3374 | 51966.6748 | 347715.9114 | 234696.214 | 140310.6655 | 4.9634 | 168243.8251 | 111289.4356 | 357.6491 | 5321.3144 | 30070.4759 | 218356.2804 | 123.7834 | 938.621 | 5106.695 | 1148.536 | 52822.3907 | 13928.8672 | 0.0025441 | 3340.2265 | 46596.653 | 0.018068
QLD1 | Solar PV | 1.3597 | 0.54552 | 1.123 | 0.052976 | 0.026693 | 2.7898 | 1.0739 | 1.105 | 70795.6574 | 43409.2391 | 61559.2788 | 93960.9671 | 0.0035844 | 0.10287 | 99823.2431 | 98378.3641 | 159079.1036 | 114014.4819 | 80946.8919 | 187960.9672 | 34886.2939 | 0.00079042 | 105.0129 | 33220.3431 | 333.3267
QLD1 | Grid Battery | 0.86241 | 0.24221 | 1.0535 | 0.9486 | 0.12435 | 147311.4914 | 0.020957 | 113112.5875 | 34676.8222 | 65143.6626 | 45603.5835 | 64571.2244 | 22426.3127 | 0.042222 | 0.08559 | 0.047962 | 59657.4241 | 0.023346 | 138612.1863 | 95717.8029 | 10816.5584 | 0.0053902 | 0.005887 | 0.011067 | 0.0018601
QLD1 | Pumped Hydro | 0 | 0 | 1.8559 | 0.57654 | 0.015274 | 5.6964 | 0.0056653 | 0.0041662 | 0.0019337 | 0.0046812 | 0.0085427 | 0.013739 | 3.2816 | 0.011092 | 61101.7425 | 0.0054894 | 26423.489 | 0.0029502 | 0.0049653 | 0.011805 | 0.0025514 | 0.0010868 | 0.00078314 | 3042.283 | 0.00014158
QLD1 | VPP | 0 | 0 | 0 | 0 | 0 | 0 | 0 | 0 | 0 | 0 | 0 | 0 | 0 | 0 | 0 | 0 | 0 | 0 | 0 | 0 | 0 | 0 | 0 | 0 | 0
Total excluding storage |  | 160527.2743 | 930.7346 | 83592.974 | 61198.2634 | 36379.2455 | 347719.1727 | -28811.0856 | 101657.3387 | -91707.9445 | 68917.8744 | 172848.7252 | 94318.5828 | -136139.0414 | 20829.0337 | 370772.4352 | -15950.3049 | 160902.05 | 7237.9318 | 82095.3168 | 240783.3576 | 48815.2113 | -0.66833 | 3445.2396 | 86177.1368 | 333.318
Region | Technology | 2023-24 | 2024-25 | 2025-26 | 2026-27 | 2027-28 | 2028-29 | 2029-30 | 2030-31 | 2031-32 | 2032-33 | 2033-34 | 2034-35 | 2035-36 | 2036-37 | 2037-38 | 2038-39 | 2039-40 | 2040-41 | 2041-42 | 2042-43 | 2043-44 | 2044-45 | 2045-46 | 2046-47 | 2047-48
VIC1 | Black Coal | 0 | 0 | 0 | 0 | 0 | 0 | 0 | 0 | 0 | 0 | 0 | 0 | 0 | 0 | 0 | 0 | 0 | 0 | 0 | 0 | 0 | 0 | 0 | 0 | 0
VIC1 | Brown Coal | 0 | 0 | -731633.5339 | -1.2952 | -922581.603 | -571672.531 | -549450.3294 | -106709.1423 | -1037764.5317 | -0.0093299 | -0.004331 | -0.0015895 | -0.091262 | -0.59681 | -0.00067238 | -1.0003 | -0.0078791 | -0.025051 | -0.012457 | -0.023429 | -0.00019948 | -0.044542 | -0.044685 | -2.7344e-05 | 0
VIC1 | CCGT | 0 | 0.082858 | 0.011928 | 0.026523 | 0.00013857 | 0.0057474 | 0.0074046 | 3.9039e-05 | 1.376e-05 | 5.9561e-05 | 8.7212e-05 | 0.010534 | 6.089e-05 | 2.05e-05 | 0.017588 | 1.9556e-05 | 0.00062799 | 0.0041093 | 0.0037591 | 0.00044636 | 0.020768 | 0.00015866 | 0.00012718 | 0.00020494 | 6.958e-05
VIC1 | Gas - Steam | 0 | 0 | 0 | 0 | 0 | 0 | 0 | 0 | 0 | 0 | 0 | 0 | 0 | 0 | 0 | 0 | 0 | 0 | 0 | 0 | 0 | 0 | 0 | 0 | 0
VIC1 | OCGT / Diesel | 0.50659 | 0.0020038 | 0.0032218 | 0.015564 | 0.00083659 | 0.0018954 | 0.001166 | 0.00093033 | 0.00069785 | 0.00096383 | 0.0011123 | 0.0021196 | 13597.9914 | 0.0010649 | 8191.8121 | 0.0006016 | 0.003727 | 0.080786 | 16469.0366 | 0.00056619 | 7023.3125 | 20227.5609 | 0.00016141 | 0.00028423 | 0.00035565
VIC1 | Hydro | 0 | 0 | 0 | 0 | 0 | 0 | 0 | 0 | 0 | 0 | 0 | 0 | 0 | 0 | 0 | 0 | 0 | 0 | 0 | 0 | 0 | 0 | 0 | 0 | 0
VIC1 | Hydrogen Turbine | 0 | 0 | 0 | 0 | 0 | 0 | 0 | 0 | 0 | 0 | 0 | 0 | 0 | 0 | 0 | 0 | 0 | 0 | 0 | 0 | 0 | 0 | 0 | 0 | 0
VIC1 | Wind | 7.6363 | 145171.9325 | 197274.6887 | 135298.2985 | 207157.5179 | 73985.6827 | 76244.4691 | 59044.6343 | 95013.4959 | 0.042803 | 247722.1334 | 0.070392 | 0.0093223 | 0.065013 | 50230.9354 | 18.4469 | 4328.518 | 2474.6129 | 0.018058 | 10659.5807 | 3166.8222 | 0.024522 | 9507.7039 | 18692.5449 | 348.218
VIC1 | Solar PV | 1.196 | 0.38175 | 0.5504 | 1.6744 | 0.005309 | 0.011595 | 0.01697 | 0.31647 | 1.2963 | 84809.7613 | 0.01509 | 47596.422 | 0.0063218 | 11140.7493 | 60180.0129 | 3920.5911 | 35909.346 | 1044.8557 | 50619.4078 | 764.0559 | 58654.9237 | 0.0060117 | 2826.8396 | 5520.2487 | 0.0028095
VIC1 | Grid Battery | 1.3476 | 0.54014 | 0.023512 | 14524.7234 | 0.032395 | 0.001772 | 40572.144 | 32456.8696 | 0.041112 | 25060.8094 | 0.030187 | 0.013431 | 71660.3421 | 0.050169 | 37061.9487 | 0.040439 | 19011.648 | 477.0005 | 25964.6373 | 0.028382 | 7824.3074 | 19575.662 | 0.011952 | 810.9011 | 406.3266
VIC1 | Pumped Hydro | 0 | 0 | 0.97588 | 2.318 | 0.0093575 | 0.0076695 | 0.011504 | 0.0060044 | 0.0025144 | 0.0054442 | 0.007203 | 0.0090078 | 0.17983 | 0.030428 | 0.66945 | 0.0054581 | 0.0069023 | 0.0066362 | 0.45357 | 0.0062648 | 0.0074487 | 1910.3386 | 0.0039565 | 0.002308 | 0.002311
VIC1 | VPP | 0 | 0 | 0 | 0 | 0 | 0 | 0 | 0 | 0 | 0 | 0 | 0 | 0 | 0 | 0 | 0 | 0 | 0 | 0 | 0 | 0 | 0 | 0 | 0 | 0
Total excluding storage |  | 9.339 | 145172.3991 | -534358.2796 | 135298.7198 | -715424.0788 | -497686.8291 | -473205.8347 | -47664.1905 | -942749.7388 | 84809.7958 | 247722.1453 | 47596.5035 | 13597.9158 | 11140.2186 | 118602.7772 | 3938.0383 | 40237.8604 | 3519.5285 | 67088.4537 | 11423.6141 | 68845.079 | 20227.547 | 12334.4991 | 24212.7941 | 348.2213
Region | Technology | 2023-24 | 2024-25 | 2025-26 | 2026-27 | 2027-28 | 2028-29 | 2029-30 | 2030-31 | 2031-32 | 2032-33 | 2033-34 | 2034-35 | 2035-36 | 2036-37 | 2037-38 | 2038-39 | 2039-40 | 2040-41 | 2041-42 | 2042-43 | 2043-44 | 2044-45 | 2045-46 | 2046-47 | 2047-48
SA1 | Black Coal | 0 | 0 | 0 | 0 | 0 | 0 | 0 | 0 | 0 | 0 | 0 | 0 | 0 | 0 | 0 | 0 | 0 | 0 | 0 | 0 | 0 | 0 | 0 | 0 | 0
SA1 | Brown Coal | 0 | 0 | 0 | 0 | 0 | 0 | 0 | 0 | 0 | 0 | 0 | 0 | 0 | 0 | 0 | 0 | 0 | 0 | 0 | 0 | 0 | 0 | 0 | 0 | 0
SA1 | CCGT | 0 | 0.076436 | 0.0069273 | 4.5663e-05 | 0.00062734 | 0.0061938 | 0.00016031 | 0.0042765 | 0.00010762 | 0.0050048 | 0.0028262 | 0.0086469 | 0.00015583 | 3.0602e-05 | 0.011601 | 1.2641e-05 | 7.7312e-05 | 3.8424e-05 | 1.884e-05 | 0.00010631 | 0.0041429 | 9.6669e-06 | 2.8666e-06 | 2.5712e-05 | 2.1351e-06
SA1 | Gas - Steam | 0 | 0 | 0 | 0 | 0 | 0 | 0 | 0 | 0 | 0 | 0 | 0 | 0 | 0 | 0 | 0 | 0 | 0 | 0 | 0 | 0 | 0 | 0 | 0 | 0
SA1 | OCGT / Diesel | 0.24423 | 0.0014104 | 0.0023718 | 0.0018529 | 0.0062108 | 0.0084505 | 0.0075537 | 0.012292 | 0.0094517 | 0.028467 | 0.0022058 | 0.0068621 | 0.2945 | 0.0012138 | 0.31816 | 0.0008259 | 0.00129 | 0.0013455 | 0.00060156 | 0.00065807 | 4316.0663 | 1917.3737 | 0.00018114 | 0.00015778 | 6.1921e-05
SA1 | Hydro | 0 | 0 | 0 | 0 | 0 | 0 | 0 | 0 | 0 | 0 | 0 | 0 | 0 | 0 | 0 | 0 | 0 | 0 | 0 | 0 | 0 | 0 | 0 | 0 | 0
SA1 | Hydrogen Turbine | 0 | 0 | 0 | 0 | 0 | 0 | 0 | 0 | 0 | 0 | 0 | 0 | 0 | 0 | 0 | 0 | 0 | 0 | 0 | 0 | 0 | 0 | 0 | 0 | 0
SA1 | Wind | 24187.4852 | 60287.5373 | 45630.1585 | 98784.2627 | 29280.0884 | 160223.5201 | 20636.459 | 390.2219 | 24129.2894 | 1.9085 | 35013.2715 | 0.042219 | 13101.5047 | 4500.1443 | 42891.6091 | 36865.6348 | 10.0325 | 2240.1633 | 0.0075535 | 45248.1832 | 7923.3412 | 5795.8609 | 0.048084 | 19261.5288 | 3590.1717
SA1 | Solar PV | 2.2114 | 0.091183 | 1.0517 | 0.0053907 | 0.13058 | 0.27538 | 0.074725 | 1.3718 | 0.0099398 | 34832.8063 | 0.0063434 | 54571.5629 | 0.0018611 | 0.087903 | 64859.2733 | 0.12415 | 34160.7393 | 42324.9947 | 44958.6797 | 0.03163 | 42746.3584 | 569.7839 | 0.00071212 | 8403.1774 | 0.00064928
SA1 | Grid Battery | 1.1259 | 0.090713 | 0.33485 | 0.45612 | 0.65353 | 0.0019027 | 0.29428 | 2.8409 | 903.3723 | 102477.8224 | 0.034157 | 0.01689 | 42996.7966 | 0.079168 | 48620.6181 | 0.040798 | 601.0912 | 25600.642 | 40067.8913 | 0.025301 | 9775.4891 | 14722.6523 | 0.022283 | 0.010268 | 0.005161
SA1 | Pumped Hydro | 0 | 0 | 0.74034 | 0.13134 | 0.13052 | 0.012999 | 0.041273 | 0.10267 | 0.0068484 | 0.029716 | 0.020994 | 0.014471 | 0.094391 | 0.011418 | 0.10534 | 0.0048128 | 0.013526 | 0.030529 | 0.049896 | 0.0089986 | 0.015889 | 0.039405 | 0.0021368 | 0.001188 | 0.00051243
SA1 | VPP | 0 | 0 | 0 | 0 | 0 | 0 | 0 | 0 | 0 | 0 | 0 | 0 | 0 | 0 | 0 | 0 | 0 | 0 | 0 | 0 | 0 | 0 | 0 | 0 | 0
Total excluding storage |  | 24189.9408 | 60287.7063 | 45631.2194 | 98784.27 | 29280.2258 | 160223.8101 | 20636.5415 | 391.6103 | 24129.3089 | 34834.7482 | 35013.2829 | 54571.6206 | 13101.8013 | 4500.2335 | 107751.2121 | 36865.7597 | 34170.7731 | 44565.1593 | 44958.6879 | 45248.2156 | 54985.77 | 8283.0185 | 0.04898 | 27664.7064 | 3590.1725
Region | Technology | 2023-24 | 2024-25 | 2025-26 | 2026-27 | 2027-28 | 2028-29 | 2029-30 | 2030-31 | 2031-32 | 2032-33 | 2033-34 | 2034-35 | 2035-36 | 2036-37 | 2037-38 | 2038-39 | 2039-40 | 2040-41 | 2041-42 | 2042-43 | 2043-44 | 2044-45 | 2045-46 | 2046-47 | 2047-48
TAS1 | Black Coal | 0 | 0 | 0 | 0 | 0 | 0 | 0 | 0 | 0 | 0 | 0 | 0 | 0 | 0 | 0 | 0 | 0 | 0 | 0 | 0 | 0 | 0 | 0 | 0 | 0
TAS1 | Brown Coal | 0 | 0 | 0 | 0 | 0 | 0 | 0 | 0 | 0 | 0 | 0 | 0 | 0 | 0 | 0 | 0 | 0 | 0 | 0 | 0 | 0 | 0 | 0 | 0 | 0
TAS1 | CCGT | 0 | 0.046027 | 0.0027194 | 0.0022239 | 0.001844 | 0.0024644 | 0.0032305 | 0.0026614 | 0.003913 | 0.0044374 | 0.00024452 | 0.0024795 | 0.00015475 | 7.1271e-05 | 0.0037188 | 5.976e-05 | 0.00011318 | 1.2701e-05 | 0.00039164 | 8.25e-05 | 0.00086606 | 0.001345 | 1.2017e-05 | 2.0809e-05 | 7.1113e-06
TAS1 | Gas - Steam | 0 | 0 | 0 | 0 | 0 | 0 | 0 | 0 | 0 | 0 | 0 | 0 | 0 | 0 | 0 | 0 | 0 | 0 | 0 | 0 | 0 | 0 | 0 | 0 | 0
TAS1 | OCGT / Diesel | 0.18916 | 0.0098456 | 0.0097411 | 0.011155 | 0.0083204 | 0.0089829 | 0.011457 | 0.0086521 | 0.0095132 | 0.034082 | 0.00167 | 0.0023186 | 0.1792 | 0.0010343 | 0.04113 | 0.00085146 | 0.0011996 | 0.00099281 | 0.045104 | 0.00066068 | 0.00062313 | 0.097784 | 0.00022546 | 0.00017948 | 8.8106e-05
TAS1 | Hydro | 0 | 0 | 0 | 0 | 0 | 0 | 0 | 0 | 0 | 0 | 0 | 0 | 0 | 0 | 0 | 0 | 0 | 0 | 0 | 0 | 0 | 0 | 0 | 0 | 0
TAS1 | Hydrogen Turbine | 0 | 0 | 0 | 0 | 0 | 0 | 0 | 0 | 0 | 0 | 0 | 0 | 0 | 0 | 0 | 0 | 0 | 0 | 0 | 0 | 0 | 0 | 0 | 0 | 0
TAS1 | Wind | 150948.8313 | 0.39769 | 8902.5313 | 637.1412 | 31513.3321 | 71195.7374 | 81334.8661 | 5809.6486 | 182339.0818 | 0.98492 | 0.070378 | 0.032457 | 0.0073745 | 0.03744 | 0.063709 | 0.049763 | 0.031577 | 0.039081 | 0.0079506 | 0.025147 | 0.013764 | 0.023116 | 0.10539 | 1227.47 | 0.0086014
TAS1 | Solar PV | 0.3807 | 0.20662 | 0.10109 | 0.10965 | 0.0066972 | 0.0019591 | 0.030974 | 0.14481 | 0.026902 | 0.20889 | 0.0034846 | 0.23278 | 0.0020029 | 0.010383 | 0.077095 | 0.017282 | 0.18937 | 0.10135 | 0.081671 | 0.0088831 | 0.10317 | 0.25605 | 0.00081917 | 0.00047969 | 0.0004914
TAS1 | Grid Battery | 0.7125 | 0.11852 | 0.17243 | 0.16318 | 0.19834 | 0.0024347 | 0.28099 | 0.50264 | 1.2108 | 0.80217 | 0.020268 | 0.011768 | 0.023073 | 0.025389 | 0.45186 | 0.022769 | 0.024094 | 0.017794 | 0.024256 | 0.013425 | 0.12874 | 0.25896 | 0.0080531 | 0.0087487 | 0.038626
TAS1 | Pumped Hydro | 0 | 0 | 1.5545 | 0.23047 | 0.22886 | 0.23162 | 0.87337 | 1.1601 | 7694.8553 | 39209.019 | 0.034087 | 0.024109 | 13398.975 | 0.016239 | 10043.227 | 0.012237 | 0.012918 | 0.00463 | 0.01478 | 0.0068784 | 0.0074386 | 157.8581 | 0.0016665 | 0.0017287 | 0.0019579
TAS1 | VPP | 0 | 0 | 0 | 0 | 0 | 0 | 0 | 0 | 0 | 0 | 0 | 0 | 0 | 0 | 0 | 0 | 0 | 0 | 0 | 0 | 0 | 0 | 0 | 0 | 0
Total excluding storage |  | 150949.4012 | 0.66019 | 8902.6448 | 637.2642 | 31513.3489 | 71195.7508 | 81334.9117 | 5809.8048 | 182339.1222 | 1.2323 | 0.075777 | 0.27003 | 0.18874 | 0.048928 | 0.18565 | 0.067956 | 0.22226 | 0.14144 | 0.13512 | 0.034773 | 0.11842 | 0.3783 | 0.10644 | 1227.4707 | 0.009188

## Option 2_Fuel Cost
Fuel cost by technology ($000s) - Option 2, Step Change Scenario
Fuel | Real June 2021 dollars discounted to 1 July 2021
Explicitly modelled generation
Region | Technology | 2023-24 | 2024-25 | 2025-26 | 2026-27 | 2027-28 | 2028-29 | 2029-30 | 2030-31 | 2031-32 | 2032-33 | 2033-34 | 2034-35 | 2035-36 | 2036-37 | 2037-38 | 2038-39 | 2039-40 | 2040-41 | 2041-42 | 2042-43 | 2043-44 | 2044-45 | 2045-46 | 2046-47 | 2047-48
NEM | Black Coal | 1536359.264 | 1442857.682 | 1039780.7845 | 890588.5505 | 768516.59 | 702814.1892 | 534642.4918 | 455781.7305 | 399751.3531 | 347556.7351 | 222954.8628 | 213582.3739 | 153398.2395 | 132465.2023 | 124322.4127 | 62118.1794 | 58864.0019 | 1.2298 | 1.051 | 0.88609 | 0.79103 | 0.27739 | 0.21344 | 0.16315 | 0.11786
NEM | Brown Coal | 202295.747 | 175768.959 | 116835.2796 | 103522.4998 | 77071.6421 | 59174.3645 | 39580.3256 | 34188.3971 | 0.36181 | 0.35128 | 0.33794 | 0.32927 | 0.28543 | 0.24716 | 0.24192 | 0.18636 | 0.17049 | 0.15974 | 0.14853 | 0.13993 | 0.13196 | 0.10926 | 0.020579 | 0.027635 | 0
NEM | CCGT | 143118.5377 | 124344.4606 | 238209.7311 | 204434.771 | 213045.8717 | 193081.6461 | 230548.0417 | 224770.9509 | 235829.8713 | 198527.7315 | 255985.5589 | 273791.4702 | 199142.086 | 177331.1193 | 120389.7738 | 150253.8382 | 118966.2865 | 124225.4324 | 107227.5017 | 115699.5368 | 77157.2327 | 61754.0061 | 30687.5113 | 21428.61 | 20014.0052
NEM | Gas - Steam | 10948.643 | 12676.1375 | 40214.888 | 22930.737 | 26395.755 | 39597.001 | 17978.6672 | 59094.387 | 40497.858 | 31062.099 | 30720.91 | 69804.542 | 18928.362 | 24329.814 | 28697.332 | 33882.52 | 0 | 0 | 0 | 0 | 0 | 0 | 0 | 0 | 0
NEM | OCGT / Diesel | 16820.4363 | 16341.9672 | 37797.9694 | 28350.9098 | 33150.0511 | 44508.4524 | 24600.5879 | 49383.8558 | 45018.3004 | 44780.9597 | 69288.4448 | 139696.2074 | 98662.0636 | 128937.2715 | 132905.1701 | 202224.4028 | 278969.6529 | 483599.6366 | 264110.957 | 323043.2451 | 512096.2972 | 330384.6101 | 382077.3179 | 463911.7409 | 400647.731
NEM | Hydro | 0 | 0 | 0 | 0 | 0 | 0 | 0 | 0 | 0 | 0 | 0 | 0 | 0 | 0 | 0 | 0 | 0 | 0 | 0 | 0 | 0 | 0 | 0 | 0 | 0
NEM | Hydrogen Turbine | 0 | 0 | 0 | 0 | 0 | 0 | 0 | 0 | 0 | 0 | 0 | 0 | 0 | 0 | 0 | 0 | 0 | 0 | 0 | 0 | 0 | 0 | 0 | 0 | 0
NEM | Wind | 0 | 0 | 0 | 0 | 0 | 0 | 0 | 0 | 0 | 0 | 0 | 0 | 0 | 0 | 0 | 0 | 0 | 0 | 0 | 0 | 0 | 0 | 0 | 0 | 0
NEM | Solar PV | 0 | 0 | 0 | 0 | 0 | 0 | 0 | 0 | 0 | 0 | 0 | 0 | 0 | 0 | 0 | 0 | 0 | 0 | 0 | 0 | 0 | 0 | 0 | 0 | 0
NEM | Grid Battery | 0 | 0 | 0 | 0 | 0 | 0 | 0 | 0 | 0 | 0 | 0 | 0 | 0 | 0 | 0 | 0 | 0 | 0 | 0 | 0 | 0 | 0 | 0 | 0 | 0
NEM | Pumped Hydro | 0 | 0 | 0 | 0 | 0 | 0 | 0 | 0 | 0 | 0 | 0 | 0 | 0 | 0 | 0 | 0 | 0 | 0 | 0 | 0 | 0 | 0 | 0 | 0 | 0
NEM | VPP | 0 | 0 | 0 | 0 | 0 | 0 | 0 | 0 | 0 | 0 | 0 | 0 | 0 | 0 | 0 | 0 | 0 | 0 | 0 | 0 | 0 | 0 | 0 | 0 | 0
Total excluding storage |  | 1909542.628 | 1771989.2063 | 1472838.6525 | 1249827.468 | 1118179.9097 | 1039175.6533 | 847350.1143 | 823219.3213 | 721097.7447 | 621927.8765 | 578950.1145 | 696874.9229 | 470131.0366 | 463063.6542 | 406314.9305 | 448479.1268 | 456800.1118 | 607826.4586 | 371339.6583 | 438743.8079 | 589254.4528 | 392139.0028 | 412765.0632 | 485340.5417 | 420661.8541
Region | Technology | 2023-24 | 2024-25 | 2025-26 | 2026-27 | 2027-28 | 2028-29 | 2029-30 | 2030-31 | 2031-32 | 2032-33 | 2033-34 | 2034-35 | 2035-36 | 2036-37 | 2037-38 | 2038-39 | 2039-40 | 2040-41 | 2041-42 | 2042-43 | 2043-44 | 2044-45 | 2045-46 | 2046-47 | 2047-48
NSW1 | Black Coal | 835024.08 | 770059.498 | 535214.2385 | 455814.928 | 388419.1152 | 357073.6747 | 293776.0878 | 247100.8844 | 229320.756 | 211479.3117 | 97049.024 | 93996.44 | 77460.44 | 62241.53 | 64014.146 | 31294.955 | 27771.4935 | 0 | 0 | 0 | 0 | 0 | 0 | 0 | 0
NSW1 | Brown Coal | 0 | 0 | 0 | 0 | 0 | 0 | 0 | 0 | 0 | 0 | 0 | 0 | 0 | 0 | 0 | 0 | 0 | 0 | 0 | 0 | 0 | 0 | 0 | 0 | 0
NSW1 | CCGT | 1193.8718 | 1565.0195 | 39677.5788 | 30037.548 | 32291.2953 | 28361.3005 | 42343.3791 | 42581.1439 | 47547.4795 | 33742.5404 | 54692.1184 | 60614.4663 | 35822.1365 | 36740.0843 | 35073.8603 | 47841.2116 | 38760.7106 | 37005.2966 | 31440.0637 | 37228.7837 | 0.35155 | 0.31604 | 0.30454 | 0.33618 | 0.31714
NSW1 | Gas - Steam | 0 | 0 | 0 | 0 | 0 | 0 | 0 | 0 | 0 | 0 | 0 | 0 | 0 | 0 | 0 | 0 | 0 | 0 | 0 | 0 | 0 | 0 | 0 | 0 | 0
NSW1 | OCGT / Diesel | 678.251 | 846.473 | 4840.8803 | 3920.6064 | 1861.5341 | 741.9137 | 149.7548 | 2620.0356 | 925.6928 | 4035.9096 | 10419.439 | 36394.5759 | 20272.134 | 33869.3262 | 16299.7715 | 50394.3384 | 68329.9484 | 165180.4939 | 68580.0859 | 78123.063 | 170195.37 | 81526.7458 | 98383.9665 | 107567.8048 | 106004.5085
NSW1 | Hydro | 0 | 0 | 0 | 0 | 0 | 0 | 0 | 0 | 0 | 0 | 0 | 0 | 0 | 0 | 0 | 0 | 0 | 0 | 0 | 0 | 0 | 0 | 0 | 0 | 0
NSW1 | Hydrogen Turbine | 0 | 0 | 0 | 0 | 0 | 0 | 0 | 0 | 0 | 0 | 0 | 0 | 0 | 0 | 0 | 0 | 0 | 0 | 0 | 0 | 0 | 0 | 0 | 0 | 0
NSW1 | Wind | 0 | 0 | 0 | 0 | 0 | 0 | 0 | 0 | 0 | 0 | 0 | 0 | 0 | 0 | 0 | 0 | 0 | 0 | 0 | 0 | 0 | 0 | 0 | 0 | 0
NSW1 | Solar PV | 0 | 0 | 0 | 0 | 0 | 0 | 0 | 0 | 0 | 0 | 0 | 0 | 0 | 0 | 0 | 0 | 0 | 0 | 0 | 0 | 0 | 0 | 0 | 0 | 0
NSW1 | Grid Battery | 0 | 0 | 0 | 0 | 0 | 0 | 0 | 0 | 0 | 0 | 0 | 0 | 0 | 0 | 0 | 0 | 0 | 0 | 0 | 0 | 0 | 0 | 0 | 0 | 0
NSW1 | Pumped Hydro | 0 | 0 | 0 | 0 | 0 | 0 | 0 | 0 | 0 | 0 | 0 | 0 | 0 | 0 | 0 | 0 | 0 | 0 | 0 | 0 | 0 | 0 | 0 | 0 | 0
NSW1 | VPP | 0 | 0 | 0 | 0 | 0 | 0 | 0 | 0 | 0 | 0 | 0 | 0 | 0 | 0 | 0 | 0 | 0 | 0 | 0 | 0 | 0 | 0 | 0 | 0 | 0
Total excluding storage |  | 836896.2028 | 772470.9905 | 579732.6976 | 489773.0824 | 422571.9446 | 386176.8889 | 336269.2217 | 292302.064 | 277793.9283 | 249257.7617 | 162160.5814 | 191005.4822 | 133554.7105 | 132850.9404 | 115387.7778 | 129530.5051 | 134862.1525 | 202185.7905 | 100020.1496 | 115351.8467 | 170195.7215 | 81527.0618 | 98384.2711 | 107568.141 | 106004.8256
Region | Technology | 2023-24 | 2024-25 | 2025-26 | 2026-27 | 2027-28 | 2028-29 | 2029-30 | 2030-31 | 2031-32 | 2032-33 | 2033-34 | 2034-35 | 2035-36 | 2036-37 | 2037-38 | 2038-39 | 2039-40 | 2040-41 | 2041-42 | 2042-43 | 2043-44 | 2044-45 | 2045-46 | 2046-47 | 2047-48
QLD1 | Black Coal | 701335.184 | 672798.184 | 504566.546 | 434773.6225 | 380097.4748 | 345740.5145 | 240866.404 | 208680.8461 | 170430.5971 | 136077.4233 | 125905.8388 | 119585.9339 | 75937.7995 | 70223.6723 | 60308.2667 | 30823.2244 | 31092.5084 | 1.2298 | 1.051 | 0.88609 | 0.79103 | 0.27739 | 0.21344 | 0.16315 | 0.11786
QLD1 | Brown Coal | 0 | 0 | 0 | 0 | 0 | 0 | 0 | 0 | 0 | 0 | 0 | 0 | 0 | 0 | 0 | 0 | 0 | 0 | 0 | 0 | 0 | 0 | 0 | 0 | 0
QLD1 | CCGT | 66381.5394 | 63719.7275 | 123889.5793 | 131468.4169 | 126114.2434 | 101452.4905 | 136987.4174 | 119769.2951 | 138938.6985 | 122093.6856 | 153365.5309 | 152926.8048 | 129465.0555 | 101603.6559 | 85315.0531 | 102411.7988 | 80204.7798 | 87219.3622 | 75786.6824 | 78470.0169 | 77155.9 | 61752.7716 | 30686.3273 | 21427.4064 | 20012.866
QLD1 | Gas - Steam | 0 | 0 | 0 | 0 | 0 | 0 | 0 | 0 | 0 | 0 | 0 | 0 | 0 | 0 | 0 | 0 | 0 | 0 | 0 | 0 | 0 | 0 | 0 | 0 | 0
QLD1 | OCGT / Diesel | 187.9658 | 0.44444 | 1316.3033 | 3829.0633 | 1918.9319 | 1083.3682 | 2954.6325 | 7862.9618 | 13036.5164 | 10190.9882 | 24074.4366 | 27302.7767 | 27663.2606 | 41461.8713 | 37101.0571 | 69709.3133 | 77023.2826 | 162209.3197 | 74144.4314 | 107261.9435 | 108230.7335 | 72151.2821 | 99216.1908 | 126978.3152 | 104440.1363
QLD1 | Hydro | 0 | 0 | 0 | 0 | 0 | 0 | 0 | 0 | 0 | 0 | 0 | 0 | 0 | 0 | 0 | 0 | 0 | 0 | 0 | 0 | 0 | 0 | 0 | 0 | 0
QLD1 | Hydrogen Turbine | 0 | 0 | 0 | 0 | 0 | 0 | 0 | 0 | 0 | 0 | 0 | 0 | 0 | 0 | 0 | 0 | 0 | 0 | 0 | 0 | 0 | 0 | 0 | 0 | 0
QLD1 | Wind | 0 | 0 | 0 | 0 | 0 | 0 | 0 | 0 | 0 | 0 | 0 | 0 | 0 | 0 | 0 | 0 | 0 | 0 | 0 | 0 | 0 | 0 | 0 | 0 | 0
QLD1 | Solar PV | 0 | 0 | 0 | 0 | 0 | 0 | 0 | 0 | 0 | 0 | 0 | 0 | 0 | 0 | 0 | 0 | 0 | 0 | 0 | 0 | 0 | 0 | 0 | 0 | 0
QLD1 | Grid Battery | 0 | 0 | 0 | 0 | 0 | 0 | 0 | 0 | 0 | 0 | 0 | 0 | 0 | 0 | 0 | 0 | 0 | 0 | 0 | 0 | 0 | 0 | 0 | 0 | 0
QLD1 | Pumped Hydro | 0 | 0 | 0 | 0 | 0 | 0 | 0 | 0 | 0 | 0 | 0 | 0 | 0 | 0 | 0 | 0 | 0 | 0 | 0 | 0 | 0 | 0 | 0 | 0 | 0
QLD1 | VPP | 0 | 0 | 0 | 0 | 0 | 0 | 0 | 0 | 0 | 0 | 0 | 0 | 0 | 0 | 0 | 0 | 0 | 0 | 0 | 0 | 0 | 0 | 0 | 0 | 0
Total excluding storage |  | 767904.6893 | 736518.3559 | 629772.4285 | 570071.1026 | 508130.65 | 448276.3731 | 380808.4539 | 336313.103 | 322405.8119 | 268362.0972 | 303345.8063 | 299815.5155 | 233066.1156 | 213289.1996 | 182724.3769 | 202944.3365 | 188320.5708 | 249429.9117 | 149932.1648 | 185732.8465 | 185387.4245 | 133904.3311 | 129902.7315 | 148405.8847 | 124453.1202
Region | Technology | 2023-24 | 2024-25 | 2025-26 | 2026-27 | 2027-28 | 2028-29 | 2029-30 | 2030-31 | 2031-32 | 2032-33 | 2033-34 | 2034-35 | 2035-36 | 2036-37 | 2037-38 | 2038-39 | 2039-40 | 2040-41 | 2041-42 | 2042-43 | 2043-44 | 2044-45 | 2045-46 | 2046-47 | 2047-48
VIC1 | Black Coal | 0 | 0 | 0 | 0 | 0 | 0 | 0 | 0 | 0 | 0 | 0 | 0 | 0 | 0 | 0 | 0 | 0 | 0 | 0 | 0 | 0 | 0 | 0 | 0 | 0
VIC1 | Brown Coal | 202295.747 | 175768.959 | 116835.2796 | 103522.4998 | 77071.6421 | 59174.3645 | 39580.3256 | 34188.3971 | 0.36181 | 0.35128 | 0.33794 | 0.32927 | 0.28543 | 0.24716 | 0.24192 | 0.18636 | 0.17049 | 0.15974 | 0.14853 | 0.13993 | 0.13196 | 0.10926 | 0.020579 | 0.027635 | 0
VIC1 | CCGT | 0 | 0.25644 | 0.29673 | 0.35728 | 0.34769 | 0.36285 | 0.36391 | 0.35239 | 0.32644 | 0.31193 | 0.30186 | 0.34369 | 0.31585 | 0.30414 | 0.38438 | 0.37293 | 0.35906 | 0.3659 | 0.36966 | 0.36503 | 0.5742 | 0.52383 | 0.50392 | 0.50421 | 0.47869
VIC1 | Gas - Steam | 1547.146 | 1830.2305 | 19005.41 | 11815.12 | 16594.408 | 28185.484 | 13943.49 | 44843.296 | 25750.814 | 21491.394 | 19339.792 | 32869.374 | 18928.362 | 24329.814 | 28697.332 | 33882.52 | 0 | 0 | 0 | 0 | 0 | 0 | 0 | 0 | 0
VIC1 | OCGT / Diesel | 2496.3436 | 1613.7254 | 9840.4863 | 9523.0207 | 11911.7395 | 24156.272 | 7744.067 | 16306.6776 | 12676.7198 | 16773.0704 | 15919.5639 | 45203.6316 | 30484.1838 | 31728.7857 | 51683.9781 | 50816.4102 | 94460.5489 | 117777.6282 | 96206.479 | 110238.8078 | 182445.4852 | 151918.4268 | 161811.0162 | 210183.2472 | 174831.3579
VIC1 | Hydro | 0 | 0 | 0 | 0 | 0 | 0 | 0 | 0 | 0 | 0 | 0 | 0 | 0 | 0 | 0 | 0 | 0 | 0 | 0 | 0 | 0 | 0 | 0 | 0 | 0
VIC1 | Hydrogen Turbine | 0 | 0 | 0 | 0 | 0 | 0 | 0 | 0 | 0 | 0 | 0 | 0 | 0 | 0 | 0 | 0 | 0 | 0 | 0 | 0 | 0 | 0 | 0 | 0 | 0
VIC1 | Wind | 0 | 0 | 0 | 0 | 0 | 0 | 0 | 0 | 0 | 0 | 0 | 0 | 0 | 0 | 0 | 0 | 0 | 0 | 0 | 0 | 0 | 0 | 0 | 0 | 0
VIC1 | Solar PV | 0 | 0 | 0 | 0 | 0 | 0 | 0 | 0 | 0 | 0 | 0 | 0 | 0 | 0 | 0 | 0 | 0 | 0 | 0 | 0 | 0 | 0 | 0 | 0 | 0
VIC1 | Grid Battery | 0 | 0 | 0 | 0 | 0 | 0 | 0 | 0 | 0 | 0 | 0 | 0 | 0 | 0 | 0 | 0 | 0 | 0 | 0 | 0 | 0 | 0 | 0 | 0 | 0
VIC1 | Pumped Hydro | 0 | 0 | 0 | 0 | 0 | 0 | 0 | 0 | 0 | 0 | 0 | 0 | 0 | 0 | 0 | 0 | 0 | 0 | 0 | 0 | 0 | 0 | 0 | 0 | 0
VIC1 | VPP | 0 | 0 | 0 | 0 | 0 | 0 | 0 | 0 | 0 | 0 | 0 | 0 | 0 | 0 | 0 | 0 | 0 | 0 | 0 | 0 | 0 | 0 | 0 | 0 | 0
Total excluding storage |  | 206339.2366 | 179213.1713 | 145681.4726 | 124860.9978 | 105578.1373 | 111516.4834 | 61268.2465 | 95338.723 | 38428.2221 | 38265.1276 | 35259.9957 | 78073.6785 | 49413.1471 | 56059.151 | 80381.9364 | 84699.4895 | 94461.0784 | 117778.1538 | 96206.9972 | 110239.3127 | 182446.1914 | 151919.0598 | 161811.5407 | 210183.7791 | 174831.8365
Region | Technology | 2023-24 | 2024-25 | 2025-26 | 2026-27 | 2027-28 | 2028-29 | 2029-30 | 2030-31 | 2031-32 | 2032-33 | 2033-34 | 2034-35 | 2035-36 | 2036-37 | 2037-38 | 2038-39 | 2039-40 | 2040-41 | 2041-42 | 2042-43 | 2043-44 | 2044-45 | 2045-46 | 2046-47 | 2047-48
SA1 | Black Coal | 0 | 0 | 0 | 0 | 0 | 0 | 0 | 0 | 0 | 0 | 0 | 0 | 0 | 0 | 0 | 0 | 0 | 0 | 0 | 0 | 0 | 0 | 0 | 0 | 0
SA1 | Brown Coal | 0 | 0 | 0 | 0 | 0 | 0 | 0 | 0 | 0 | 0 | 0 | 0 | 0 | 0 | 0 | 0 | 0 | 0 | 0 | 0 | 0 | 0 | 0 | 0 | 0
SA1 | CCGT | 75543.1265 | 59059.29 | 74642.1072 | 42928.2795 | 54639.8165 | 63267.3218 | 51216.7049 | 62419.9796 | 49343.1772 | 42690.9926 | 47927.4139 | 60249.6555 | 33854.39 | 38986.8946 | 0.28122 | 0.26955 | 0.25747 | 0.24278 | 0.22538 | 0.21769 | 0.25042 | 0.22917 | 0.21844 | 0.21187 | 0.19926
SA1 | Gas - Steam | 9401.497 | 10845.907 | 21209.478 | 11115.617 | 9801.347 | 11411.517 | 4035.1772 | 14251.091 | 14747.044 | 9570.705 | 11381.118 | 36935.168 | 0 | 0 | 0 | 0 | 0 | 0 | 0 | 0 | 0 | 0 | 0 | 0 | 0
SA1 | OCGT / Diesel | 13457.6326 | 13881.081 | 21799.5271 | 11043.3378 | 17445.3313 | 18507.262 | 13615.0898 | 22381.8174 | 18062.2129 | 13233.2508 | 18809.3448 | 29712.6132 | 19271.6261 | 20942.3779 | 26705.662 | 30502.0261 | 36013.7529 | 37699.2686 | 24875.6129 | 27015.7696 | 50819.0988 | 24567.0482 | 22403.5222 | 18975.7127 | 15190.2836
SA1 | Hydro | 0 | 0 | 0 | 0 | 0 | 0 | 0 | 0 | 0 | 0 | 0 | 0 | 0 | 0 | 0 | 0 | 0 | 0 | 0 | 0 | 0 | 0 | 0 | 0 | 0
SA1 | Hydrogen Turbine | 0 | 0 | 0 | 0 | 0 | 0 | 0 | 0 | 0 | 0 | 0 | 0 | 0 | 0 | 0 | 0 | 0 | 0 | 0 | 0 | 0 | 0 | 0 | 0 | 0
SA1 | Wind | 0 | 0 | 0 | 0 | 0 | 0 | 0 | 0 | 0 | 0 | 0 | 0 | 0 | 0 | 0 | 0 | 0 | 0 | 0 | 0 | 0 | 0 | 0 | 0 | 0
SA1 | Solar PV | 0 | 0 | 0 | 0 | 0 | 0 | 0 | 0 | 0 | 0 | 0 | 0 | 0 | 0 | 0 | 0 | 0 | 0 | 0 | 0 | 0 | 0 | 0 | 0 | 0
SA1 | Grid Battery | 0 | 0 | 0 | 0 | 0 | 0 | 0 | 0 | 0 | 0 | 0 | 0 | 0 | 0 | 0 | 0 | 0 | 0 | 0 | 0 | 0 | 0 | 0 | 0 | 0
SA1 | Pumped Hydro | 0 | 0 | 0 | 0 | 0 | 0 | 0 | 0 | 0 | 0 | 0 | 0 | 0 | 0 | 0 | 0 | 0 | 0 | 0 | 0 | 0 | 0 | 0 | 0 | 0
SA1 | VPP | 0 | 0 | 0 | 0 | 0 | 0 | 0 | 0 | 0 | 0 | 0 | 0 | 0 | 0 | 0 | 0 | 0 | 0 | 0 | 0 | 0 | 0 | 0 | 0 | 0
Total excluding storage |  | 98402.2561 | 83786.278 | 117651.1123 | 65087.2343 | 81886.4948 | 93186.1008 | 68866.9719 | 99052.8879 | 82152.4341 | 65494.9484 | 78117.8767 | 126897.4367 | 53126.0161 | 59929.2724 | 26705.9432 | 30502.2956 | 36014.0104 | 37699.5114 | 24875.8383 | 27015.9873 | 50819.3493 | 24567.2774 | 22403.7406 | 18975.9246 | 15190.4829
Region | Technology | 2023-24 | 2024-25 | 2025-26 | 2026-27 | 2027-28 | 2028-29 | 2029-30 | 2030-31 | 2031-32 | 2032-33 | 2033-34 | 2034-35 | 2035-36 | 2036-37 | 2037-38 | 2038-39 | 2039-40 | 2040-41 | 2041-42 | 2042-43 | 2043-44 | 2044-45 | 2045-46 | 2046-47 | 2047-48
TAS1 | Black Coal | 0 | 0 | 0 | 0 | 0 | 0 | 0 | 0 | 0 | 0 | 0 | 0 | 0 | 0 | 0 | 0 | 0 | 0 | 0 | 0 | 0 | 0 | 0 | 0 | 0
TAS1 | Brown Coal | 0 | 0 | 0 | 0 | 0 | 0 | 0 | 0 | 0 | 0 | 0 | 0 | 0 | 0 | 0 | 0 | 0 | 0 | 0 | 0 | 0 | 0 | 0 | 0 | 0
TAS1 | CCGT | 0 | 0.16713 | 0.16908 | 0.16938 | 0.1688 | 0.17054 | 0.17645 | 0.1799 | 0.18973 | 0.20093 | 0.19394 | 0.19992 | 0.18815 | 0.18035 | 0.19478 | 0.1853 | 0.17959 | 0.16495 | 0.16057 | 0.15343 | 0.15652 | 0.1654 | 0.15712 | 0.15127 | 0.14405
TAS1 | Gas - Steam | 0 | 0 | 0 | 0 | 0 | 0 | 0 | 0 | 0 | 0 | 0 | 0 | 0 | 0 | 0 | 0 | 0 | 0 | 0 | 0 | 0 | 0 | 0 | 0 | 0
TAS1 | OCGT / Diesel | 0.24319 | 0.2434 | 0.77248 | 34.8816 | 12.5142 | 19.6366 | 137.0439 | 212.3634 | 317.1586 | 547.7406 | 65.6604 | 1082.6101 | 970.8591 | 934.9104 | 1114.7013 | 802.3148 | 3142.1201 | 732.9262 | 304.3478 | 403.6612 | 405.6097 | 221.1073 | 262.6222 | 206.661 | 181.4448
TAS1 | Hydro | 0 | 0 | 0 | 0 | 0 | 0 | 0 | 0 | 0 | 0 | 0 | 0 | 0 | 0 | 0 | 0 | 0 | 0 | 0 | 0 | 0 | 0 | 0 | 0 | 0
TAS1 | Hydrogen Turbine | 0 | 0 | 0 | 0 | 0 | 0 | 0 | 0 | 0 | 0 | 0 | 0 | 0 | 0 | 0 | 0 | 0 | 0 | 0 | 0 | 0 | 0 | 0 | 0 | 0
TAS1 | Wind | 0 | 0 | 0 | 0 | 0 | 0 | 0 | 0 | 0 | 0 | 0 | 0 | 0 | 0 | 0 | 0 | 0 | 0 | 0 | 0 | 0 | 0 | 0 | 0 | 0
TAS1 | Solar PV | 0 | 0 | 0 | 0 | 0 | 0 | 0 | 0 | 0 | 0 | 0 | 0 | 0 | 0 | 0 | 0 | 0 | 0 | 0 | 0 | 0 | 0 | 0 | 0 | 0
TAS1 | Grid Battery | 0 | 0 | 0 | 0 | 0 | 0 | 0 | 0 | 0 | 0 | 0 | 0 | 0 | 0 | 0 | 0 | 0 | 0 | 0 | 0 | 0 | 0 | 0 | 0 | 0
TAS1 | Pumped Hydro | 0 | 0 | 0 | 0 | 0 | 0 | 0 | 0 | 0 | 0 | 0 | 0 | 0 | 0 | 0 | 0 | 0 | 0 | 0 | 0 | 0 | 0 | 0 | 0 | 0
TAS1 | VPP | 0 | 0 | 0 | 0 | 0 | 0 | 0 | 0 | 0 | 0 | 0 | 0 | 0 | 0 | 0 | 0 | 0 | 0 | 0 | 0 | 0 | 0 | 0 | 0 | 0
Total excluding storage |  | 0.24319 | 0.41053 | 0.94156 | 35.051 | 12.683 | 19.8071 | 137.2203 | 212.5433 | 317.3483 | 547.9416 | 65.8543 | 1082.81 | 971.0472 | 935.0908 | 1114.8961 | 802.5001 | 3142.2997 | 733.0912 | 304.5084 | 403.8146 | 405.7662 | 221.2727 | 262.7793 | 206.8122 | 181.5888

## Option 2_Build Cost
New generation build cost (CAPEX) by technology ($000s) - Option 2, Step Change Scenario
CAPEX (Install) | Real June 2021 dollars discounted to 1 July 2021. The total capital costs are annualised for modelling purposes.
Explicitly modelled generation
Region | Technology | 2023-24 | 2024-25 | 2025-26 | 2026-27 | 2027-28 | 2028-29 | 2029-30 | 2030-31 | 2031-32 | 2032-33 | 2033-34 | 2034-35 | 2035-36 | 2036-37 | 2037-38 | 2038-39 | 2039-40 | 2040-41 | 2041-42 | 2042-43 | 2043-44 | 2044-45 | 2045-46 | 2046-47 | 2047-48
NEM | Black Coal | 0 | 0 | 0 | 0 | 0 | 0 | 0 | 0 | 0 | 0 | 0 | 0 | 0 | 0 | 0 | 0 | 0 | 0 | 0 | 0 | 0 | 0 | 0 | 0 | 0
NEM | Brown Coal | 0 | 0 | 0 | 0 | 0 | 0 | 0 | 0 | 0 | 0 | 0 | 0 | 0 | 0 | 0 | 0 | 0 | 0 | 0 | 0 | 0 | 0 | 0 | 0 | 0
NEM | CCGT | 0 | 5.0337 | 0.97399 | 0.38672 | 0.035887 | 0.89089 | 0.14811 | 0.093584 | 0.055981 | 0.17105 | 0.38233 | 0.3264 | 0.0058677 | 0.0047144 | 0.86754 | 0.0014903 | 0.050375 | 0.054717 | 0.1012 | 0.013236 | 0.40871 | 0.019626 | 0.0019715 | 0.045493 | 0.0010991
NEM | Gas - Steam | 0 | 0 | 0 | 0 | 0 | 0 | 0 | 0 | 0 | 0 | 0 | 0 | 0 | 0 | 0 | 0 | 0 | 0 | 0 | 0 | 0 | 0 | 0 | 0 | 0
NEM | OCGT / Diesel | 12.3318 | 2.587 | 1.0105 | 0.28042 | 0.1514 | 3.5563 | 0.18855 | 0.20362 | 0.18076 | 0.53871 | 0.066651 | 0.12695 | 100071.4289 | 0.065325 | 512747.2322 | 0.031575 | 6429.3204 | 0.79534 | 119921.6392 | 0.025146 | 152049.0766 | 160709.896 | 0.0098853 | 45697.0876 | 0.005251
NEM | Hydro | 0 | 0 | 0 | 0 | 0 | 0 | 0 | 0 | 0 | 0 | 0 | 0 | 0 | 0 | 0 | 0 | 0 | 0 | 0 | 0 | 0 | 0 | 0 | 0 | 0
NEM | Hydrogen Turbine | 0 | 0 | 0 | 0 | 0 | 0 | 0 | 0 | 0 | 0 | 0 | 0 | 0 | 0 | 0 | 0 | 0 | 0 | 0 | 0 | 0 | 0 | 0 | 0 | 0
NEM | Wind | 4191403.0115 | 1334207.7015 | 10369691.0854 | 2591316.5249 | 6059111.2664 | 5469915.4139 | 2837950.8493 | 1271668.9104 | 1889862.8064 | 2195881.7615 | 3079035.922 | 100143.0725 | 1267816.8781 | 622715.1522 | 2425418.0305 | 225007.2429 | 31845.1415 | 84474.6619 | 121040.2761 | 754405.1019 | 266206.1879 | 32303.6281 | 197809.735 | 570897.0321 | 66389.3302
NEM | Solar PV | 31.5511 | 26.5094 | 628695.8201 | 9.1358 | 8.0603 | 182024.6188 | 548697.1806 | 641706.6147 | 463774.3091 | 907852.2083 | 675123.2416 | 801603.7951 | 0.16232 | 281467.922 | 1197375.1819 | 600046.4671 | 880898.4844 | 550996.8817 | 733880.3145 | 873438.4768 | 571289.753 | 1759.4029 | 10815.4723 | 224869.4372 | 1135.1974
NEM | Grid Battery | 44.3143 | 28.0825 | 1092282.5005 | 73876.6358 | 352386.6818 | 1120182.5367 | 244051.5722 | 590290.0231 | 136886.7753 | 1298014.2977 | 169575.2801 | 236784.8667 | 767266.6927 | 1.2276 | 395292.7372 | 0.84594 | 439333.0423 | 86247.9425 | 933804.7343 | 306711.0023 | 89676.9402 | 149949.1071 | 0.4374 | 2440.6645 | 1201.928
NEM | Pumped Hydro | 0 | 0 | 944463.5004 | 38.4809 | 42043.8363 | 74.4545 | 8.0613 | 11.3999 | 54224.2132 | 276286.3818 | 1.2365 | 0.96235 | 94469.5939 | 1.3651 | 859517.5552 | 0.37754 | 339005.4304 | 0.7578 | 7.9763 | 0.55804 | 0.56185 | 29020.335 | 0.12912 | 38559.6947 | 0.0555
NEM | VPP | 0 | 0 | 0 | 0 | 0 | 0 | 0 | 0 | 0 | 0 | 0 | 0 | 0 | 0 | 0 | 0 | 0 | 0 | 0 | 0 | 0 | 0 | 0 | 0 | 0
Total excluding storage |  | 4191446.8945 | 1334241.8316 | 10998388.89 | 2591326.3278 | 6059119.514 | 5651944.48 | 3386648.3665 | 1913375.8223 | 2353637.3523 | 3103734.6795 | 3754159.6126 | 901747.321 | 1367888.4752 | 904183.1443 | 4135541.3121 | 825053.7431 | 919172.9967 | 635472.3936 | 974842.3311 | 1627843.617 | 989545.4263 | 194772.9466 | 208625.2191 | 841463.6025 | 67524.5339
Region | Technology | 2023-24 | 2024-25 | 2025-26 | 2026-27 | 2027-28 | 2028-29 | 2029-30 | 2030-31 | 2031-32 | 2032-33 | 2033-34 | 2034-35 | 2035-36 | 2036-37 | 2037-38 | 2038-39 | 2039-40 | 2040-41 | 2041-42 | 2042-43 | 2043-44 | 2044-45 | 2045-46 | 2046-47 | 2047-48
NSW1 | Black Coal | 0 | 0 | 0 | 0 | 0 | 0 | 0 | 0 | 0 | 0 | 0 | 0 | 0 | 0 | 0 | 0 | 0 | 0 | 0 | 0 | 0 | 0 | 0 | 0 | 0
NSW1 | Brown Coal | 0 | 0 | 0 | 0 | 0 | 0 | 0 | 0 | 0 | 0 | 0 | 0 | 0 | 0 | 0 | 0 | 0 | 0 | 0 | 0 | 0 | 0 | 0 | 0 | 0
NSW1 | CCGT | 0 | 1.2933 | 0.32032 | 0 | 0 | 0.0032334 | 0.0060325 | 0.00069388 | 0.0014512 | 0.044123 | 0.17626 | 0.00075273 | 0.00015143 | 0.00034299 | 0.2411 | 0.00015298 | 0.00044786 | 0.0013837 | 0.04775 | 0.0032786 | 0.075952 | 7.5091e-05 | 5.8278e-05 | 0.022166 | 8.9528e-05
NSW1 | Gas - Steam | 0 | 0 | 0 | 0 | 0 | 0 | 0 | 0 | 0 | 0 | 0 | 0 | 0 | 0 | 0 | 0 | 0 | 0 | 0 | 0 | 0 | 0 | 0 | 0 | 0
NSW1 | OCGT / Diesel | 2.6744 | 2.3938 | 0.039989 | 0.0087301 | 0.0051649 | 0.005113 | 0.010056 | 0.0092572 | 0.0086923 | 0.0051444 | 0.0149 | 0.014377 | 0.01073 | 0.016761 | 68672.2679 | 0.0085331 | 0.0067138 | 0.0090929 | 0.045928 | 0.0049697 | 69892.4885 | 381.5965 | 0.0022402 | 0.018405 | 0.0007453
NSW1 | Hydro | 0 | 0 | 0 | 0 | 0 | 0 | 0 | 0 | 0 | 0 | 0 | 0 | 0 | 0 | 0 | 0 | 0 | 0 | 0 | 0 | 0 | 0 | 0 | 0 | 0
NSW1 | Hydrogen Turbine | 0 | 0 | 0 | 0 | 0 | 0 | 0 | 0 | 0 | 0 | 0 | 0 | 0 | 0 | 0 | 0 | 0 | 0 | 0 | 0 | 0 | 0 | 0 | 0 | 0
NSW1 | Wind | 1901899.636 | 4.8901 | 4196484.6254 | 373419.6451 | 4018908.9091 | 1311881.0264 | 270486.1432 | 9.2063 | 8.3644 | 1203792.7926 | 692435.3769 | 97901.0962 | 1156889.22 | 408887.0688 | 570258.2119 | 9668.0807 | 0.56627 | 27318.448 | 114898.8638 | 138660.449 | 121789.3262 | 0.22996 | 123966.0726 | 103617.7776 | 45284.4715
NSW1 | Solar PV | 5.0488 | 20.3428 | 628682.4223 | 0.34529 | 7.2933 | 182010.7722 | 548692.2551 | 641694.1445 | 182578.1343 | 220204.6687 | 436495.0582 | 26796.606 | 0.10182 | 240561.1009 | 352473.1218 | 268072.5001 | 142691.1133 | 53178.7403 | 128556.0772 | 299990.0944 | 68808.8387 | 0.0039633 | 0.084658 | 61066.6157 | 118.0576
NSW1 | Grid Battery | 20.2401 | 22.572 | 1092274.1854 | 1.4994 | 352381.8126 | 422967.3165 | 67733.9095 | 3.199 | 5.5468 | 571367.9575 | 0.69562 | 0.13434 | 274408.9501 | 0.51427 | 96125.4259 | 0.31738 | 172903.2771 | 0.35449 | 267268.1669 | 0.32252 | 1.5523 | 43370.0076 | 0.28907 | 0.55701 | 0.047317
NSW1 | Pumped Hydro | 0 | 0 | 944404.1648 | 0.5452 | 42039.4705 | 1.2996 | 0.33203 | 0.58458 | 0.11597 | 0.40991 | 0.3231 | 0.19848 | 1.1111 | 0.46015 | 17.8225 | 0.070432 | 0.10371 | 0.11113 | 0.93765 | 0.11738 | 0.090806 | 3.6027 | 0.025177 | 0.081438 | 0.0056965
NSW1 | VPP | 0 | 0 | 0 | 0 | 0 | 0 | 0 | 0 | 0 | 0 | 0 | 0 | 0 | 0 | 0 | 0 | 0 | 0 | 0 | 0 | 0 | 0 | 0 | 0 | 0
Total excluding storage |  | 1901907.3592 | 28.9201 | 4825167.4081 | 373419.9991 | 4018916.2076 | 1493891.8069 | 819178.4144 | 641703.3608 | 182586.5088 | 1423997.5105 | 1128930.6263 | 124697.7173 | 1156889.3327 | 649448.1868 | 991403.8427 | 277740.5895 | 142691.6867 | 80497.1987 | 243455.0347 | 438650.5516 | 260490.7294 | 381.8305 | 123966.1596 | 164684.4339 | 45402.5299
Region | Technology | 2023-24 | 2024-25 | 2025-26 | 2026-27 | 2027-28 | 2028-29 | 2029-30 | 2030-31 | 2031-32 | 2032-33 | 2033-34 | 2034-35 | 2035-36 | 2036-37 | 2037-38 | 2038-39 | 2039-40 | 2040-41 | 2041-42 | 2042-43 | 2043-44 | 2044-45 | 2045-46 | 2046-47 | 2047-48
QLD1 | Black Coal | 0 | 0 | 0 | 0 | 0 | 0 | 0 | 0 | 0 | 0 | 0 | 0 | 0 | 0 | 0 | 0 | 0 | 0 | 0 | 0 | 0 | 0 | 0 | 0 | 0
QLD1 | Brown Coal | 0 | 0 | 0 | 0 | 0 | 0 | 0 | 0 | 0 | 0 | 0 | 0 | 0 | 0 | 0 | 0 | 0 | 0 | 0 | 0 | 0 | 0 | 0 | 0 | 0
QLD1 | CCGT | 0 | 1.0086 | 0.3678 | 0.0082329 | 0.0011286 | 0.69748 | 0.00037417 | 0.00049223 | 0.0011392 | 0.0015517 | 0.16455 | 0.043283 | 0.00085696 | 0.0027728 | 0.20018 | 0.00014133 | 0.039405 | 0.00013823 | 0.00017654 | 0.0018296 | 0.004103 | 4.584e-05 | 0.00011139 | 0.02014 | 1.3716e-05
QLD1 | Gas - Steam | 0 | 0 | 0 | 0 | 0 | 0 | 0 | 0 | 0 | 0 | 0 | 0 | 0 | 0 | 0 | 0 | 0 | 0 | 0 | 0 | 0 | 0 | 0 | 0 | 0
QLD1 | OCGT / Diesel | 1.7391 | 0.080141 | 0.83942 | 0.013754 | 0.012108 | 3.386 | 0.0083615 | 0.0087196 | 0.0069779 | 0.0079998 | 0.010315 | 0.01335 | 0.0060289 | 0.02094 | 383978.703 | 0.0043699 | 6429.2622 | 0.0034836 | 0.0034583 | 0.0046633 | 0.46908 | 0.0021653 | 0.0030359 | 45697.0641 | 0.00031324
QLD1 | Hydro | 0 | 0 | 0 | 0 | 0 | 0 | 0 | 0 | 0 | 0 | 0 | 0 | 0 | 0 | 0 | 0 | 0 | 0 | 0 | 0 | 0 | 0 | 0 | 0 | 0
QLD1 | Hydrogen Turbine | 0 | 0 | 0 | 0 | 0 | 0 | 0 | 0 | 0 | 0 | 0 | 0 | 0 | 0 | 0 | 0 | 0 | 0 | 0 | 0 | 0 | 0 | 0 | 0 | 0
QLD1 | Wind | 1074821.3405 | 6175.9536 | 4539541.6415 | 720461.2849 | 340526.3392 | 2205194.9646 | 1426657.1414 | 857651.0592 | 28.7547 | 992071.7741 | 661011.482 | 2241.3517 | 33173.6561 | 186389.1733 | 1305315.7041 | 759.6074 | 5335.8705 | 29907.7989 | 6141.2788 | 296165.2831 | 82376.6463 | 0.014886 | 19541.6982 | 254257.4058 | 0.098168
QLD1 | Solar PV | 6.8853 | 2.6536 | 5.2253 | 0.24291 | 0.11695 | 12.5874 | 4.3666 | 4.533 | 281190.1823 | 170731.3445 | 238628.071 | 352229.1037 | 0.014164 | 0.36522 | 392131.7326 | 317398.2937 | 500273.3452 | 354827.4301 | 253293.5963 | 570695.2838 | 110224.0051 | 0.0030293 | 322.5893 | 118107.6242 | 1017.1242
QLD1 | Grid Battery | 5.1251 | 1.344 | 5.5309 | 4.7676 | 0.59618 | 697215.1909 | 0.092797 | 458402.378 | 133400.7591 | 245582.0871 | 169574.2576 | 236784.5727 | 80508.4649 | 0.15325 | 0.3029 | 0.16632 | 200362.8142 | 0.078699 | 451284.0943 | 306710.4619 | 34103.6091 | 0.01682 | 0.018092 | 0.033321 | 0.0054667
QLD1 | Pumped Hydro | 0 | 0 | 21.6081 | 6.6012 | 0.18202 | 70.9573 | 0.066043 | 0.050005 | 0.023002 | 0.056003 | 0.1044 | 0.17018 | 42.375 | 0.13575 | 786522.5673 | 0.062673 | 339004.9242 | 0.03408 | 0.057545 | 0.14124 | 0.030087 | 0.012456 | 0.0091559 | 38559.5525 | 0.001532
QLD1 | VPP | 0 | 0 | 0 | 0 | 0 | 0 | 0 | 0 | 0 | 0 | 0 | 0 | 0 | 0 | 0 | 0 | 0 | 0 | 0 | 0 | 0 | 0 | 0 | 0 | 0
Total excluding storage |  | 1074829.9648 | 6179.6959 | 4539548.0741 | 720461.5498 | 340526.4694 | 2205211.6354 | 1426661.5168 | 857655.6014 | 281218.9451 | 1162803.1281 | 899639.7279 | 354470.5121 | 33173.6772 | 186389.5622 | 2081426.3398 | 318157.9056 | 512038.5173 | 384735.2327 | 259434.8787 | 866860.5734 | 192601.1246 | 0.020127 | 19864.2907 | 418062.1143 | 1017.2227
Region | Technology | 2023-24 | 2024-25 | 2025-26 | 2026-27 | 2027-28 | 2028-29 | 2029-30 | 2030-31 | 2031-32 | 2032-33 | 2033-34 | 2034-35 | 2035-36 | 2036-37 | 2037-38 | 2038-39 | 2039-40 | 2040-41 | 2041-42 | 2042-43 | 2043-44 | 2044-45 | 2045-46 | 2046-47 | 2047-48
VIC1 | Black Coal | 0 | 0 | 0 | 0 | 0 | 0 | 0 | 0 | 0 | 0 | 0 | 0 | 0 | 0 | 0 | 0 | 0 | 0 | 0 | 0 | 0 | 0 | 0 | 0 | 0
VIC1 | Brown Coal | 0 | 0 | 0 | 0 | 0 | 0 | 0 | 0 | 0 | 0 | 0 | 0 | 0 | 0 | 0 | 0 | 0 | 0 | 0 | 0 | 0 | 0 | 0 | 0 | 0
VIC1 | CCGT | 0 | 1.0919 | 0.15693 | 0.34817 | 0.001816 | 0.075153 | 0.09666 | 0.00050875 | 0.00017891 | 0.00077314 | 0.0011295 | 0.1362 | 0.0007855 | 0.00026401 | 0.22611 | 0.00025084 | 0.0080415 | 0.052531 | 0.047944 | 0.0056831 | 0.26396 | 0.002012 | 0.00161 | 0.0025898 | 0.00087724
VIC1 | Gas - Steam | 0 | 0 | 0 | 0 | 0 | 0 | 0 | 0 | 0 | 0 | 0 | 0 | 0 | 0 | 0 | 0 | 0 | 0 | 0 | 0 | 0 | 0 | 0 | 0 | 0
VIC1 | OCGT / Diesel | 4.2271 | 0.017271 | 0.027831 | 0.1483 | 0.0071987 | 0.016343 | 0.010021 | 0.0079025 | 0.0058677 | 0.0081463 | 0.0093565 | 0.017846 | 100067.6778 | 0.0088793 | 60093.4463 | 0.0049846 | 0.030898 | 0.76332 | 119921.2253 | 0.0046817 | 50978.4572 | 146506.9072 | 0.0013219 | 0.0024077 | 0.0029619
VIC1 | Hydro | 0 | 0 | 0 | 0 | 0 | 0 | 0 | 0 | 0 | 0 | 0 | 0 | 0 | 0 | 0 | 0 | 0 | 0 | 0 | 0 | 0 | 0 | 0 | 0 | 0
VIC1 | Hydrogen Turbine | 0 | 0 | 0 | 0 | 0 | 0 | 0 | 0 | 0 | 0 | 0 | 0 | 0 | 0 | 0 | 0 | 0 | 0 | 0 | 0 | 0 | 0 | 0 | 0 | 0
VIC1 | Wind | 48.5675 | 940844.1816 | 1282188.6809 | 860357.6775 | 1312666.2478 | 464220.5341 | 473342.3467 | 374503.2279 | 566481.8313 | 0.17776 | 1516254.2402 | 0.27643 | 0.033802 | 0.24937 | 300709.5269 | 112.8894 | 26451.8893 | 14987.4694 | 0.050574 | 63337.028 | 17527.3138 | 0.1041 | 54301.0825 | 104383.721 | 1924.6449
VIC1 | Solar PV | 6.2885 | 1.9586 | 2.6657 | 7.962 | 0.027231 | 0.056799 | 0.080177 | 1.4331 | 5.8187 | 374797.348 | 0.067777 | 200357.7317 | 0.028821 | 40906.0825 | 224070.6956 | 14575.1791 | 125051.0856 | 3793.0897 | 203606.5793 | 2752.9527 | 248063.4686 | 0.025086 | 10492.7918 | 19947.7231 | 0.010789
VIC1 | Grid Battery | 8.0153 | 3.004 | 0.12381 | 73867.2587 | 0.15667 | 0.0085138 | 176315.0171 | 131870.6221 | 0.16208 | 94734.4336 | 0.11677 | 0.05098 | 257994.4113 | 0.18209 | 129621.0358 | 0.14073 | 64048.0597 | 1582.4383 | 84802.0824 | 0.091942 | 24750.1354 | 60916.0208 | 0.03689 | 2440.0168 | 1201.746
VIC1 | Pumped Hydro | 0 | 0 | 12.0977 | 27.3126 | 0.12567 | 0.099639 | 0.15441 | 0.079651 | 0.030968 | 0.071645 | 0.095502 | 0.12118 | 2.6256 | 0.43115 | 9.7781 | 0.067282 | 0.086331 | 0.081378 | 5.8586 | 0.077429 | 0.096708 | 27606.6701 | 0.048748 | 0.02816 | 0.024923
VIC1 | VPP | 0 | 0 | 0 | 0 | 0 | 0 | 0 | 0 | 0 | 0 | 0 | 0 | 0 | 0 | 0 | 0 | 0 | 0 | 0 | 0 | 0 | 0 | 0 | 0 | 0
Total excluding storage |  | 59.0831 | 940847.2494 | 1282191.5314 | 860366.136 | 1312666.2841 | 464220.6824 | 473342.5336 | 374504.6695 | 566487.6561 | 374797.5346 | 1516254.3185 | 200358.1622 | 100067.7412 | 40906.341 | 584873.895 | 14688.0737 | 151503.0138 | 18781.375 | 323527.9031 | 66089.9911 | 316569.5035 | 146507.0384 | 64793.8772 | 124331.4491 | 1924.6596
Region | Technology | 2023-24 | 2024-25 | 2025-26 | 2026-27 | 2027-28 | 2028-29 | 2029-30 | 2030-31 | 2031-32 | 2032-33 | 2033-34 | 2034-35 | 2035-36 | 2036-37 | 2037-38 | 2038-39 | 2039-40 | 2040-41 | 2041-42 | 2042-43 | 2043-44 | 2044-45 | 2045-46 | 2046-47 | 2047-48
SA1 | Black Coal | 0 | 0 | 0 | 0 | 0 | 0 | 0 | 0 | 0 | 0 | 0 | 0 | 0 | 0 | 0 | 0 | 0 | 0 | 0 | 0 | 0 | 0 | 0 | 0 | 0
SA1 | Brown Coal | 0 | 0 | 0 | 0 | 0 | 0 | 0 | 0 | 0 | 0 | 0 | 0 | 0 | 0 | 0 | 0 | 0 | 0 | 0 | 0 | 0 | 0 | 0 | 0 | 0
SA1 | CCGT | 0 | 1.0226 | 0.092523 | 0.00060854 | 0.0083468 | 0.082228 | 0.0021247 | 0.056587 | 0.0014209 | 0.065966 | 0.037168 | 0.11353 | 0.0020414 | 0.00040022 | 0.15147 | 0.00016468 | 0.0010054 | 0.00049887 | 0.00024405 | 0.0013748 | 0.053484 | 0.00012452 | 3.6861e-05 | 0.00033006 | 2.7346e-05
SA1 | Gas - Steam | 0 | 0 | 0 | 0 | 0 | 0 | 0 | 0 | 0 | 0 | 0 | 0 | 0 | 0 | 0 | 0 | 0 | 0 | 0 | 0 | 0 | 0 | 0 | 0 | 0
SA1 | OCGT / Diesel | 2.0752 | 0.011924 | 0.020374 | 0.015903 | 0.055486 | 0.072709 | 0.063506 | 0.1043 | 0.078778 | 0.23513 | 0.018124 | 0.061334 | 2.3094 | 0.010097 | 2.4775 | 0.0066064 | 0.010633 | 0.011234 | 0.0048305 | 0.005361 | 31177.6567 | 13820.6447 | 0.0014488 | 0.0012625 | 0.00050569
SA1 | Hydro | 0 | 0 | 0 | 0 | 0 | 0 | 0 | 0 | 0 | 0 | 0 | 0 | 0 | 0 | 0 | 0 | 0 | 0 | 0 | 0 | 0 | 0 | 0 | 0 | 0
SA1 | Hydrogen Turbine | 0 | 0 | 0 | 0 | 0 | 0 | 0 | 0 | 0 | 0 | 0 | 0 | 0 | 0 | 0 | 0 | 0 | 0 | 0 | 0 | 0 | 0 | 0 | 0 | 0
SA1 | Wind | 156618.6549 | 387180.1899 | 290119.3273 | 632729.4154 | 182091.4034 | 1024834.9268 | 124917.9608 | 2339.0679 | 145876.5501 | 10.9832 | 209334.558 | 0.2475 | 77753.9369 | 27438.5289 | 249134.301 | 214466.5128 | 56.7291 | 12260.8511 | 0.043076 | 256242.2077 | 44512.8534 | 32303.1868 | 0.26509 | 101226.118 | 19180.0855
SA1 | Solar PV | 11.2001 | 0.44883 | 4.9835 | 0.025576 | 0.58684 | 1.1926 | 0.32366 | 5.8207 | 0.042207 | 142117.8878 | 0.026921 | 222219.3463 | 0.0075156 | 0.327 | 228699.3122 | 0.42231 | 112882.2095 | 139197.2242 | 148423.7479 | 0.10798 | 144193.0676 | 1758.4346 | 0.0026302 | 25747.4719 | 0.0023804
SA1 | Grid Battery | 6.6899 | 0.50337 | 1.7547 | 2.2886 | 3.1546 | 0.0091118 | 1.3035 | 11.7259 | 3475.5213 | 386326.7031 | 0.13197 | 0.064032 | 154354.7815 | 0.28539 | 169544.3587 | 0.14196 | 2018.8082 | 84665.0108 | 130450.3102 | 0.082131 | 30821.2319 | 45662.2511 | 0.068491 | 0.030902 | 0.015161
SA1 | Pumped Hydro | 0 | 0 | 13.243 | 2.1981 | 2.2483 | 0.26856 | 0.71571 | 1.7576 | 0.14074 | 0.61427 | 0.44201 | 0.27557 | 1.8446 | 0.208 | 2.0576 | 0.079652 | 0.21193 | 0.49358 | 1.0004 | 0.16632 | 0.28429 | 0.78319 | 0.032487 | 0.018433 | 0.0079182
SA1 | VPP | 0 | 0 | 0 | 0 | 0 | 0 | 0 | 0 | 0 | 0 | 0 | 0 | 0 | 0 | 0 | 0 | 0 | 0 | 0 | 0 | 0 | 0 | 0 | 0 | 0
Total excluding storage |  | 156631.9302 | 387181.6733 | 290124.4237 | 632729.4575 | 182092.054 | 1024836.2744 | 124918.3501 | 2345.0496 | 145876.6725 | 142129.1721 | 209334.6402 | 222219.7687 | 77756.2559 | 27438.8664 | 477836.2421 | 214466.9419 | 112938.9502 | 151458.087 | 148423.7961 | 256242.3224 | 219883.6312 | 47882.2662 | 0.26921 | 126973.5915 | 19180.0884
Region | Technology | 2023-24 | 2024-25 | 2025-26 | 2026-27 | 2027-28 | 2028-29 | 2029-30 | 2030-31 | 2031-32 | 2032-33 | 2033-34 | 2034-35 | 2035-36 | 2036-37 | 2037-38 | 2038-39 | 2039-40 | 2040-41 | 2041-42 | 2042-43 | 2043-44 | 2044-45 | 2045-46 | 2046-47 | 2047-48
TAS1 | Black Coal | 0 | 0 | 0 | 0 | 0 | 0 | 0 | 0 | 0 | 0 | 0 | 0 | 0 | 0 | 0 | 0 | 0 | 0 | 0 | 0 | 0 | 0 | 0 | 0 | 0
TAS1 | Brown Coal | 0 | 0 | 0 | 0 | 0 | 0 | 0 | 0 | 0 | 0 | 0 | 0 | 0 | 0 | 0 | 0 | 0 | 0 | 0 | 0 | 0 | 0 | 0 | 0 | 0
TAS1 | CCGT | 0 | 0.61728 | 0.036411 | 0.02971 | 0.024596 | 0.032798 | 0.042923 | 0.035303 | 0.051791 | 0.058635 | 0.0032238 | 0.032636 | 0.0020324 | 0.00093444 | 0.048676 | 0.00078046 | 0.0014756 | 0.00016532 | 0.0050862 | 0.0010696 | 0.011209 | 0.017368 | 0.00015491 | 0.0002678 | 9.1312e-05
TAS1 | Gas - Steam | 0 | 0 | 0 | 0 | 0 | 0 | 0 | 0 | 0 | 0 | 0 | 0 | 0 | 0 | 0 | 0 | 0 | 0 | 0 | 0 | 0 | 0 | 0 | 0 | 0
TAS1 | OCGT / Diesel | 1.616 | 0.08387 | 0.082925 | 0.093734 | 0.071445 | 0.076171 | 0.096609 | 0.073445 | 0.080447 | 0.28229 | 0.013956 | 0.020046 | 1.4249 | 0.0086476 | 0.33754 | 0.0070815 | 0.010013 | 0.0082122 | 0.35971 | 0.0054707 | 0.0051804 | 0.74545 | 0.0018385 | 0.001454 | 0.00072487
TAS1 | Hydro | 0 | 0 | 0 | 0 | 0 | 0 | 0 | 0 | 0 | 0 | 0 | 0 | 0 | 0 | 0 | 0 | 0 | 0 | 0 | 0 | 0 | 0 | 0 | 0 | 0
TAS1 | Hydrogen Turbine | 0 | 0 | 0 | 0 | 0 | 0 | 0 | 0 | 0 | 0 | 0 | 0 | 0 | 0 | 0 | 0 | 0 | 0 | 0 | 0 | 0 | 0 | 0 | 0 | 0
TAS1 | Wind | 1058014.8127 | 2.4863 | 61356.8102 | 4348.5019 | 204918.3669 | 463783.9621 | 542547.2572 | 37166.349 | 1177467.306 | 6.0338 | 0.26477 | 0.10067 | 0.031353 | 0.13178 | 0.28658 | 0.1527 | 0.086339 | 0.094481 | 0.039904 | 0.13408 | 0.0482 | 0.092345 | 0.61657 | 7412.0097 | 0.030155
TAS1 | Solar PV | 2.1284 | 1.1056 | 0.5232 | 0.56005 | 0.035995 | 0.0097699 | 0.155 | 0.68332 | 0.13153 | 0.95937 | 0.017745 | 1.0074 | 0.0099991 | 0.046471 | 0.31973 | 0.071926 | 0.73084 | 0.39737 | 0.3139 | 0.037891 | 0.37297 | 0.93614 | 0.0039277 | 0.0023086 | 0.0023782
TAS1 | Grid Battery | 4.2439 | 0.6591 | 0.90563 | 0.8215 | 0.96171 | 0.011704 | 1.2494 | 2.0981 | 4.7859 | 3.1164 | 0.07818 | 0.044623 | 0.084969 | 0.092636 | 1.6139 | 0.079548 | 0.082994 | 0.060237 | 0.080471 | 0.043731 | 0.4115 | 0.81074 | 0.024851 | 0.026453 | 0.11407
TAS1 | Pumped Hydro | 0 | 0 | 12.3868 | 1.8238 | 1.8098 | 1.8294 | 6.7931 | 8.9281 | 54223.9026 | 276285.23 | 0.27149 | 0.19695 | 94421.6375 | 0.13003 | 72965.3297 | 0.097497 | 0.10416 | 0.037636 | 0.122 | 0.055678 | 0.059958 | 1409.2666 | 0.013553 | 0.01409 | 0.01543
TAS1 | VPP | 0 | 0 | 0 | 0 | 0 | 0 | 0 | 0 | 0 | 0 | 0 | 0 | 0 | 0 | 0 | 0 | 0 | 0 | 0 | 0 | 0 | 0 | 0 | 0 | 0
Total excluding storage |  | 1058018.5572 | 4.293 | 61357.4528 | 4349.1854 | 204918.4989 | 463784.0808 | 542547.5517 | 37167.141 | 1177467.5697 | 7.3341 | 0.29969 | 1.1607 | 1.4683 | 0.18784 | 0.99252 | 0.23249 | 0.82867 | 0.50023 | 0.7186 | 0.17851 | 0.43756 | 1.7913 | 0.62249 | 7412.0137 | 0.033349

## Option 2_REHAB Cost
Rehabilition cost by technology ($000s) - Option 2, Step Change Scenario
REHAB | Real June 2021 dollars discounted to 1 July 2021
Explicitly modelled generation
Region | Technology | 2023-24 | 2024-25 | 2025-26 | 2026-27 | 2027-28 | 2028-29 | 2029-30 | 2030-31 | 2031-32 | 2032-33 | 2033-34 | 2034-35 | 2035-36 | 2036-37 | 2037-38 | 2038-39 | 2039-40 | 2040-41 | 2041-42 | 2042-43 | 2043-44 | 2044-45 | 2045-46 | 2046-47 | 2047-48
NEM | Black Coal | 0 | 0 | 104746.2865 | 8953.5685 | 10753.3262 | 9301.2037 | 56006.8304 | 6395.7644 | 30787.5558 | 25993.3685 | 0.00050423 | 0.0064166 | 23583.0071 | 1529.1245 | 0.00014589 | 24607.7243 | 0.013129 | 22373.7319 | 0.018734 | 0.00020018 | 5.6204e-05 | 0.16559 | 4.3064e-05 | 0.00020942 | 0.016404
NEM | Brown Coal | 0 | 0 | 46949.7617 | 0.083113 | 59203.1159 | 36684.8845 | 35258.8535 | 6847.6477 | 66594.5377 | 0.00059871 | 0.00027793 | 0.000102 | 0.0058564 | 0.038298 | 4.3148e-05 | 0.06419 | 0.00050561 | 0.0016076 | 0.0007994 | 0.0015035 | 1.2801e-05 | 0.0028583 | 0.0028675 | 1.7547e-06 | 0
NEM | CCGT | 0 | 0 | 0 | 0 | 0 | 0 | 0 | 0 | 0 | 0 | 0 | 0 | 0 | 0 | 0 | 0 | 0 | 0 | 0 | 0 | 0 | 0 | 0 | 0 | 0
NEM | Gas - Steam | 0 | 0 | 0 | 0 | 0 | 0 | 0 | 0 | 0 | 0 | 0 | 0 | 0 | 0 | 0 | 0 | 0 | 0 | 0 | 0 | 0 | 0 | 0 | 0 | 0
NEM | OCGT / Diesel | 0 | 0 | 0 | 0 | 0 | 0 | 0 | 0 | 0 | 0 | 0 | 0 | 0 | 0 | 0 | 0 | 0 | 0 | 0 | 0 | 0 | 0 | 0 | 0 | 0
NEM | Hydro | 0 | 0 | 0 | 0 | 0 | 0 | 0 | 0 | 0 | 0 | 0 | 0 | 0 | 0 | 0 | 0 | 0 | 0 | 0 | 0 | 0 | 0 | 0 | 0 | 0
NEM | Hydrogen Turbine | 0 | 0 | 0 | 0 | 0 | 0 | 0 | 0 | 0 | 0 | 0 | 0 | 0 | 0 | 0 | 0 | 0 | 0 | 0 | 0 | 0 | 0 | 0 | 0 | 0
NEM | Wind | 0 | 0 | 0 | 0 | 0 | 0 | 0 | 0 | 0 | 0 | 0 | 0 | 0 | 0 | 0 | 0 | 0 | 0 | 0 | 0 | 0 | 0 | 0 | 0 | 0
NEM | Solar PV | 0 | 0 | 0 | 0 | 0 | 0 | 0 | 0 | 0 | 0 | 0 | 0 | 0 | 0 | 0 | 0 | 0 | 0 | 0 | 0 | 0 | 0 | 0 | 0 | 0
NEM | Grid Battery | 0 | 0 | 0 | 0 | 0 | 0 | 0 | 0 | 0 | 0 | 0 | 0 | 0 | 0 | 0 | 0 | 0 | 0 | 0 | 0 | 0 | 0 | 0 | 0 | 0
NEM | Pumped Hydro | 0 | 0 | 0 | 0 | 0 | 0 | 0 | 0 | 0 | 0 | 0 | 0 | 0 | 0 | 0 | 0 | 0 | 0 | 0 | 0 | 0 | 0 | 0 | 0 | 0
NEM | VPP | 0 | 0 | 0 | 0 | 0 | 0 | 0 | 0 | 0 | 0 | 0 | 0 | 0 | 0 | 0 | 0 | 0 | 0 | 0 | 0 | 0 | 0 | 0 | 0 | 0
Total excluding storage |  | 0 | 0 | 151696.0482 | 8953.6516 | 69956.4421 | 45986.0881 | 91265.6839 | 13243.4121 | 97382.0935 | 25993.3691 | 0.00078216 | 0.0065186 | 23583.013 | 1529.1628 | 0.00018904 | 24607.7885 | 0.013634 | 22373.7335 | 0.019533 | 0.0017037 | 6.9005e-05 | 0.16845 | 0.0029106 | 0.00021118 | 0.016404
Region | Technology | 2023-24 | 2024-25 | 2025-26 | 2026-27 | 2027-28 | 2028-29 | 2029-30 | 2030-31 | 2031-32 | 2032-33 | 2033-34 | 2034-35 | 2035-36 | 2036-37 | 2037-38 | 2038-39 | 2039-40 | 2040-41 | 2041-42 | 2042-43 | 2043-44 | 2044-45 | 2045-46 | 2046-47 | 2047-48
NSW1 | Black Coal | 0 | 0 | 730.8573 | 0.21141 | 8174.234 | 9301.2034 | 12406.8126 | 0.025339 | 1435.2579 | 89.6488 | 9.3385e-06 | 1.1846e-05 | 0.014705 | 7.6832e-05 | 3.7134e-06 | 4533.895 | 0.012743 | 0 | 0 | 0 | 0 | 0 | 0 | 0 | 0
NSW1 | Brown Coal | 0 | 0 | 0 | 0 | 0 | 0 | 0 | 0 | 0 | 0 | 0 | 0 | 0 | 0 | 0 | 0 | 0 | 0 | 0 | 0 | 0 | 0 | 0 | 0 | 0
NSW1 | CCGT | 0 | 0 | 0 | 0 | 0 | 0 | 0 | 0 | 0 | 0 | 0 | 0 | 0 | 0 | 0 | 0 | 0 | 0 | 0 | 0 | 0 | 0 | 0 | 0 | 0
NSW1 | Gas - Steam | 0 | 0 | 0 | 0 | 0 | 0 | 0 | 0 | 0 | 0 | 0 | 0 | 0 | 0 | 0 | 0 | 0 | 0 | 0 | 0 | 0 | 0 | 0 | 0 | 0
NSW1 | OCGT / Diesel | 0 | 0 | 0 | 0 | 0 | 0 | 0 | 0 | 0 | 0 | 0 | 0 | 0 | 0 | 0 | 0 | 0 | 0 | 0 | 0 | 0 | 0 | 0 | 0 | 0
NSW1 | Hydro | 0 | 0 | 0 | 0 | 0 | 0 | 0 | 0 | 0 | 0 | 0 | 0 | 0 | 0 | 0 | 0 | 0 | 0 | 0 | 0 | 0 | 0 | 0 | 0 | 0
NSW1 | Hydrogen Turbine | 0 | 0 | 0 | 0 | 0 | 0 | 0 | 0 | 0 | 0 | 0 | 0 | 0 | 0 | 0 | 0 | 0 | 0 | 0 | 0 | 0 | 0 | 0 | 0 | 0
NSW1 | Wind | 0 | 0 | 0 | 0 | 0 | 0 | 0 | 0 | 0 | 0 | 0 | 0 | 0 | 0 | 0 | 0 | 0 | 0 | 0 | 0 | 0 | 0 | 0 | 0 | 0
NSW1 | Solar PV | 0 | 0 | 0 | 0 | 0 | 0 | 0 | 0 | 0 | 0 | 0 | 0 | 0 | 0 | 0 | 0 | 0 | 0 | 0 | 0 | 0 | 0 | 0 | 0 | 0
NSW1 | Grid Battery | 0 | 0 | 0 | 0 | 0 | 0 | 0 | 0 | 0 | 0 | 0 | 0 | 0 | 0 | 0 | 0 | 0 | 0 | 0 | 0 | 0 | 0 | 0 | 0 | 0
NSW1 | Pumped Hydro | 0 | 0 | 0 | 0 | 0 | 0 | 0 | 0 | 0 | 0 | 0 | 0 | 0 | 0 | 0 | 0 | 0 | 0 | 0 | 0 | 0 | 0 | 0 | 0 | 0
NSW1 | VPP | 0 | 0 | 0 | 0 | 0 | 0 | 0 | 0 | 0 | 0 | 0 | 0 | 0 | 0 | 0 | 0 | 0 | 0 | 0 | 0 | 0 | 0 | 0 | 0 | 0
Total excluding storage |  | 0 | 0 | 730.8573 | 0.21141 | 8174.234 | 9301.2034 | 12406.8126 | 0.025339 | 1435.2579 | 89.6488 | 9.3385e-06 | 1.1846e-05 | 0.014705 | 7.6832e-05 | 3.7134e-06 | 4533.895 | 0.012743 | 0 | 0 | 0 | 0 | 0 | 0 | 0 | 0
Region | Technology | 2023-24 | 2024-25 | 2025-26 | 2026-27 | 2027-28 | 2028-29 | 2029-30 | 2030-31 | 2031-32 | 2032-33 | 2033-34 | 2034-35 | 2035-36 | 2036-37 | 2037-38 | 2038-39 | 2039-40 | 2040-41 | 2041-42 | 2042-43 | 2043-44 | 2044-45 | 2045-46 | 2046-47 | 2047-48
QLD1 | Black Coal | 0 | 0 | 104015.4292 | 8953.3571 | 2579.0922 | 0.00029714 | 43600.0178 | 6395.739 | 29352.2979 | 25903.7197 | 0.00049489 | 0.0064048 | 23582.9924 | 1529.1244 | 0.00014218 | 20073.8294 | 0.00038611 | 22373.7319 | 0.018734 | 0.00020018 | 5.6204e-05 | 0.16559 | 4.3064e-05 | 0.00020942 | 0.016404
QLD1 | Brown Coal | 0 | 0 | 0 | 0 | 0 | 0 | 0 | 0 | 0 | 0 | 0 | 0 | 0 | 0 | 0 | 0 | 0 | 0 | 0 | 0 | 0 | 0 | 0 | 0 | 0
QLD1 | CCGT | 0 | 0 | 0 | 0 | 0 | 0 | 0 | 0 | 0 | 0 | 0 | 0 | 0 | 0 | 0 | 0 | 0 | 0 | 0 | 0 | 0 | 0 | 0 | 0 | 0
QLD1 | Gas - Steam | 0 | 0 | 0 | 0 | 0 | 0 | 0 | 0 | 0 | 0 | 0 | 0 | 0 | 0 | 0 | 0 | 0 | 0 | 0 | 0 | 0 | 0 | 0 | 0 | 0
QLD1 | OCGT / Diesel | 0 | 0 | 0 | 0 | 0 | 0 | 0 | 0 | 0 | 0 | 0 | 0 | 0 | 0 | 0 | 0 | 0 | 0 | 0 | 0 | 0 | 0 | 0 | 0 | 0
QLD1 | Hydro | 0 | 0 | 0 | 0 | 0 | 0 | 0 | 0 | 0 | 0 | 0 | 0 | 0 | 0 | 0 | 0 | 0 | 0 | 0 | 0 | 0 | 0 | 0 | 0 | 0
QLD1 | Hydrogen Turbine | 0 | 0 | 0 | 0 | 0 | 0 | 0 | 0 | 0 | 0 | 0 | 0 | 0 | 0 | 0 | 0 | 0 | 0 | 0 | 0 | 0 | 0 | 0 | 0 | 0
QLD1 | Wind | 0 | 0 | 0 | 0 | 0 | 0 | 0 | 0 | 0 | 0 | 0 | 0 | 0 | 0 | 0 | 0 | 0 | 0 | 0 | 0 | 0 | 0 | 0 | 0 | 0
QLD1 | Solar PV | 0 | 0 | 0 | 0 | 0 | 0 | 0 | 0 | 0 | 0 | 0 | 0 | 0 | 0 | 0 | 0 | 0 | 0 | 0 | 0 | 0 | 0 | 0 | 0 | 0
QLD1 | Grid Battery | 0 | 0 | 0 | 0 | 0 | 0 | 0 | 0 | 0 | 0 | 0 | 0 | 0 | 0 | 0 | 0 | 0 | 0 | 0 | 0 | 0 | 0 | 0 | 0 | 0
QLD1 | Pumped Hydro | 0 | 0 | 0 | 0 | 0 | 0 | 0 | 0 | 0 | 0 | 0 | 0 | 0 | 0 | 0 | 0 | 0 | 0 | 0 | 0 | 0 | 0 | 0 | 0 | 0
QLD1 | VPP | 0 | 0 | 0 | 0 | 0 | 0 | 0 | 0 | 0 | 0 | 0 | 0 | 0 | 0 | 0 | 0 | 0 | 0 | 0 | 0 | 0 | 0 | 0 | 0 | 0
Total excluding storage |  | 0 | 0 | 104015.4292 | 8953.3571 | 2579.0922 | 0.00029714 | 43600.0178 | 6395.739 | 29352.2979 | 25903.7197 | 0.00049489 | 0.0064048 | 23582.9924 | 1529.1244 | 0.00014218 | 20073.8294 | 0.00038611 | 22373.7319 | 0.018734 | 0.00020018 | 5.6204e-05 | 0.16559 | 4.3064e-05 | 0.00020942 | 0.016404
Region | Technology | 2023-24 | 2024-25 | 2025-26 | 2026-27 | 2027-28 | 2028-29 | 2029-30 | 2030-31 | 2031-32 | 2032-33 | 2033-34 | 2034-35 | 2035-36 | 2036-37 | 2037-38 | 2038-39 | 2039-40 | 2040-41 | 2041-42 | 2042-43 | 2043-44 | 2044-45 | 2045-46 | 2046-47 | 2047-48
VIC1 | Black Coal | 0 | 0 | 0 | 0 | 0 | 0 | 0 | 0 | 0 | 0 | 0 | 0 | 0 | 0 | 0 | 0 | 0 | 0 | 0 | 0 | 0 | 0 | 0 | 0 | 0
VIC1 | Brown Coal | 0 | 0 | 46949.7617 | 0.083113 | 59203.1159 | 36684.8845 | 35258.8535 | 6847.6477 | 66594.5377 | 0.00059871 | 0.00027793 | 0.000102 | 0.0058564 | 0.038298 | 4.3148e-05 | 0.06419 | 0.00050561 | 0.0016076 | 0.0007994 | 0.0015035 | 1.2801e-05 | 0.0028583 | 0.0028675 | 1.7547e-06 | 0
VIC1 | CCGT | 0 | 0 | 0 | 0 | 0 | 0 | 0 | 0 | 0 | 0 | 0 | 0 | 0 | 0 | 0 | 0 | 0 | 0 | 0 | 0 | 0 | 0 | 0 | 0 | 0
VIC1 | Gas - Steam | 0 | 0 | 0 | 0 | 0 | 0 | 0 | 0 | 0 | 0 | 0 | 0 | 0 | 0 | 0 | 0 | 0 | 0 | 0 | 0 | 0 | 0 | 0 | 0 | 0
VIC1 | OCGT / Diesel | 0 | 0 | 0 | 0 | 0 | 0 | 0 | 0 | 0 | 0 | 0 | 0 | 0 | 0 | 0 | 0 | 0 | 0 | 0 | 0 | 0 | 0 | 0 | 0 | 0
VIC1 | Hydro | 0 | 0 | 0 | 0 | 0 | 0 | 0 | 0 | 0 | 0 | 0 | 0 | 0 | 0 | 0 | 0 | 0 | 0 | 0 | 0 | 0 | 0 | 0 | 0 | 0
VIC1 | Hydrogen Turbine | 0 | 0 | 0 | 0 | 0 | 0 | 0 | 0 | 0 | 0 | 0 | 0 | 0 | 0 | 0 | 0 | 0 | 0 | 0 | 0 | 0 | 0 | 0 | 0 | 0
VIC1 | Wind | 0 | 0 | 0 | 0 | 0 | 0 | 0 | 0 | 0 | 0 | 0 | 0 | 0 | 0 | 0 | 0 | 0 | 0 | 0 | 0 | 0 | 0 | 0 | 0 | 0
VIC1 | Solar PV | 0 | 0 | 0 | 0 | 0 | 0 | 0 | 0 | 0 | 0 | 0 | 0 | 0 | 0 | 0 | 0 | 0 | 0 | 0 | 0 | 0 | 0 | 0 | 0 | 0
VIC1 | Grid Battery | 0 | 0 | 0 | 0 | 0 | 0 | 0 | 0 | 0 | 0 | 0 | 0 | 0 | 0 | 0 | 0 | 0 | 0 | 0 | 0 | 0 | 0 | 0 | 0 | 0
VIC1 | Pumped Hydro | 0 | 0 | 0 | 0 | 0 | 0 | 0 | 0 | 0 | 0 | 0 | 0 | 0 | 0 | 0 | 0 | 0 | 0 | 0 | 0 | 0 | 0 | 0 | 0 | 0
VIC1 | VPP | 0 | 0 | 0 | 0 | 0 | 0 | 0 | 0 | 0 | 0 | 0 | 0 | 0 | 0 | 0 | 0 | 0 | 0 | 0 | 0 | 0 | 0 | 0 | 0 | 0
Total excluding storage |  | 0 | 0 | 46949.7617 | 0.083113 | 59203.1159 | 36684.8845 | 35258.8535 | 6847.6477 | 66594.5377 | 0.00059871 | 0.00027793 | 0.000102 | 0.0058564 | 0.038298 | 4.3148e-05 | 0.06419 | 0.00050561 | 0.0016076 | 0.0007994 | 0.0015035 | 1.2801e-05 | 0.0028583 | 0.0028675 | 1.7547e-06 | 0
Region | Technology | 2023-24 | 2024-25 | 2025-26 | 2026-27 | 2027-28 | 2028-29 | 2029-30 | 2030-31 | 2031-32 | 2032-33 | 2033-34 | 2034-35 | 2035-36 | 2036-37 | 2037-38 | 2038-39 | 2039-40 | 2040-41 | 2041-42 | 2042-43 | 2043-44 | 2044-45 | 2045-46 | 2046-47 | 2047-48
SA1 | Black Coal | 0 | 0 | 0 | 0 | 0 | 0 | 0 | 0 | 0 | 0 | 0 | 0 | 0 | 0 | 0 | 0 | 0 | 0 | 0 | 0 | 0 | 0 | 0 | 0 | 0
SA1 | Brown Coal | 0 | 0 | 0 | 0 | 0 | 0 | 0 | 0 | 0 | 0 | 0 | 0 | 0 | 0 | 0 | 0 | 0 | 0 | 0 | 0 | 0 | 0 | 0 | 0 | 0
SA1 | CCGT | 0 | 0 | 0 | 0 | 0 | 0 | 0 | 0 | 0 | 0 | 0 | 0 | 0 | 0 | 0 | 0 | 0 | 0 | 0 | 0 | 0 | 0 | 0 | 0 | 0
SA1 | Gas - Steam | 0 | 0 | 0 | 0 | 0 | 0 | 0 | 0 | 0 | 0 | 0 | 0 | 0 | 0 | 0 | 0 | 0 | 0 | 0 | 0 | 0 | 0 | 0 | 0 | 0
SA1 | OCGT / Diesel | 0 | 0 | 0 | 0 | 0 | 0 | 0 | 0 | 0 | 0 | 0 | 0 | 0 | 0 | 0 | 0 | 0 | 0 | 0 | 0 | 0 | 0 | 0 | 0 | 0
SA1 | Hydro | 0 | 0 | 0 | 0 | 0 | 0 | 0 | 0 | 0 | 0 | 0 | 0 | 0 | 0 | 0 | 0 | 0 | 0 | 0 | 0 | 0 | 0 | 0 | 0 | 0
SA1 | Hydrogen Turbine | 0 | 0 | 0 | 0 | 0 | 0 | 0 | 0 | 0 | 0 | 0 | 0 | 0 | 0 | 0 | 0 | 0 | 0 | 0 | 0 | 0 | 0 | 0 | 0 | 0
SA1 | Wind | 0 | 0 | 0 | 0 | 0 | 0 | 0 | 0 | 0 | 0 | 0 | 0 | 0 | 0 | 0 | 0 | 0 | 0 | 0 | 0 | 0 | 0 | 0 | 0 | 0
SA1 | Solar PV | 0 | 0 | 0 | 0 | 0 | 0 | 0 | 0 | 0 | 0 | 0 | 0 | 0 | 0 | 0 | 0 | 0 | 0 | 0 | 0 | 0 | 0 | 0 | 0 | 0
SA1 | Grid Battery | 0 | 0 | 0 | 0 | 0 | 0 | 0 | 0 | 0 | 0 | 0 | 0 | 0 | 0 | 0 | 0 | 0 | 0 | 0 | 0 | 0 | 0 | 0 | 0 | 0
SA1 | Pumped Hydro | 0 | 0 | 0 | 0 | 0 | 0 | 0 | 0 | 0 | 0 | 0 | 0 | 0 | 0 | 0 | 0 | 0 | 0 | 0 | 0 | 0 | 0 | 0 | 0 | 0
SA1 | VPP | 0 | 0 | 0 | 0 | 0 | 0 | 0 | 0 | 0 | 0 | 0 | 0 | 0 | 0 | 0 | 0 | 0 | 0 | 0 | 0 | 0 | 0 | 0 | 0 | 0
Total excluding storage |  | 0 | 0 | 0 | 0 | 0 | 0 | 0 | 0 | 0 | 0 | 0 | 0 | 0 | 0 | 0 | 0 | 0 | 0 | 0 | 0 | 0 | 0 | 0 | 0 | 0
Region | Technology | 2023-24 | 2024-25 | 2025-26 | 2026-27 | 2027-28 | 2028-29 | 2029-30 | 2030-31 | 2031-32 | 2032-33 | 2033-34 | 2034-35 | 2035-36 | 2036-37 | 2037-38 | 2038-39 | 2039-40 | 2040-41 | 2041-42 | 2042-43 | 2043-44 | 2044-45 | 2045-46 | 2046-47 | 2047-48
TAS1 | Black Coal | 0 | 0 | 0 | 0 | 0 | 0 | 0 | 0 | 0 | 0 | 0 | 0 | 0 | 0 | 0 | 0 | 0 | 0 | 0 | 0 | 0 | 0 | 0 | 0 | 0
TAS1 | Brown Coal | 0 | 0 | 0 | 0 | 0 | 0 | 0 | 0 | 0 | 0 | 0 | 0 | 0 | 0 | 0 | 0 | 0 | 0 | 0 | 0 | 0 | 0 | 0 | 0 | 0
TAS1 | CCGT | 0 | 0 | 0 | 0 | 0 | 0 | 0 | 0 | 0 | 0 | 0 | 0 | 0 | 0 | 0 | 0 | 0 | 0 | 0 | 0 | 0 | 0 | 0 | 0 | 0
TAS1 | Gas - Steam | 0 | 0 | 0 | 0 | 0 | 0 | 0 | 0 | 0 | 0 | 0 | 0 | 0 | 0 | 0 | 0 | 0 | 0 | 0 | 0 | 0 | 0 | 0 | 0 | 0
TAS1 | OCGT / Diesel | 0 | 0 | 0 | 0 | 0 | 0 | 0 | 0 | 0 | 0 | 0 | 0 | 0 | 0 | 0 | 0 | 0 | 0 | 0 | 0 | 0 | 0 | 0 | 0 | 0
TAS1 | Hydro | 0 | 0 | 0 | 0 | 0 | 0 | 0 | 0 | 0 | 0 | 0 | 0 | 0 | 0 | 0 | 0 | 0 | 0 | 0 | 0 | 0 | 0 | 0 | 0 | 0
TAS1 | Hydrogen Turbine | 0 | 0 | 0 | 0 | 0 | 0 | 0 | 0 | 0 | 0 | 0 | 0 | 0 | 0 | 0 | 0 | 0 | 0 | 0 | 0 | 0 | 0 | 0 | 0 | 0
TAS1 | Wind | 0 | 0 | 0 | 0 | 0 | 0 | 0 | 0 | 0 | 0 | 0 | 0 | 0 | 0 | 0 | 0 | 0 | 0 | 0 | 0 | 0 | 0 | 0 | 0 | 0
TAS1 | Solar PV | 0 | 0 | 0 | 0 | 0 | 0 | 0 | 0 | 0 | 0 | 0 | 0 | 0 | 0 | 0 | 0 | 0 | 0 | 0 | 0 | 0 | 0 | 0 | 0 | 0
TAS1 | Grid Battery | 0 | 0 | 0 | 0 | 0 | 0 | 0 | 0 | 0 | 0 | 0 | 0 | 0 | 0 | 0 | 0 | 0 | 0 | 0 | 0 | 0 | 0 | 0 | 0 | 0
TAS1 | Pumped Hydro | 0 | 0 | 0 | 0 | 0 | 0 | 0 | 0 | 0 | 0 | 0 | 0 | 0 | 0 | 0 | 0 | 0 | 0 | 0 | 0 | 0 | 0 | 0 | 0 | 0
TAS1 | VPP | 0 | 0 | 0 | 0 | 0 | 0 | 0 | 0 | 0 | 0 | 0 | 0 | 0 | 0 | 0 | 0 | 0 | 0 | 0 | 0 | 0 | 0 | 0 | 0 | 0
Total excluding storage |  | 0 | 0 | 0 | 0 | 0 | 0 | 0 | 0 | 0 | 0 | 0 | 0 | 0 | 0 | 0 | 0 | 0 | 0 | 0 | 0 | 0 | 0 | 0 | 0 | 0

## Option 2_REZ Tx Cost
REZ transmission expansion cost by region ($000s) - Option 2, Step Change Scenario
REZ Expansion | Real June 2021 dollars discounted to 1 July 2021. As with the total capital costs, the REZ transmission expansion costs are annualised for modelling purposes.
Explicitly modelled generation
Region | Technology | 2023-24 | 2024-25 | 2025-26 | 2026-27 | 2027-28 | 2028-29 | 2029-30 | 2030-31 | 2031-32 | 2032-33 | 2033-34 | 2034-35 | 2035-36 | 2036-37 | 2037-38 | 2038-39 | 2039-40 | 2040-41 | 2041-42 | 2042-43 | 2043-44 | 2044-45 | 2045-46 | 2046-47 | 2047-48
NSW1 | Transmission | 0.31257 | 0.048074 | 0.21888 | 0.078022 | 0.017913 | 0.082751 | 0.26369 | 0.28399 | 0.11376 | 79458.8133 | 76068.7859 | 0.023184 | 0.015007 | 0.02841 | 0.18621 | 14211.6667 | 0.048719 | 0.048207 | 0.073034 | 28680.702 | 11165.0608 | 209.1066 | 18846.9273 | 34381.1689 | 144.1097
QLD1 | Transmission | 998.2489 | 6.5327 | 488.7776 | 17392.8573 | 88760.0101 | 405821.1652 | 22530.399 | 107427.3878 | 37037.2131 | 74350.8801 | 81434.5972 | 17711.2309 | 0.085364 | 140311.8806 | 705581.9904 | 49614.1616 | 134863.0338 | 133211.2424 | 99124.087 | 231385.8889 | 55616.5044 | 0.012801 | 5653.5457 | 107576.7866 | 6371.483
VIC1 | Transmission | 0.099635 | 0.011378 | 0.03844 | 0.03498 | 0.12479 | 0.067116 | 0.086252 | 0.026492 | 42349.3696 | 0.014255 | 262270.2654 | 0.0067748 | 0.011469 | 7556.4459 | 0.016928 | 0.023345 | 0.023321 | 0.010823 | 0.34188 | 82.0476 | 0.017041 | 0.0074338 | 8435.9857 | 8167.3211 | 67.3943
SA1 | Transmission | 813.192 | 9868.3922 | 10505.1787 | 10242.0964 | 5256.0491 | 297.9883 | 8.7067 | 2.9068 | 5379.8089 | 2.7058 | 5276.4069 | 0.25431 | 4.4886 | 0.095217 | 42116.0809 | 4151.6418 | 8393.0876 | 14141.5977 | 11026.6251 | 8920.5583 | 5806.6047 | 4523.585 | 696.6679 | 33610.7474 | 3672.4206
TAS1 | Transmission | 0.14042 | 0.015595 | 0.036071 | 0.015371 | 0.15017 | 0.031772 | 0.017699 | 0.0414 | 0.02342 | 0.058712 | 0.019585 | 0.010175 | 0.008384 | 0.010727 | 0.010437 | 0.0094097 | 0.0083406 | 0.0076018 | 0.0081554 | 0.017456 | 0.0068627 | 0.0052957 | 0.013136 | 0.0042123 | 0.0023792
NEM | Total | 1811.9935 | 9874.9999 | 10994.2497 | 27635.082 | 94016.3522 | 406119.3351 | 22539.4733 | 107430.6465 | 84766.5287 | 153812.4722 | 425050.0749 | 17711.5254 | 4.6088 | 147868.4608 | 747698.2849 | 67977.5029 | 143256.2017 | 147352.9067 | 110151.1351 | 269069.2143 | 72588.1938 | 4732.7172 | 33633.1397 | 183736.0283 | 10255.4101

## Option 2_USE+DSP Cost
USE and USE / DSP cost by region ($000s) - Option 2, Step Change Scenario
USE / DSP | Real June 2021 dollars discounted to 1 July 2021
Explicitly modelled generation
Region | Technology | 2023-24 | 2024-25 | 2025-26 | 2026-27 | 2027-28 | 2028-29 | 2029-30 | 2030-31 | 2031-32 | 2032-33 | 2033-34 | 2034-35 | 2035-36 | 2036-37 | 2037-38 | 2038-39 | 2039-40 | 2040-41 | 2041-42 | 2042-43 | 2043-44 | 2044-45 | 2045-46 | 2046-47 | 2047-48
NSW1 | USE / DSP | 5355.8808 | 67979.3896 | 164516.5607 | 599.331 | 3288.2076 | 5.4051 | 2.7378 | 87.5548 | 2.2569 | 6466.2985 | 5794.3467 | 172.5859 | 817.8736 | 222.6123 | 13253.2186 | 2.3208 | 324.4774 | 494.3756 | 861.0063 | 479.9996 | 1445.8692 | 1180.9497 | 217.7016 | 718.2097 | 359.6172
QLD1 | USE / DSP | 0.27407 | 0.27414 | 2298.423 | 15439.3461 | 27.9776 | 70746.0835 | 2770.0097 | 15172.1149 | 5008.9864 | 614.2607 | 413.9371 | 479.7332 | 5651.3051 | 1126.5598 | 3699.5846 | 0.2947 | 2674.4751 | 1641.2374 | 3333.9155 | 2550.2483 | 3118.8591 | 1700.1748 | 531.2551 | 7371.6422 | 0.31168
VIC1 | USE / DSP | 22573.9531 | 34316.0994 | 183.1388 | 30247.0804 | 5779.8743 | 30.0349 | 14913.6798 | 5328.8754 | 11.1886 | 657.883 | 6.9307 | 91.4492 | 2917.64 | 464.9618 | 2151.5032 | 4.9413 | 1016.3446 | 1344.5123 | 1498.5954 | 53.9845 | 2586.7784 | 2981.4183 | 97.6067 | 3.9237 | 56.0233
SA1 | USE / DSP | 800.1357 | 0.3195 | 68.8423 | 20.1887 | 38.9596 | 0.32145 | 0.31747 | 7.8177 | 0.321 | 917.3803 | 0.32133 | 32.0593 | 1879.5234 | 147.0624 | 1969.3263 | 0.33255 | 414.0213 | 806.4141 | 583.1921 | 99.2565 | 1391.8145 | 1260.6583 | 263.1404 | 46.4946 | 99.54
TAS1 | USE / DSP | 0.18923 | 0.18949 | 0.1904 | 0.19089 | 0.19166 | 0.19218 | 12.1313 | 36.3667 | 19.8551 | 35.7049 | 0.20197 | 31.7667 | 607.0564 | 153.8087 | 319.4539 | 0.20332 | 270.0937 | 375.9333 | 303.8601 | 73.5369 | 466.0097 | 589.9729 | 76.4251 | 0.21364 | 74.6552
NEM | Total | 28730.4328 | 102296.2721 | 167067.1552 | 46306.1371 | 9135.2108 | 70782.0372 | 17698.8761 | 20632.7295 | 5042.608 | 8691.5274 | 6215.7378 | 807.5943 | 11873.3985 | 2115.005 | 21393.0867 | 8.0927 | 4699.412 | 4662.4728 | 6580.5694 | 3257.0259 | 9009.3308 | 7713.1741 | 1186.1288 | 8140.4839 | 590.1473